## bus
| name | vn_kv | type | zone | in_service
0 | bus_LV_198-23_0_5_node_0 | 0.4 | n |  | TRUE
1 | bus_LV_198-23_0_5_node_2 | 0.4 | n |  | TRUE
2 | bus_LV_198-23_0_5_node_7 | 0.4 | n |  | TRUE
3 | bus_LV_198-23_0_5_node_3 | 0.4 | n |  | TRUE
4 | bus_LV_198-23_0_5_node_8 | 0.4 | n |  | TRUE
5 | bus_LV_198-23_0_5_node_6 | 0.4 | n |  | TRUE
6 | bus_LV_198-23_0_5_node_10 | 0.4 | n |  | TRUE
7 | bus_LV_198-23_0_5_node_11 | 0.4 | n |  | TRUE
8 | bus_LV_198-23_0_5_node_9 | 0.4 | n |  | TRUE
9 | bus_LV_198-23_0_5_node_13 | 0.4 | n |  | TRUE
10 | bus_LV_198-23_0_5_node_14 | 0.4 | n |  | TRUE
11 | bus_LV_198-23_0_5_node_87 | 0.4 | n |  | TRUE
12 | bus_LV_198-23_0_5_node_18 | 0.4 | n |  | TRUE
13 | bus_LV_198-23_0_5_node_12 | 0.4 | n |  | TRUE
14 | bus_LV_198-23_0_5_node_88 | 0.4 | n |  | TRUE
15 | bus_LV_198-23_0_5_node_48 | 0.4 | n |  | TRUE
16 | bus_LV_198-23_0_5_node_147 | 0.4 | n |  | TRUE
17 | bus_LV_198-23_0_5_node_89 | 0.4 | n |  | TRUE
18 | bus_LV_198-23_0_5_node_29 | 0.4 | n |  | TRUE
19 | bus_LV_198-23_0_5_node_148 | 0.4 | n |  | TRUE
20 | bus_LV_198-23_0_5_node_101 | 0.4 | n |  | TRUE
21 | bus_LV_198-23_0_5_node_26 | 0.4 | n |  | TRUE
22 | bus_LV_198-23_0_5_node_37 | 0.4 | n |  | TRUE
23 | bus_LV_198-23_0_5_node_24 | 0.4 | n |  | TRUE
24 | bus_LV_198-23_0_5_node_30 | 0.4 | n |  | TRUE
25 | bus_LV_198-23_0_5_node_31 | 0.4 | n |  | TRUE
26 | bus_LV_198-23_0_5_node_98 | 0.4 | n |  | TRUE
27 | bus_LV_198-23_0_5_node_38 | 0.4 | n |  | TRUE
28 | bus_LV_198-23_0_5_node_32 | 0.4 | n |  | TRUE
29 | bus_LV_198-23_0_5_node_96 | 0.4 | n |  | TRUE
30 | bus_LV_198-23_0_5_node_112 | 0.4 | n |  | TRUE
31 | bus_LV_198-23_0_5_node_28 | 0.4 | n |  | TRUE
32 | bus_LV_198-23_0_5_node_33 | 0.4 | n |  | TRUE
33 | bus_LV_198-23_0_5_node_39 | 0.4 | n |  | TRUE
34 | bus_LV_198-23_0_5_node_44 | 0.4 | n |  | TRUE
35 | bus_LV_198-23_0_5_node_47 | 0.4 | n |  | TRUE
36 | bus_LV_198-23_0_5_node_43 | 0.4 | n |  | TRUE
37 | bus_LV_198-23_0_5_node_15 | 0.4 | n |  | TRUE
38 | bus_LV_198-23_0_5_node_17 | 0.4 | n |  | TRUE
39 | bus_LV_198-23_0_5_node_146 | 0.4 | n |  | TRUE
40 | bus_LV_198-23_0_5_node_23 | 0.4 | n |  | TRUE
41 | bus_LV_198-23_0_5_node_25 | 0.4 | n |  | TRUE
42 | bus_LV_198-23_0_5_node_19 | 0.4 | n |  | TRUE
43 | bus_LV_198-23_0_5_node_143 | 0.4 | n |  | TRUE
44 | bus_LV_198-23_0_5_node_36 | 0.4 | n |  | TRUE
45 | bus_LV_198-23_0_5_node_145 | 0.4 | n |  | TRUE
46 | bus_LV_198-23_0_5_node_27 | 0.4 | n |  | TRUE
47 | bus_LV_198-23_0_5_node_51 | 0.4 | n |  | TRUE
48 | bus_LV_198-23_0_5_node_63 | 0.4 | n |  | TRUE
49 | bus_LV_198-23_0_5_node_61 | 0.4 | n |  | TRUE
50 | bus_LV_198-23_0_5_node_59 | 0.4 | n |  | TRUE
51 | bus_LV_198-23_0_5_node_35 | 0.4 | n |  | TRUE
52 | bus_LV_198-23_0_5_node_64 | 0.4 | n |  | TRUE
53 | bus_LV_198-23_0_5_node_65 | 0.4 | n |  | TRUE
54 | bus_LV_198-23_0_5_node_62 | 0.4 | n |  | TRUE
55 | bus_LV_198-23_0_5_node_144 | 0.4 | n |  | TRUE
56 | bus_LV_198-23_0_5_node_20 | 0.4 | n |  | TRUE
57 | bus_LV_198-23_0_5_node_21 | 0.4 | n |  | TRUE
58 | bus_LV_198-23_0_5_node_22 | 0.4 | n |  | TRUE
59 | bus_LV_198-23_0_5_node_42 | 0.4 | n |  | TRUE
60 | bus_LV_198-23_0_5_node_54 | 0.4 | n |  | TRUE
61 | bus_LV_198-23_0_5_node_49 | 0.4 | n |  | TRUE
62 | bus_LV_198-23_0_5_node_60 | 0.4 | n |  | TRUE
63 | bus_LV_198-23_0_5_node_84 | 0.4 | n |  | TRUE
64 | bus_LV_198-23_0_5_node_99 | 0.4 | n |  | TRUE
65 | bus_LV_198-23_0_5_node_97 | 0.4 | n |  | TRUE
66 | bus_LV_198-23_0_5_node_94 | 0.4 | n |  | TRUE
67 | bus_LV_198-23_0_5_node_113 | 0.4 | n |  | TRUE
68 | bus_LV_198-23_0_5_node_45 | 0.4 | n |  | TRUE
69 | bus_LV_198-23_0_5_node_71 | 0.4 | n |  | TRUE
70 | bus_LV_198-23_0_5_node_149 | 0.4 | n |  | TRUE
71 | bus_LV_198-23_0_5_node_130 | 0.4 | n |  | TRUE
72 | bus_LV_198-23_0_5_node_86 | 0.4 | n |  | TRUE
73 | bus_LV_198-23_0_5_node_40 | 0.4 | n |  | TRUE
74 | bus_LV_198-23_0_5_node_41 | 0.4 | n |  | TRUE
75 | bus_LV_198-23_0_5_node_46 | 0.4 | n |  | TRUE
76 | bus_LV_198-23_0_5_node_50 | 0.4 | n |  | TRUE
77 | bus_LV_198-23_0_5_node_52 | 0.4 | n |  | TRUE
78 | bus_LV_198-23_0_5_node_53 | 0.4 | n |  | TRUE
79 | bus_LV_198-23_0_5_node_69 | 0.4 | n |  | TRUE
80 | bus_LV_198-23_0_5_node_66 | 0.4 | n |  | TRUE
81 | bus_LV_198-23_0_5_node_73 | 0.4 | n |  | TRUE
82 | bus_LV_198-23_0_5_node_70 | 0.4 | n |  | TRUE
83 | bus_LV_198-23_0_5_node_77 | 0.4 | n |  | TRUE
84 | bus_LV_198-23_0_5_node_67 | 0.4 | n |  | TRUE
85 | bus_LV_198-23_0_5_node_72 | 0.4 | n |  | TRUE
86 | bus_LV_198-23_0_5_node_58 | 0.4 | n |  | TRUE
87 | bus_LV_198-23_0_5_node_55 | 0.4 | n |  | TRUE
88 | bus_LV_198-23_0_5_node_56 | 0.4 | n |  | TRUE
89 | bus_LV_198-23_0_5_node_57 | 0.4 | n |  | TRUE
90 | bus_LV_198-23_0_5_node_85 | 0.4 | n |  | TRUE
91 | bus_LV_198-23_0_5_node_68 | 0.4 | n |  | TRUE
92 | bus_LV_198-23_0_5_node_137 | 0.4 | n |  | TRUE
93 | bus_LV_198-23_0_5_node_138 | 0.4 | n |  | TRUE
94 | bus_LV_198-23_0_5_node_76 | 0.4 | n |  | TRUE
95 | bus_LV_198-23_0_5_node_131 | 0.4 | n |  | TRUE
96 | bus_LV_198-23_0_5_node_129 | 0.4 | n |  | TRUE
97 | bus_LV_198-23_0_5_node_74 | 0.4 | n |  | TRUE
98 | bus_LV_198-23_0_5_node_75 | 0.4 | n |  | TRUE
99 | bus_LV_198-23_0_5_node_82 | 0.4 | n |  | TRUE
100 | bus_LV_198-23_0_5_node_83 | 0.4 | n |  | TRUE
101 | bus_LV_198-23_0_5_node_78 | 0.4 | n |  | TRUE
102 | bus_LV_198-23_0_5_node_79 | 0.4 | n |  | TRUE
103 | bus_LV_198-23_0_5_node_80 | 0.4 | n |  | TRUE
104 | bus_LV_198-23_0_5_node_81 | 0.4 | n |  | TRUE
105 | bus_LV_198-23_0_5_node_142 | 0.4 | n |  | TRUE
106 | bus_LV_198-23_0_5_node_141 | 0.4 | n |  | TRUE
107 | bus_LV_198-23_0_5_node_115 | 0.4 | n |  | TRUE
108 | bus_LV_198-23_0_5_node_126 | 0.4 | n |  | TRUE
109 | bus_LV_198-23_0_5_node_111 | 0.4 | n |  | TRUE
110 | bus_LV_198-23_0_5_node_90 | 0.4 | n |  | TRUE
111 | bus_LV_198-23_0_5_node_91 | 0.4 | n |  | TRUE
112 | bus_LV_198-23_0_5_node_93 | 0.4 | n |  | TRUE
113 | bus_LV_198-23_0_5_node_107 | 0.4 | n |  | TRUE
114 | bus_LV_198-23_0_5_node_108 | 0.4 | n |  | TRUE
115 | bus_LV_198-23_0_5_node_95 | 0.4 | n |  | TRUE
116 | bus_LV_198-23_0_5_node_104 | 0.4 | n |  | TRUE
117 | bus_LV_198-23_0_5_node_106 | 0.4 | n |  | TRUE
118 | bus_LV_198-23_0_5_node_103 | 0.4 | n |  | TRUE
119 | bus_LV_198-23_0_5_node_100 | 0.4 | n |  | TRUE
120 | bus_LV_198-23_0_5_node_102 | 0.4 | n |  | TRUE
121 | bus_LV_198-23_0_5_node_105 | 0.4 | n |  | TRUE
122 | bus_LV_198-23_0_5_node_114 | 0.4 | n |  | TRUE
123 | bus_LV_198-23_0_5_node_109 | 0.4 | n |  | TRUE
124 | bus_LV_198-23_0_5_node_110 | 0.4 | n |  | TRUE
125 | bus_LV_198-23_0_5_node_125 | 0.4 | n |  | TRUE
126 | bus_LV_198-23_0_5_node_116 | 0.4 | n |  | TRUE
127 | bus_LV_198-23_0_5_node_117 | 0.4 | n |  | TRUE
128 | bus_LV_198-23_0_5_node_118 | 0.4 | n |  | TRUE
129 | bus_LV_198-23_0_5_node_119 | 0.4 | n |  | TRUE
130 | bus_LV_198-23_0_5_node_120 | 0.4 | n |  | TRUE
131 | bus_LV_198-23_0_5_node_124 | 0.4 | n |  | TRUE
132 | bus_LV_198-23_0_5_node_121 | 0.4 | n |  | TRUE
133 | bus_LV_198-23_0_5_node_128 | 0.4 | n |  | TRUE
134 | bus_LV_198-23_0_5_node_132 | 0.4 | n |  | TRUE
135 | bus_LV_198-23_0_5_node_122 | 0.4 | n |  | TRUE
136 | bus_LV_198-23_0_5_node_123 | 0.4 | n |  | TRUE
137 | bus_LV_198-23_0_5_node_127 | 0.4 | n |  | TRUE
138 | bus_LV_198-23_0_5_node_133 | 0.4 | n |  | TRUE
139 | bus_LV_198-23_0_5_node_135 | 0.4 | n |  | TRUE
140 | bus_LV_198-23_0_5_node_136 | 0.4 | n |  | TRUE
141 | bus_LV_198-23_0_5_node_134 | 0.4 | n |  | TRUE
142 | bus_LV_198-23_0_5_node_139 | 0.4 | n |  | TRUE
143 | bus_LV_198-23_0_5_node_140 | 0.4 | n |  | TRUE
144 | bus_MV_501_0_node_152 | 20 | n |  | TRUE

## load
| name | bus | p_mw | q_mvar | const_z_percent | const_i_percent | sn_mva | scaling | in_service | type
0 | LV_198-23_0_5_load_0 | 0 | 0.017922 | 0.0044917 | 0 | 0 |  | 1 | TRUE | wye
1 | LV_198-23_0_5_load_3 | 3 | 0.0096018 | 0.0024064 | 0 | 0 |  | 1 | TRUE | wye
2 | LV_198-23_0_5_load_8 | 4 | 0.018863 | 0.0047275 | 0 | 0 |  | 1 | TRUE | wye
3 | LV_198-23_0_5_load_9 | 8 | 0.017145 | 0.0042969 | 0 | 0 |  | 1 | TRUE | wye
4 | LV_198-23_0_5_load_13 | 9 | 0.019092 | 0.0047849 | 0 | 0 |  | 1 | TRUE | wye
5 | LV_198-23_0_5_load_14 | 10 | 0.0091628 | 0.0022964 | 0 | 0 |  | 1 | TRUE | wye
6 | LV_198-23_0_5_load_87 | 11 | 0.015476 | 0.0038787 | 0 | 0 |  | 1 | TRUE | wye
7 | LV_198-23_0_5_load_88 | 14 | 0.019926 | 0.0049939 | 0 | 0 |  | 1 | TRUE | wye
8 | LV_198-23_0_5_load_48 | 15 | 0.00087777 | 0.00021999 | 0 | 0 |  | 1 | TRUE | wye
9 | LV_198-23_0_5_load_147 | 16 | 0.00087139 | 0.00021839 | 0 | 0 |  | 1 | TRUE | wye
10 | LV_198-23_0_5_load_89 | 17 | 0.036011 | 0.0090252 | 0 | 0 |  | 1 | TRUE | wye
11 | LV_198-23_0_5_load_148 | 19 | 0.001628 | 0.00040801 | 0 | 0 |  | 1 | TRUE | wye
12 | LV_198-23_0_5_load_101 | 20 | 0.001628 | 0.00040801 | 0 | 0 |  | 1 | TRUE | wye
13 | LV_198-23_0_5_load_37 | 22 | 0.029203 | 0.0073188 | 0 | 0 |  | 1 | TRUE | wye
14 | LV_198-23_0_5_load_24 | 23 | 0.012759 | 0.0031978 | 0 | 0 |  | 1 | TRUE | wye
15 | LV_198-23_0_5_load_98 | 26 | 0.0016663 | 0.00041762 | 0 | 0 |  | 1 | TRUE | wye
16 | LV_198-23_0_5_load_38 | 27 | 0.014282 | 0.0035794 | 0 | 0 |  | 1 | TRUE | wye
17 | LV_198-23_0_5_load_112 | 30 | 0.0013235 | 0.0003317 | 0 | 0 |  | 1 | TRUE | wye
18 | LV_198-23_0_5_load_39 | 33 | 0.0027881 | 0.00069877 | 0 | 0 |  | 1 | TRUE | wye
19 | LV_198-23_0_5_load_44 | 34 | 0.00091779 | 0.00023002 | 0 | 0 |  | 1 | TRUE | wye
20 | LV_198-23_0_5_load_47 | 35 | 0.0010061 | 0.00025215 | 0 | 0 |  | 1 | TRUE | wye
21 | LV_198-23_0_5_load_43 | 36 | 0.00080989 | 0.00020298 | 0 | 0 |  | 1 | TRUE | wye
22 | LV_198-23_0_5_load_15 | 37 | 0.0088966 | 0.0022297 | 0 | 0 |  | 1 | TRUE | wye
23 | LV_198-23_0_5_load_146 | 39 | 0.011568 | 0.0028992 | 0 | 0 |  | 1 | TRUE | wye
24 | LV_198-23_0_5_load_143 | 43 | 0.010512 | 0.0026346 | 0 | 0 |  | 1 | TRUE | wye
25 | LV_198-23_0_5_load_145 | 45 | 0.011431 | 0.0028648 | 0 | 0 |  | 1 | TRUE | wye
26 | LV_198-23_0_5_load_63 | 48 | 0.0037686 | 0.00094451 | 0 | 0 |  | 1 | TRUE | wye
27 | LV_198-23_0_5_load_61 | 49 | 0.0032628 | 0.00081773 | 0 | 0 |  | 1 | TRUE | wye
28 | LV_198-23_0_5_load_59 | 50 | 0.0018839 | 0.00047216 | 0 | 0 |  | 1 | TRUE | wye
29 | LV_198-23_0_5_load_64 | 52 | 0.0017449 | 0.0004373 | 0 | 0 |  | 1 | TRUE | wye
30 | LV_198-23_0_5_load_65 | 53 | 0.0029241 | 0.00073286 | 0 | 0 |  | 1 | TRUE | wye
31 | LV_198-23_0_5_load_62 | 54 | 0.001927 | 0.00048295 | 0 | 0 |  | 1 | TRUE | wye
32 | LV_198-23_0_5_load_144 | 55 | 0.010814 | 0.0027102 | 0 | 0 |  | 1 | TRUE | wye
33 | LV_198-23_0_5_load_20 | 56 | 0.0024826 | 0.00062219 | 0 | 0 |  | 1 | TRUE | wye
34 | LV_198-23_0_5_load_21 | 57 | 0.011319 | 0.0028367 | 0 | 0 |  | 1 | TRUE | wye
35 | LV_198-23_0_5_load_22 | 58 | 0.0022698 | 0.00056885 | 0 | 0 |  | 1 | TRUE | wye
36 | LV_198-23_0_5_load_54 | 60 | 0.0047057 | 0.0011794 | 0 | 0 |  | 1 | TRUE | wye
37 | LV_198-23_0_5_load_49 | 61 | 0.0040707 | 0.0010202 | 0 | 0 |  | 1 | TRUE | wye
38 | LV_198-23_0_5_load_60 | 62 | 0.0039661 | 0.000994 | 0 | 0 |  | 1 | TRUE | wye
39 | LV_198-23_0_5_load_84 | 63 | 0.0032068 | 0.00080369 | 0 | 0 |  | 1 | TRUE | wye
40 | LV_198-23_0_5_load_99 | 64 | 0.001628 | 0.00040801 | 0 | 0 |  | 1 | TRUE | wye
41 | LV_198-23_0_5_load_97 | 65 | 0.0013943 | 0.00034944 | 0 | 0 |  | 1 | TRUE | wye
42 | LV_198-23_0_5_load_94 | 66 | 0.0013862 | 0.00034741 | 0 | 0 |  | 1 | TRUE | wye
43 | LV_198-23_0_5_load_113 | 67 | 0.0018267 | 0.00045782 | 0 | 0 |  | 1 | TRUE | wye
44 | LV_198-23_0_5_load_45 | 68 | 0.00091625 | 0.00022963 | 0 | 0 |  | 1 | TRUE | wye
45 | LV_198-23_0_5_load_149 | 70 | 0.0022487 | 0.00056358 | 0 | 0 |  | 1 | TRUE | wye
46 | LV_198-23_0_5_load_86 | 72 | 0.001922 | 0.00048171 | 0 | 0 |  | 1 | TRUE | wye
47 | LV_198-23_0_5_load_40 | 73 | 0.0039821 | 0.00099801 | 0 | 0 |  | 1 | TRUE | wye
48 | LV_198-23_0_5_load_41 | 74 | 0.00086709 | 0.00021731 | 0 | 0 |  | 1 | TRUE | wye
49 | LV_198-23_0_5_load_46 | 75 | 0.00084231 | 0.0002111 | 0 | 0 |  | 1 | TRUE | wye
50 | LV_198-23_0_5_load_53 | 78 | 0.0035088 | 0.00087939 | 0 | 0 |  | 1 | TRUE | wye
51 | LV_198-23_0_5_load_66 | 80 | 0.0016582 | 0.00041557 | 0 | 0 |  | 1 | TRUE | wye
52 | LV_198-23_0_5_load_73 | 81 | 0.0034458 | 0.00086359 | 0 | 0 |  | 1 | TRUE | wye
53 | LV_198-23_0_5_load_70 | 82 | 0.0054329 | 0.0013616 | 0 | 0 |  | 1 | TRUE | wye
54 | LV_198-23_0_5_load_77 | 83 | 0.0032355 | 0.0008109 | 0 | 0 |  | 1 | TRUE | wye
55 | LV_198-23_0_5_load_67 | 84 | 0.0016216 | 0.0004064 | 0 | 0 |  | 1 | TRUE | wye
56 | LV_198-23_0_5_load_72 | 85 | 0.0044288 | 0.00111 | 0 | 0 |  | 1 | TRUE | wye
57 | LV_198-23_0_5_load_58 | 86 | 0.0035284 | 0.00088431 | 0 | 0 |  | 1 | TRUE | wye
58 | LV_198-23_0_5_load_55 | 87 | 0.0013246 | 0.00033199 | 0 | 0 |  | 1 | TRUE | wye
59 | LV_198-23_0_5_load_56 | 88 | 0.0045929 | 0.0011511 | 0 | 0 |  | 1 | TRUE | wye
60 | LV_198-23_0_5_load_57 | 89 | 0.0011053 | 0.00027702 | 0 | 0 |  | 1 | TRUE | wye
61 | LV_198-23_0_5_load_85 | 90 | 0.0046964 | 0.001177 | 0 | 0 |  | 1 | TRUE | wye
62 | LV_198-23_0_5_load_68 | 91 | 0.0017696 | 0.00044351 | 0 | 0 |  | 1 | TRUE | wye
63 | LV_198-23_0_5_load_137 | 92 | 0.0019564 | 0.00049033 | 0 | 0 |  | 1 | TRUE | wye
64 | LV_198-23_0_5_load_138 | 93 | 0.0007812 | 0.00019579 | 0 | 0 |  | 1 | TRUE | wye
65 | LV_198-23_0_5_load_76 | 94 | 0.0041211 | 0.0010328 | 0 | 0 |  | 1 | TRUE | wye
66 | LV_198-23_0_5_load_129 | 96 | 0.0021256 | 0.00053272 | 0 | 0 |  | 1 | TRUE | wye
67 | LV_198-23_0_5_load_74 | 97 | 0.0056925 | 0.0014267 | 0 | 0 |  | 1 | TRUE | wye
68 | LV_198-23_0_5_load_75 | 98 | 0.0038308 | 0.0009601 | 0 | 0 |  | 1 | TRUE | wye
69 | LV_198-23_0_5_load_83 | 100 | 0.0035638 | 0.00089318 | 0 | 0 |  | 1 | TRUE | wye
70 | LV_198-23_0_5_load_78 | 101 | 0.0016525 | 0.00041415 | 0 | 0 |  | 1 | TRUE | wye
71 | LV_198-23_0_5_load_79 | 102 | 0.0013012 | 0.00032611 | 0 | 0 |  | 1 | TRUE | wye
72 | LV_198-23_0_5_load_80 | 103 | 0.0015379 | 0.00038542 | 0 | 0 |  | 1 | TRUE | wye
73 | LV_198-23_0_5_load_81 | 104 | 0.0018269 | 0.00045786 | 0 | 0 |  | 1 | TRUE | wye
74 | LV_198-23_0_5_load_142 | 105 | 0.00070042 | 0.00017554 | 0 | 0 |  | 1 | TRUE | wye
75 | LV_198-23_0_5_load_141 | 106 | 0.0017127 | 0.00042924 | 0 | 0 |  | 1 | TRUE | wye
76 | LV_198-23_0_5_load_126 | 108 | 0.0036354 | 0.00091111 | 0 | 0 |  | 1 | TRUE | wye
77 | LV_198-23_0_5_load_111 | 109 | 0.0022031 | 0.00055215 | 0 | 0 |  | 1 | TRUE | wye
78 | LV_198-23_0_5_load_90 | 110 | 0.0040351 | 0.0010113 | 0 | 0 |  | 1 | TRUE | wye
79 | LV_198-23_0_5_load_91 | 111 | 0.0066566 | 0.0016683 | 0 | 0 |  | 1 | TRUE | wye
80 | LV_198-23_0_5_load_93 | 112 | 0.0037378 | 0.00093678 | 0 | 0 |  | 1 | TRUE | wye
81 | LV_198-23_0_5_load_107 | 113 | 0.0036005 | 0.00090238 | 0 | 0 |  | 1 | TRUE | wye
82 | LV_198-23_0_5_load_108 | 114 | 0.0023229 | 0.00058218 | 0 | 0 |  | 1 | TRUE | wye
83 | LV_198-23_0_5_load_95 | 115 | 0.0017692 | 0.0004434 | 0 | 0 |  | 1 | TRUE | wye
84 | LV_198-23_0_5_load_104 | 116 | 0.0013368 | 0.00033503 | 0 | 0 |  | 1 | TRUE | wye
85 | LV_198-23_0_5_load_106 | 117 | 0.0013517 | 0.00033877 | 0 | 0 |  | 1 | TRUE | wye
86 | LV_198-23_0_5_load_103 | 118 | 0.0013746 | 0.00034452 | 0 | 0 |  | 1 | TRUE | wye
87 | LV_198-23_0_5_load_100 | 119 | 0.0016663 | 0.00041761 | 0 | 0 |  | 1 | TRUE | wye
88 | LV_198-23_0_5_load_102 | 120 | 0.0016673 | 0.00041786 | 0 | 0 |  | 1 | TRUE | wye
89 | LV_198-23_0_5_load_105 | 121 | 0.0034706 | 0.00086982 | 0 | 0 |  | 1 | TRUE | wye
90 | LV_198-23_0_5_load_114 | 122 | 0.0050971 | 0.0012774 | 0 | 0 |  | 1 | TRUE | wye
91 | LV_198-23_0_5_load_109 | 123 | 0.0037605 | 0.00094247 | 0 | 0 |  | 1 | TRUE | wye
92 | LV_198-23_0_5_load_110 | 124 | 0.0018784 | 0.00047077 | 0 | 0 |  | 1 | TRUE | wye
93 | LV_198-23_0_5_load_125 | 125 | 0.0040412 | 0.0010128 | 0 | 0 |  | 1 | TRUE | wye
94 | LV_198-23_0_5_load_116 | 126 | 0.0013777 | 0.00034529 | 0 | 0 |  | 1 | TRUE | wye
95 | LV_198-23_0_5_load_117 | 127 | 0.0042158 | 0.0010566 | 0 | 0 |  | 1 | TRUE | wye
96 | LV_198-23_0_5_load_118 | 128 | 0.0014407 | 0.00036106 | 0 | 0 |  | 1 | TRUE | wye
97 | LV_198-23_0_5_load_120 | 130 | 0.0026206 | 0.00065679 | 0 | 0 |  | 1 | TRUE | wye
98 | LV_198-23_0_5_load_124 | 131 | 0.0015158 | 0.00037989 | 0 | 0 |  | 1 | TRUE | wye
99 | LV_198-23_0_5_load_121 | 132 | 0.0037656 | 0.00094374 | 0 | 0 |  | 1 | TRUE | wye
100 | LV_198-23_0_5_load_128 | 133 | 0.0023663 | 0.00059306 | 0 | 0 |  | 1 | TRUE | wye
101 | LV_198-23_0_5_load_122 | 135 | 0.0011693 | 0.00029304 | 0 | 0 |  | 1 | TRUE | wye
102 | LV_198-23_0_5_load_123 | 136 | 0.0038044 | 0.00095346 | 0 | 0 |  | 1 | TRUE | wye
103 | LV_198-23_0_5_load_127 | 137 | 0.0016135 | 0.00040439 | 0 | 0 |  | 1 | TRUE | wye
104 | LV_198-23_0_5_load_133 | 138 | 0.0028374 | 0.00071111 | 0 | 0 |  | 1 | TRUE | wye
105 | LV_198-23_0_5_load_135 | 139 | 0.0078641 | 0.0019709 | 0 | 0 |  | 1 | TRUE | wye
106 | LV_198-23_0_5_load_136 | 140 | 0.0019583 | 0.0004908 | 0 | 0 |  | 1 | TRUE | wye
107 | LV_198-23_0_5_load_134 | 141 | 0.0011655 | 0.00029211 | 0 | 0 |  | 1 | TRUE | wye
108 | LV_198-23_0_5_load_139 | 142 | 0.00069583 | 0.00017439 | 0 | 0 |  | 1 | TRUE | wye
109 | LV_198-23_0_5_load_140 | 143 | 0.00073835 | 0.00018505 | 0 | 0 |  | 1 | TRUE | wye

## ext_grid
| name | bus | vm_pu | va_degree | slack_weight | in_service
0 |  | 42 | 1 | 0 | 1 | TRUE

## line
| name | std_type | from_bus | to_bus | length_km | r_ohm_per_km | x_ohm_per_km | c_nf_per_km | g_us_per_km | max_i_ka | df | parallel | type | in_service
0 | LV_198-23_0_5_line_0 |  | 0 | 1 | 0.026151 | 0.125 | 0.08 | 261 | 0 | 0.364 | 1 | 1 | cs | TRUE
1 | LV_198-23_0_5_line_1 |  | 1 | 2 | 0.054347 | 0.125 | 0.08 | 261 | 0 | 0.364 | 1 | 1 | cs | TRUE
2 | LV_198-23_0_5_line_2 |  | 2 | 8 | 0.028468 | 0.125 | 0.08 | 261 | 0 | 0.364 | 1 | 1 | cs | TRUE
3 | LV_198-23_0_5_line_3 |  | 2 | 4 | 0.014124 | 0.125 | 0.08 | 261 | 0 | 0.364 | 1 | 1 | cs | TRUE
4 | LV_198-23_0_5_line_4 |  | 3 | 4 | 0.038548 | 0.125 | 0.08 | 261 | 0 | 0.364 | 1 | 1 | cs | TRUE
5 | LV_198-23_0_5_line_5 |  | 5 | 6 | 0.050916 | 0.125 | 0.08 | 261 | 0 | 0.364 | 1 | 2 | cs | TRUE
6 | LV_198-23_0_5_line_6 |  | 5 | 7 | 0.036564 | 0.125 | 0.08 | 261 | 0 | 0.364 | 1 | 1 | cs | TRUE
7 | LV_198-23_0_5_line_7 |  | 5 | 8 | 0.033541 | 0.125 | 0.08 | 261 | 0 | 0.364 | 1 | 1 | cs | TRUE
8 | LV_198-23_0_5_line_8 |  | 6 | 13 | 0.007771 | 0.125 | 0.08 | 261 | 0 | 0.364 | 1 | 2 | cs | TRUE
9 | LV_198-23_0_5_line_9 |  | 6 | 14 | 0.0027079 | 0.125 | 0.08 | 261 | 0 | 0.364 | 1 | 1 | cs | TRUE
10 | LV_198-23_0_5_line_10 |  | 7 | 15 | 0.021051 | 0.125 | 0.08 | 261 | 0 | 0.364 | 1 | 1 | cs | TRUE
11 | LV_198-23_0_5_line_11 |  | 9 | 10 | 0.036791 | 0.125 | 0.08 | 261 | 0 | 0.364 | 1 | 1 | cs | TRUE
12 | LV_198-23_0_5_line_12 |  | 10 | 37 | 0.033753 | 0.125 | 0.08 | 261 | 0 | 0.364 | 1 | 1 | cs | TRUE
13 | LV_198-23_0_5_line_13 |  | 11 | 12 | 0.024583 | 0.125 | 0.08 | 261 | 0 | 0.364 | 1 | 1 | cs | TRUE
14 | LV_198-23_0_5_line_14 |  | 12 | 41 | 0.02373 | 0.125 | 0.08 | 261 | 0 | 0.364 | 1 | 1 | cs | TRUE
15 | LV_198-23_0_5_line_15 |  | 12 | 38 | 0.02656 | 0.125 | 0.08 | 261 | 0 | 0.364 | 1 | 1 | cs | TRUE
16 | LV_198-23_0_5_line_16 |  | 13 | 16 | 0.026679 | 0.125 | 0.08 | 261 | 0 | 0.364 | 1 | 3 | cs | TRUE
17 | LV_198-23_0_5_line_17 |  | 14 | 17 | 0.028986 | 0.125 | 0.08 | 261 | 0 | 0.364 | 1 | 1 | cs | TRUE
18 | LV_198-23_0_5_line_18 |  | 15 | 35 | 0.00010377 | 0.125 | 0.08 | 261 | 0 | 0.364 | 1 | 1 | cs | TRUE
19 | LV_198-23_0_5_line_19 |  | 16 | 36 | 0.02424 | 0.125 | 0.08 | 261 | 0 | 0.364 | 1 | 3 | cs | TRUE
20 | LV_198-23_0_5_line_20 |  | 18 | 19 | 0.010959 | 0.125 | 0.08 | 261 | 0 | 0.364 | 1 | 1 | cs | TRUE
21 | LV_198-23_0_5_line_21 |  | 18 | 20 | 0.01856 | 0.125 | 0.08 | 261 | 0 | 0.364 | 1 | 1 | cs | TRUE
22 | LV_198-23_0_5_line_22 |  | 20 | 24 | 0.016994 | 0.125 | 0.08 | 261 | 0 | 0.364 | 1 | 1 | cs | TRUE
23 | LV_198-23_0_5_line_23 |  | 21 | 22 | 0.037493 | 0.125 | 0.08 | 261 | 0 | 0.364 | 1 | 3 | cs | TRUE
24 | LV_198-23_0_5_line_24 |  | 21 | 23 | 0.053582 | 0.125 | 0.08 | 261 | 0 | 0.364 | 1 | 3 | cs | TRUE
25 | LV_198-23_0_5_line_25 |  | 22 | 59 | 0.021244 | 0.125 | 0.08 | 261 | 0 | 0.364 | 1 | 3 | cs | TRUE
26 | LV_198-23_0_5_line_26 |  | 23 | 41 | 0.024741 | 0.125 | 0.08 | 261 | 0 | 0.364 | 1 | 3 | cs | TRUE
27 | LV_198-23_0_5_line_27 |  | 24 | 25 | 0.14635 | 0.125 | 0.08 | 261 | 0 | 0.364 | 1 | 1 | cs | TRUE
28 | LV_198-23_0_5_line_28 |  | 24 | 26 | 0.0073432 | 0.125 | 0.08 | 261 | 0 | 0.364 | 1 | 1 | cs | TRUE
29 | LV_198-23_0_5_line_29 |  | 25 | 27 | 0.038643 | 0.125 | 0.08 | 261 | 0 | 0.364 | 1 | 1 | cs | TRUE
30 | LV_198-23_0_5_line_30 |  | 26 | 64 | 0.0037502 | 0.125 | 0.08 | 261 | 0 | 0.364 | 1 | 1 | cs | TRUE
31 | LV_198-23_0_5_line_31 |  | 27 | 33 | 0.0033534 | 0.125 | 0.08 | 261 | 0 | 0.364 | 1 | 1 | cs | TRUE
32 | LV_198-23_0_5_line_32 |  | 28 | 29 | 0.003839 | 0.125 | 0.08 | 261 | 0 | 0.364 | 1 | 1 | cs | TRUE
33 | LV_198-23_0_5_line_33 |  | 28 | 30 | 0.010508 | 0.125 | 0.08 | 261 | 0 | 0.364 | 1 | 1 | cs | TRUE
34 | LV_198-23_0_5_line_34 |  | 28 | 31 | 0.12303 | 0.125 | 0.08 | 261 | 0 | 0.364 | 1 | 1 | cs | TRUE
35 | LV_198-23_0_5_line_35 |  | 29 | 65 | 0.0085422 | 0.125 | 0.08 | 261 | 0 | 0.364 | 1 | 1 | cs | TRUE
36 | LV_198-23_0_5_line_36 |  | 29 | 66 | 0.010511 | 0.125 | 0.08 | 261 | 0 | 0.364 | 1 | 1 | cs | TRUE
37 | LV_198-23_0_5_line_37 |  | 30 | 67 | 0.016155 | 0.125 | 0.08 | 261 | 0 | 0.364 | 1 | 1 | cs | TRUE
38 | LV_198-23_0_5_line_38 |  | 31 | 49 | 0.089738 | 0.125 | 0.08 | 261 | 0 | 0.364 | 1 | 1 | cs | TRUE
39 | LV_198-23_0_5_line_39 |  | 31 | 50 | 0.01447 | 0.125 | 0.08 | 261 | 0 | 0.364 | 1 | 1 | cs | TRUE
40 | LV_198-23_0_5_line_40 |  | 31 | 41 | 0.027268 | 0.125 | 0.08 | 261 | 0 | 0.364 | 1 | 1 | cs | TRUE
41 | LV_198-23_0_5_line_41 |  | 32 | 33 | 0.029743 | 0.125 | 0.08 | 261 | 0 | 0.364 | 1 | 1 | cs | TRUE
42 | LV_198-23_0_5_line_42 |  | 32 | 34 | 0.043605 | 0.125 | 0.08 | 261 | 0 | 0.364 | 1 | 1 | cs | TRUE
43 | LV_198-23_0_5_line_43 |  | 34 | 68 | 0.027061 | 0.125 | 0.08 | 261 | 0 | 0.364 | 1 | 1 | cs | TRUE
44 | LV_198-23_0_5_line_44 |  | 35 | 75 | 0.02799 | 0.125 | 0.08 | 261 | 0 | 0.364 | 1 | 1 | cs | TRUE
45 | LV_198-23_0_5_line_45 |  | 36 | 74 | 0.016707 | 0.125 | 0.08 | 261 | 0 | 0.364 | 1 | 3 | cs | TRUE
46 | LV_198-23_0_5_line_46 |  | 37 | 38 | 0.043136 | 0.125 | 0.08 | 261 | 0 | 0.364 | 1 | 1 | cs | TRUE
47 | LV_198-23_0_5_line_47 |  | 39 | 40 | 0.018877 | 0.125 | 0.08 | 261 | 0 | 0.364 | 1 | 1 | cs | TRUE
48 | LV_198-23_0_5_line_48 |  | 40 | 44 | 0.008512 | 0.125 | 0.08 | 261 | 0 | 0.364 | 1 | 1 | cs | TRUE
49 | LV_198-23_0_5_line_49 |  | 40 | 58 | 0.044581 | 0.125 | 0.08 | 261 | 0 | 0.364 | 1 | 1 | cs | TRUE
50 | LV_198-23_0_5_line_50 |  | 41 | 42 | 0.043911 | 0.125 | 0.08 | 261 | 0 | 0.364 | 1 | 3 | cs | TRUE
51 | LV_198-23_0_5_line_51 |  | 42 | 43 | 0.015665 | 0.125 | 0.08 | 261 | 0 | 0.364 | 1 | 2 | cs | TRUE
52 | LV_198-23_0_5_line_52 |  | 43 | 55 | 0.023832 | 0.125 | 0.08 | 261 | 0 | 0.364 | 1 | 1 | cs | TRUE
53 | LV_198-23_0_5_line_53 |  | 44 | 45 | 0.03936 | 0.125 | 0.08 | 261 | 0 | 0.364 | 1 | 1 | cs | TRUE
54 | LV_198-23_0_5_line_54 |  | 44 | 46 | 0.045124 | 0.125 | 0.08 | 261 | 0 | 0.364 | 1 | 1 | cs | TRUE
55 | LV_198-23_0_5_line_55 |  | 45 | 55 | 0.018699 | 0.125 | 0.08 | 261 | 0 | 0.364 | 1 | 1 | cs | TRUE
56 | LV_198-23_0_5_line_56 |  | 46 | 47 | 0.025179 | 0.125 | 0.08 | 261 | 0 | 0.364 | 1 | 1 | cs | TRUE
57 | LV_198-23_0_5_line_57 |  | 46 | 48 | 0.015147 | 0.125 | 0.08 | 261 | 0 | 0.364 | 1 | 1 | cs | TRUE
58 | LV_198-23_0_5_line_58 |  | 47 | 60 | 0.017861 | 0.125 | 0.08 | 261 | 0 | 0.364 | 1 | 1 | cs | TRUE
59 | LV_198-23_0_5_line_59 |  | 47 | 61 | 0.0061499 | 0.125 | 0.08 | 261 | 0 | 0.364 | 1 | 1 | cs | TRUE
60 | LV_198-23_0_5_line_60 |  | 48 | 54 | 0.027146 | 0.125 | 0.08 | 261 | 0 | 0.364 | 1 | 1 | cs | TRUE
61 | LV_198-23_0_5_line_61 |  | 49 | 63 | 0.033051 | 0.125 | 0.08 | 261 | 0 | 0.364 | 1 | 1 | cs | TRUE
62 | LV_198-23_0_5_line_62 |  | 50 | 62 | 0.024314 | 0.125 | 0.08 | 261 | 0 | 0.364 | 1 | 1 | cs | TRUE
63 | LV_198-23_0_5_line_63 |  | 51 | 52 | 0.018054 | 0.125 | 0.08 | 261 | 0 | 0.364 | 1 | 1 | cs | TRUE
64 | LV_198-23_0_5_line_64 |  | 51 | 53 | 0.030342 | 0.125 | 0.08 | 261 | 0 | 0.364 | 1 | 1 | cs | TRUE
65 | LV_198-23_0_5_line_65 |  | 51 | 54 | 0.019028 | 0.125 | 0.08 | 261 | 0 | 0.364 | 1 | 1 | cs | TRUE
66 | LV_198-23_0_5_line_66 |  | 53 | 72 | 0.0013981 | 0.125 | 0.08 | 261 | 0 | 0.364 | 1 | 1 | cs | TRUE
67 | LV_198-23_0_5_line_67 |  | 56 | 57 | 0.00037549 | 0.125 | 0.08 | 261 | 0 | 0.364 | 1 | 1 | cs | TRUE
68 | LV_198-23_0_5_line_68 |  | 57 | 58 | 0.0071818 | 0.125 | 0.08 | 261 | 0 | 0.364 | 1 | 1 | cs | TRUE
69 | LV_198-23_0_5_line_69 |  | 59 | 73 | 0.057078 | 0.125 | 0.08 | 261 | 0 | 0.364 | 1 | 3 | cs | TRUE
70 | LV_198-23_0_5_line_70 |  | 60 | 82 | 0.0012136 | 0.125 | 0.08 | 261 | 0 | 0.364 | 1 | 1 | cs | TRUE
71 | LV_198-23_0_5_line_71 |  | 61 | 76 | 0.036542 | 0.125 | 0.08 | 261 | 0 | 0.364 | 1 | 1 | cs | TRUE
72 | LV_198-23_0_5_line_72 |  | 63 | 90 | 0.0006445 | 0.125 | 0.08 | 261 | 0 | 0.364 | 1 | 1 | cs | TRUE
73 | LV_198-23_0_5_line_73 |  | 64 | 119 | 0.0034189 | 0.125 | 0.08 | 261 | 0 | 0.364 | 1 | 1 | cs | TRUE
74 | LV_198-23_0_5_line_74 |  | 65 | 116 | 0.023399 | 0.125 | 0.08 | 261 | 0 | 0.364 | 1 | 1 | cs | TRUE
75 | LV_198-23_0_5_line_75 |  | 66 | 115 | 0.013496 | 0.125 | 0.08 | 261 | 0 | 0.364 | 1 | 1 | cs | TRUE
76 | LV_198-23_0_5_line_76 |  | 68 | 75 | 0.027884 | 0.125 | 0.08 | 261 | 0 | 0.364 | 1 | 1 | cs | TRUE
77 | LV_198-23_0_5_line_77 |  | 69 | 70 | 0.052005 | 0.125 | 0.08 | 261 | 0 | 0.364 | 1 | 1 | cs | TRUE
78 | LV_198-23_0_5_line_78 |  | 69 | 71 | 0.054756 | 0.125 | 0.08 | 261 | 0 | 0.364 | 1 | 1 | cs | TRUE
79 | LV_198-23_0_5_line_79 |  | 71 | 95 | 0.040777 | 0.125 | 0.08 | 261 | 0 | 0.364 | 1 | 1 | cs | TRUE
80 | LV_198-23_0_5_line_80 |  | 71 | 96 | 0.031871 | 0.125 | 0.08 | 261 | 0 | 0.364 | 1 | 1 | cs | TRUE
81 | LV_198-23_0_5_line_81 |  | 73 | 74 | 0.011812 | 0.125 | 0.08 | 261 | 0 | 0.364 | 1 | 3 | cs | TRUE
82 | LV_198-23_0_5_line_82 |  | 76 | 77 | 0.005145 | 0.125 | 0.08 | 261 | 0 | 0.364 | 1 | 1 | cs | TRUE
83 | LV_198-23_0_5_line_83 |  | 76 | 78 | 0.023871 | 0.125 | 0.08 | 261 | 0 | 0.364 | 1 | 1 | cs | TRUE
84 | LV_198-23_0_5_line_84 |  | 77 | 79 | 0.003014 | 0.125 | 0.08 | 261 | 0 | 0.364 | 1 | 1 | cs | TRUE
85 | LV_198-23_0_5_line_85 |  | 77 | 80 | 0.012044 | 0.125 | 0.08 | 261 | 0 | 0.364 | 1 | 1 | cs | TRUE
86 | LV_198-23_0_5_line_86 |  | 78 | 81 | 0.00050187 | 0.125 | 0.08 | 261 | 0 | 0.364 | 1 | 1 | cs | TRUE
87 | LV_198-23_0_5_line_87 |  | 79 | 83 | 0.020585 | 0.125 | 0.08 | 261 | 0 | 0.364 | 1 | 1 | cs | TRUE
88 | LV_198-23_0_5_line_88 |  | 80 | 84 | 0.0059669 | 0.125 | 0.08 | 261 | 0 | 0.364 | 1 | 1 | cs | TRUE
89 | LV_198-23_0_5_line_89 |  | 81 | 85 | 0.018572 | 0.125 | 0.08 | 261 | 0 | 0.364 | 1 | 1 | cs | TRUE
90 | LV_198-23_0_5_line_90 |  | 82 | 86 | 0.020726 | 0.125 | 0.08 | 261 | 0 | 0.364 | 1 | 1 | cs | TRUE
91 | LV_198-23_0_5_line_91 |  | 83 | 94 | 0.010583 | 0.125 | 0.08 | 261 | 0 | 0.364 | 1 | 1 | cs | TRUE
92 | LV_198-23_0_5_line_92 |  | 84 | 91 | 0.0059979 | 0.125 | 0.08 | 261 | 0 | 0.364 | 1 | 1 | cs | TRUE
93 | LV_198-23_0_5_line_93 |  | 85 | 97 | 0.017731 | 0.125 | 0.08 | 261 | 0 | 0.364 | 1 | 1 | cs | TRUE
94 | LV_198-23_0_5_line_94 |  | 86 | 88 | 0.0014549 | 0.125 | 0.08 | 261 | 0 | 0.364 | 1 | 1 | cs | TRUE
95 | LV_198-23_0_5_line_95 |  | 87 | 88 | 0.029162 | 0.125 | 0.08 | 261 | 0 | 0.364 | 1 | 1 | cs | TRUE
96 | LV_198-23_0_5_line_96 |  | 87 | 89 | 0.011082 | 0.125 | 0.08 | 261 | 0 | 0.364 | 1 | 1 | cs | TRUE
97 | LV_198-23_0_5_line_97 |  | 90 | 107 | 0.021455 | 0.125 | 0.08 | 261 | 0 | 0.364 | 1 | 1 | cs | TRUE
98 | LV_198-23_0_5_line_98 |  | 91 | 92 | 0.0064519 | 0.125 | 0.08 | 261 | 0 | 0.364 | 1 | 1 | cs | TRUE
99 | LV_198-23_0_5_line_99 |  | 92 | 93 | 0.02851 | 0.125 | 0.08 | 261 | 0 | 0.364 | 1 | 1 | cs | TRUE
100 | LV_198-23_0_5_line_100 |  | 93 | 142 | 0.0063877 | 0.125 | 0.08 | 261 | 0 | 0.364 | 1 | 1 | cs | TRUE
101 | LV_198-23_0_5_line_101 |  | 94 | 101 | 0.0088372 | 0.125 | 0.08 | 261 | 0 | 0.364 | 1 | 1 | cs | TRUE
102 | LV_198-23_0_5_line_102 |  | 95 | 139 | 0.039824 | 0.125 | 0.08 | 261 | 0 | 0.364 | 1 | 1 | cs | TRUE
103 | LV_198-23_0_5_line_103 |  | 96 | 133 | 0.023244 | 0.125 | 0.08 | 261 | 0 | 0.364 | 1 | 1 | cs | TRUE
104 | LV_198-23_0_5_line_104 |  | 97 | 98 | 0.0012311 | 0.125 | 0.08 | 261 | 0 | 0.364 | 1 | 1 | cs | TRUE
105 | LV_198-23_0_5_line_105 |  | 98 | 99 | 0.018526 | 0.125 | 0.08 | 261 | 0 | 0.364 | 1 | 1 | cs | TRUE
106 | LV_198-23_0_5_line_106 |  | 99 | 100 | 0.0027067 | 0.125 | 0.08 | 261 | 0 | 0.364 | 1 | 1 | cs | TRUE
107 | LV_198-23_0_5_line_107 |  | 100 | 106 | 0.0084134 | 0.125 | 0.08 | 261 | 0 | 0.364 | 1 | 1 | cs | TRUE
108 | LV_198-23_0_5_line_108 |  | 101 | 102 | 0.0033384 | 0.125 | 0.08 | 261 | 0 | 0.364 | 1 | 1 | cs | TRUE
109 | LV_198-23_0_5_line_109 |  | 102 | 103 | 0.0023217 | 0.125 | 0.08 | 261 | 0 | 0.364 | 1 | 1 | cs | TRUE
110 | LV_198-23_0_5_line_110 |  | 103 | 104 | 0.039268 | 0.125 | 0.08 | 261 | 0 | 0.364 | 1 | 1 | cs | TRUE
111 | LV_198-23_0_5_line_111 |  | 104 | 105 | 0.0063866 | 0.125 | 0.08 | 261 | 0 | 0.364 | 1 | 1 | cs | TRUE
112 | LV_198-23_0_5_line_112 |  | 107 | 108 | 0.012392 | 0.125 | 0.08 | 261 | 0 | 0.364 | 1 | 1 | cs | TRUE
113 | LV_198-23_0_5_line_113 |  | 107 | 109 | 0.0088453 | 0.125 | 0.08 | 261 | 0 | 0.364 | 1 | 1 | cs | TRUE
114 | LV_198-23_0_5_line_114 |  | 108 | 125 | 0.020944 | 0.125 | 0.08 | 261 | 0 | 0.364 | 1 | 1 | cs | TRUE
115 | LV_198-23_0_5_line_115 |  | 109 | 124 | 0.017178 | 0.125 | 0.08 | 261 | 0 | 0.364 | 1 | 1 | cs | TRUE
116 | LV_198-23_0_5_line_116 |  | 110 | 111 | 0.0095381 | 0.125 | 0.08 | 261 | 0 | 0.364 | 1 | 1 | cs | TRUE
117 | LV_198-23_0_5_line_117 |  | 111 | 112 | 0.016718 | 0.125 | 0.08 | 261 | 0 | 0.364 | 1 | 1 | cs | TRUE
118 | LV_198-23_0_5_line_118 |  | 112 | 113 | 0.026562 | 0.125 | 0.08 | 261 | 0 | 0.364 | 1 | 1 | cs | TRUE
119 | LV_198-23_0_5_line_119 |  | 113 | 114 | 0.0079708 | 0.125 | 0.08 | 261 | 0 | 0.364 | 1 | 1 | cs | TRUE
120 | LV_198-23_0_5_line_120 |  | 114 | 123 | 0.017157 | 0.125 | 0.08 | 261 | 0 | 0.364 | 1 | 1 | cs | TRUE
121 | LV_198-23_0_5_line_121 |  | 116 | 117 | 0.0031058 | 0.125 | 0.08 | 261 | 0 | 0.364 | 1 | 1 | cs | TRUE
122 | LV_198-23_0_5_line_122 |  | 116 | 118 | 0.010204 | 0.125 | 0.08 | 261 | 0 | 0.364 | 1 | 1 | cs | TRUE
123 | LV_198-23_0_5_line_123 |  | 117 | 122 | 0.0082044 | 0.125 | 0.08 | 261 | 0 | 0.364 | 1 | 1 | cs | TRUE
124 | LV_198-23_0_5_line_124 |  | 118 | 121 | 0.017802 | 0.125 | 0.08 | 261 | 0 | 0.364 | 1 | 1 | cs | TRUE
125 | LV_198-23_0_5_line_125 |  | 119 | 120 | 0.0028871 | 0.125 | 0.08 | 261 | 0 | 0.364 | 1 | 1 | cs | TRUE
126 | LV_198-23_0_5_line_126 |  | 123 | 124 | 0.0095273 | 0.125 | 0.08 | 261 | 0 | 0.364 | 1 | 1 | cs | TRUE
127 | LV_198-23_0_5_line_127 |  | 125 | 137 | 0.002557 | 0.125 | 0.08 | 261 | 0 | 0.364 | 1 | 1 | cs | TRUE
128 | LV_198-23_0_5_line_128 |  | 126 | 127 | 0.056421 | 0.125 | 0.08 | 261 | 0 | 0.364 | 1 | 1 | cs | TRUE
129 | LV_198-23_0_5_line_129 |  | 126 | 128 | 0.01337 | 0.125 | 0.08 | 261 | 0 | 0.364 | 1 | 1 | cs | TRUE
130 | LV_198-23_0_5_line_130 |  | 127 | 129 | 0.0086953 | 0.125 | 0.08 | 261 | 0 | 0.364 | 1 | 1 | cs | TRUE
131 | LV_198-23_0_5_line_131 |  | 128 | 130 | 0.046292 | 0.125 | 0.08 | 261 | 0 | 0.364 | 1 | 1 | cs | TRUE
132 | LV_198-23_0_5_line_132 |  | 129 | 131 | 0.031307 | 0.125 | 0.08 | 261 | 0 | 0.364 | 1 | 1 | cs | TRUE
133 | LV_198-23_0_5_line_133 |  | 129 | 132 | 0.023977 | 0.125 | 0.08 | 261 | 0 | 0.364 | 1 | 1 | cs | TRUE
134 | LV_198-23_0_5_line_134 |  | 130 | 133 | 0.017658 | 0.125 | 0.08 | 261 | 0 | 0.364 | 1 | 1 | cs | TRUE
135 | LV_198-23_0_5_line_135 |  | 131 | 134 | 0.016778 | 0.125 | 0.08 | 261 | 0 | 0.364 | 1 | 1 | cs | TRUE
136 | LV_198-23_0_5_line_136 |  | 132 | 135 | 0.00082546 | 0.125 | 0.08 | 261 | 0 | 0.364 | 1 | 1 | cs | TRUE
137 | LV_198-23_0_5_line_137 |  | 134 | 138 | 0.0010576 | 0.125 | 0.08 | 261 | 0 | 0.364 | 1 | 1 | cs | TRUE
138 | LV_198-23_0_5_line_138 |  | 135 | 136 | 0.018765 | 0.125 | 0.08 | 261 | 0 | 0.364 | 1 | 1 | cs | TRUE
139 | LV_198-23_0_5_line_139 |  | 136 | 137 | 0.009227 | 0.125 | 0.08 | 261 | 0 | 0.364 | 1 | 1 | cs | TRUE
140 | LV_198-23_0_5_line_140 |  | 138 | 141 | 0.035518 | 0.125 | 0.08 | 261 | 0 | 0.364 | 1 | 1 | cs | TRUE
141 | LV_198-23_0_5_line_141 |  | 139 | 140 | 0.020108 | 0.125 | 0.08 | 261 | 0 | 0.364 | 1 | 1 | cs | TRUE
142 | LV_198-23_0_5_line_142 |  | 142 | 143 | 0.00076269 | 0.125 | 0.08 | 261 | 0 | 0.364 | 1 | 1 | cs | TRUE

## trafo
| name | std_type | hv_bus | lv_bus | sn_mva | vn_hv_kv | vn_lv_kv | vk_percent | vkr_percent | pfe_kw | i0_percent | shift_degree | tap_side | tap_neutral | tap_min | tap_max | tap_step_percent | tap_step_degree | tap_pos | tap_phase_shifter | parallel | df | in_service
0 | LV_198-23_0_5_trafo_19 | 0.63 MVA 20/0.4 kV | 144 | 42 | 0.63 | 20 | 0.4 | 6 | 1.206 | 1.65 | 0.2619 | 150 | hv | 0 | -2 | 2 | 2.5 | 0 | 0 | FALSE | 1 | 1 | TRUE

## line_geodata
| x0 | y0 | x1 | y1 | x2 | y2 | x3 | y3 | x4 | y4 | x5 | y5 | x6 | y6 | x7 | y7 | x8 | y8 | x9 | y9 | x10 | y10 | x11 | y11 | x12 | y12 | x13 | y13 | x14 | y14 | x15 | y15 | x16 | y16
0 | 2696518.2323 | 1243915.0732 | 2696521.9836 | 1243911.2201 | 2696525.1619 | 1243901.7091 | 2696525.2214 | 1243890.9636
1 | 2696468.0178 | 1243925.4645 | 2696503.5462 | 1243926.6653 | 2696513.5125 | 1243919.9112 | 2696518.2323 | 1243915.0732
2 | 2696468.0178 | 1243925.4645 | 2696463.3892 | 1243931.2047 | 2696460.3738 | 1243952.0827
3 | 2696468.0178 | 1243925.4645 | 2696467.6702 | 1243911.345
4 | 2696466.7215 | 1243872.8087 | 2696467.6702 | 1243911.345
5 | 2696459.4376 | 1243981.7567 | 2696469.504 | 1243987.4246 | 2696498.4552 | 1244014.2269
6 | 2696459.4376 | 1243981.7567 | 2696455.1583 | 1243985.0785 | 2696452.4637 | 1243987.1696 | 2696441.684 | 1243993.288 | 2696427.1811 | 1243998.2894
7 | 2696459.4376 | 1243981.7567 | 2696454.3095 | 1243977.7814 | 2696459.8751 | 1243966.9414 | 2696460.3738 | 1243952.0827
8 | 2696498.4552 | 1244014.2269 | 2696493.7065 | 1244020.3877
9 | 2696498.4552 | 1244014.2269 | 2696500.1972 | 1244012.1536
10 | 2696427.1811 | 1243998.2894 | 2696432.4144 | 1244018.6799
11 | 2696581.0246 | 1243878.6894 | 2696585.4259 | 1243898.5095 | 2696585.2858 | 1243914.9975 | 2696585.2858 | 1243914.9975
12 | 2696587.3895 | 1243948.5485 | 2696587.5199 | 1243947.2139 | 2696587.887 | 1243932.5643 | 2696585.2858 | 1243914.9975
13 | 2696598.5266 | 1244008.3619 | 2696580.4815 | 1243991.6679
14 | 2696598.5266 | 1244008.3619 | 2696615.9731 | 1244024.5026
15 | 2696589.014 | 1243983.5548 | 2696598.5266 | 1244008.3619
16 | 2696493.7065 | 1244020.3877 | 2696476.3029 | 1244040.6089
17 | 2696521.3327 | 1244031.9903 | 2696516.7246 | 1244027.6565 | 2696500.1972 | 1244012.1536
18 | 2696432.4402 | 1244018.7804 | 2696432.4144 | 1244018.6799
19 | 2696480.1365 | 1244062.8096 | 2696476.154 | 1244052.0819 | 2696478.8721 | 1244043.8977 | 2696476.3029 | 1244040.6089
20 | 2696626.2916 | 1244200.6603 | 2696630.8034 | 1244190.673
21 | 2696626.2916 | 1244200.6603 | 2696609.2355 | 1244193.3412
22 | 2696593.6191 | 1244186.6398 | 2696609.2355 | 1244193.3412
23 | 2696584.5016 | 1244095.3775 | 2696556.9869 | 1244069.9089
24 | 2696584.5016 | 1244095.3775 | 2696590.6923 | 1244086.0712 | 2696595.6116 | 1244073.1526 | 2696601.0603 | 1244050.0126 | 2696603.4858 | 1244045.8612
25 | 2696541.3958 | 1244055.479 | 2696543.3542 | 1244057.29 | 2696556.9869 | 1244069.9089
26 | 2696615.9731 | 1244024.5026 | 2696615.2502 | 1244025.7251 | 2696603.4858 | 1244045.8612
27 | 2696482.5689 | 1244210.5957 | 2696486.2333 | 1244213.0016 | 2696489.3685 | 1244214.487 | 2696492.7843 | 1244215.4433 | 2696496.0411 | 1244215.4963 | 2696500.5668 | 1244214.6693 | 2696510.4637 | 1244211.6835 | 2696515.4649 | 1244209.5077 | 2696519.7372 | 1244207.5312 | 2696525.0412 | 1244204.8599 | 2696528.72 | 1244211.0244 | 2696537.3713 | 1244205.6277 | 2696545.2089 | 1244199.1503 | 2696549.751 | 1244203.3497 | 2696557.3588 | 1244207.7324 | 2696579.2985 | 1244217.5858 | 2696593.6191 | 1244186.6398
28 | 2696593.6191 | 1244186.6398 | 2696596.669 | 1244179.9599
29 | 2696482.5689 | 1244210.5957 | 2696479.393 | 1244200.9367 | 2696472.4458 | 1244173.3216
30 | 2696596.669 | 1244179.9599 | 2696598.2266 | 1244176.5484
31 | 2696472.4458 | 1244173.3216 | 2696471.6277 | 1244170.0695
32 | 2696621.4625 | 1244125.9581 | 2696617.9587 | 1244124.3665
33 | 2696617.9587 | 1244124.3665 | 2696622.2672 | 1244114.7826
34 | 2696636.7882 | 1244023.6298 | 2696615.4119 | 1244071.9296 | 2696596.5312 | 1244114.5991 | 2696617.9587 | 1244124.3665
35 | 2696621.4625 | 1244125.9581 | 2696629.2524 | 1244129.4633
36 | 2696621.4625 | 1244125.9581 | 2696617.2713 | 1244135.5977
37 | 2696628.8913 | 1244100.0483 | 2696622.2672 | 1244114.7826
38 | 2696636.7882 | 1244023.6298 | 2696718.2557 | 1244061.2598
39 | 2696636.7882 | 1244023.6298 | 2696642.7607 | 1244010.45
40 | 2696615.9731 | 1244024.5026 | 2696620.9545 | 1244016.1329 | 2696631.5104 | 1244021.4311 | 2696636.7882 | 1244023.6298
41 | 2696464.3713 | 1244141.2248 | 2696471.6277 | 1244170.0695
42 | 2696464.3713 | 1244141.2248 | 2696453.3136 | 1244099.0454
43 | 2696453.3136 | 1244099.0454 | 2696446.4512 | 1244072.8689
44 | 2696432.4402 | 1244018.7804 | 2696439.3985 | 1244045.8919
45 | 2696480.1365 | 1244062.8096 | 2696485.9511 | 1244078.4724
46 | 2696589.014 | 1243983.5548 | 2696580.2657 | 1243981.8889 | 2696586.1047 | 1243961.7019 | 2696587.3895 | 1243948.5485
47 | 2696668.1581 | 1243891.3624 | 2696663.1721 | 1243887.0223 | 2696653.9183 | 1243878.9696
48 | 2696668.1581 | 1243891.3624 | 2696674.5899 | 1243896.9604
49 | 2696668.1581 | 1243891.3624 | 2696688.0314 | 1243869.9366 | 2696676.6493 | 1243859.6263
50 | 2696615.9731 | 1244024.5026 | 2696620.9545 | 1244016.1329 | 2696630.1331 | 1244003.4505 | 2696637.9725 | 1243986.6766
51 | 2696637.9725 | 1243986.6766 | 2696640.0793 | 1243982.163 | 2696642.6461 | 1243971.792
52 | 2696642.6461 | 1243971.792 | 2696648.3717 | 1243948.6576
53 | 2696674.5899 | 1243896.9604 | 2696656.297 | 1243931.8107
54 | 2696674.5899 | 1243896.9604 | 2696684.912 | 1243902.2437 | 2696673.8635 | 1243927.6052 | 2696679.2293 | 1243929.9722
55 | 2696648.3717 | 1243948.6576 | 2696649.1903 | 1243945.3501 | 2696656.297 | 1243931.8107
56 | 2696702.6352 | 1243939.4274 | 2696679.2293 | 1243929.9722
57 | 2696679.2293 | 1243929.9722 | 2696685.4181 | 1243916.1476
58 | 2696702.6352 | 1243939.4274 | 2696695.5531 | 1243955.8243
59 | 2696702.6352 | 1243939.4274 | 2696708.338 | 1243941.7294
60 | 2696696.5097 | 1243891.3713 | 2696685.4181 | 1243916.1476
61 | 2696718.2557 | 1244061.2598 | 2696726.7738 | 1244065.1944 | 2696747.8178 | 1244076.0265
62 | 2696642.7607 | 1244010.45 | 2696652.7963 | 1243988.3036
63 | 2696704.2842 | 1243874.0045 | 2696711.6604 | 1243857.5263
64 | 2696704.2842 | 1243874.0045 | 2696732.3185 | 1243885.6125
65 | 2696704.2842 | 1243874.0045 | 2696696.5097 | 1243891.3713
66 | 2696733.6102 | 1243886.1473 | 2696732.3185 | 1243885.6125
67 | 2696671.0482 | 1243854.5527 | 2696671.3265 | 1243854.8048
68 | 2696676.6493 | 1243859.6263 | 2696671.3265 | 1243854.8048
69 | 2696541.3958 | 1244055.479 | 2696525.8344 | 1244073.0392 | 2696522.9198 | 1244070.5343 | 2696521.8822 | 1244071.596 | 2696515.2098 | 1244078.4594 | 2696510.7801 | 1244078.0203 | 2696496.9511 | 1244081.5153
70 | 2696695.5531 | 1243955.8243 | 2696695.0719 | 1243956.9384
71 | 2696742.2232 | 1243955.4071 | 2696708.338 | 1243941.7294
72 | 2696747.8178 | 1244076.0265 | 2696748.3908 | 1244076.3214
73 | 2696599.6466 | 1244173.4384 | 2696598.2266 | 1244176.5484
74 | 2696650.5902 | 1244139.0647 | 2696629.2524 | 1244129.4633
75 | 2696611.8901 | 1244147.9745 | 2696617.2713 | 1244135.5977
76 | 2696446.4512 | 1244072.8689 | 2696440.3096 | 1244049.4416 | 2696439.3985 | 1244045.8919
77 | 2696884.5437 | 1243805.504 | 2696876.6142 | 1243822.6432 | 2696867.0336 | 1243850.6303 | 2696866.1234 | 1243854.0625
78 | 2696919.3408 | 1243847.7934 | 2696912.146 | 1243840.3257 | 2696903.0222 | 1243829.7131 | 2696884.5437 | 1243805.504
79 | 2696919.3408 | 1243847.7934 | 2696928.5606 | 1243854.8382 | 2696940.6067 | 1243860.9952 | 2696955.0435 | 1243867.0246
80 | 2696919.3408 | 1243847.7934 | 2696899.3413 | 1243872.6083
81 | 2696485.9511 | 1244078.4724 | 2696485.9511 | 1244078.4724 | 2696494.5763 | 1244082.1154 | 2696496.9511 | 1244081.5153
82 | 2696746.2515 | 1243952.1926 | 2696742.2232 | 1243955.4071
83 | 2696742.2232 | 1243955.4071 | 2696742.9634 | 1243965.1711 | 2696737.4223 | 1243978.1143
84 | 2696748.6103 | 1243950.3074 | 2696746.2515 | 1243952.1926
85 | 2696746.2515 | 1243952.1926 | 2696749.9097 | 1243944.324 | 2696751.3732 | 1243941.2922
86 | 2696737.4223 | 1243978.1143 | 2696737.2248 | 1243978.5757
87 | 2696748.6103 | 1243950.3074 | 2696767.3216 | 1243958.8879
88 | 2696751.3732 | 1243941.2922 | 2696753.9671 | 1243935.9186
89 | 2696729.9157 | 1243995.6488 | 2696737.2248 | 1243978.5757
90 | 2696686.8536 | 1243975.9656 | 2696695.0719 | 1243956.9384
91 | 2696775.1006 | 1243958.0512 | 2696773.3007 | 1243961.6297 | 2696767.3216 | 1243958.8879
92 | 2696753.9671 | 1243935.9186 | 2696756.5744 | 1243930.5171
93 | 2696729.9157 | 1243995.6488 | 2696722.9374 | 1244011.9494
94 | 2696686.2768 | 1243977.3012 | 2696686.8536 | 1243975.9656
95 | 2696674.7136 | 1244004.0727 | 2696686.2768 | 1243977.3012
96 | 2696670.3193 | 1244014.2467 | 2696674.7136 | 1244004.0727
97 | 2696767.4666 | 1244086.1405 | 2696748.3908 | 1244076.3214
98 | 2696756.5744 | 1243930.5171 | 2696759.3791 | 1243924.7067
99 | 2696759.3791 | 1243924.7067 | 2696771.7727 | 1243899.0313
100 | 2696771.7727 | 1243899.0313 | 2696774.5495 | 1243893.2787
101 | 2696775.1006 | 1243958.0512 | 2696779.0714 | 1243950.1563
102 | 2696955.0435 | 1243867.0246 | 2696950.1349 | 1243875.5286 | 2696927.2214 | 1243894.901
103 | 2696882.87 | 1243888.8955 | 2696894.2203 | 1243878.9624 | 2696899.3413 | 1243872.6083
104 | 2696722.4529 | 1244013.0811 | 2696722.9374 | 1244011.9494
105 | 2696715.162 | 1244030.1117 | 2696722.4529 | 1244013.0811
106 | 2696715.162 | 1244030.1117 | 2696713.987 | 1244032.5501
107 | 2696710.335 | 1244040.1295 | 2696713.987 | 1244032.5501
108 | 2696780.5714 | 1243947.1739 | 2696779.0714 | 1243950.1563
109 | 2696780.5714 | 1243947.1739 | 2696781.6146 | 1243945.0997
110 | 2696781.6146 | 1243945.0997 | 2696799.2589 | 1243910.0187
111 | 2696799.2589 | 1243910.0187 | 2696801.8462 | 1243904.8744 | 2696802.1358 | 1243904.3169
112 | 2696767.4666 | 1244086.1405 | 2696774.3166 | 1244075.8134
113 | 2696767.4666 | 1244086.1405 | 2696762.8648 | 1244093.6945
114 | 2696785.8937 | 1244058.3599 | 2696774.3166 | 1244075.8134
115 | 2696753.928 | 1244108.3648 | 2696762.8648 | 1244093.6945
116 | 2696713.6882 | 1244185.9652 | 2696717.708 | 1244177.3155
117 | 2696724.9266 | 1244162.2397 | 2696722.6856 | 1244166.6049 | 2696717.708 | 1244177.3155
118 | 2696737.0576 | 1244138.6099 | 2696724.9266 | 1244162.2397
119 | 2696737.0576 | 1244138.6099 | 2696740.6979 | 1244131.519
120 | 2696748.9714 | 1244116.5012 | 2696745.3867 | 1244122.3858 | 2696740.6979 | 1244131.519
121 | 2696650.5902 | 1244139.0647 | 2696653.4104 | 1244140.3656
122 | 2696650.5902 | 1244139.0647 | 2696646.6393 | 1244148.4726
123 | 2696660.8603 | 1244143.8023 | 2696653.4104 | 1244140.3656
124 | 2696639.7464 | 1244164.8855 | 2696646.6393 | 1244148.4726
125 | 2696600.8457 | 1244170.8121 | 2696599.6466 | 1244173.4384
126 | 2696748.9714 | 1244116.5012 | 2696753.928 | 1244108.3648
127 | 2696785.8937 | 1244058.3599 | 2696786.7153 | 1244057.1212 | 2696787.2596 | 1244056.1993
128 | 2696836.7255 | 1243950.7569 | 2696822.0205 | 1243971.5098 | 2696816.342 | 1243984.5938 | 2696812.9624 | 1243999.4611 | 2696812.7575 | 1244000.9235
129 | 2696836.7255 | 1243950.7569 | 2696844.4554 | 1243939.8479
130 | 2696811.5508 | 1244009.5346 | 2696812.7575 | 1244000.9235
131 | 2696871.4386 | 1243902.2355 | 2696863.7147 | 1243912.6678 | 2696844.4554 | 1243939.8479
132 | 2696811.5508 | 1244009.5346 | 2696842.4188 | 1244004.3129
133 | 2696811.5508 | 1244009.5346 | 2696809.663 | 1244015.4416 | 2696806.0323 | 1244024.4003 | 2696801.9099 | 1244031.3833
134 | 2696882.87 | 1243888.8955 | 2696878.4542 | 1243892.7599 | 2696871.4386 | 1243902.2355
135 | 2696856.6714 | 1243996.7946 | 2696849.736 | 1244003.0751 | 2696842.4188 | 1244004.3129
136 | 2696801.9099 | 1244031.3833 | 2696801.4902 | 1244032.0941
137 | 2696856.6714 | 1243996.7946 | 2696857.3874 | 1243996.0162
138 | 2696801.4902 | 1244032.0941 | 2696791.9504 | 1244048.2536
139 | 2696787.2596 | 1244056.1993 | 2696791.9504 | 1244048.2536
140 | 2696881.4321 | 1243969.8739 | 2696857.3874 | 1243996.0162
141 | 2696911.8657 | 1243907.8837 | 2696927.2214 | 1243894.901
142 | 2696774.5495 | 1243893.2787 | 2696774.881 | 1243892.5919

## bus_geodata
| x | y | coords
0 | 2696525.2214 | 1243890.9636
1 | 2696518.2323 | 1243915.0732
2 | 2696468.0178 | 1243925.4645
3 | 2696466.7215 | 1243872.8087
4 | 2696467.6702 | 1243911.345
5 | 2696459.4376 | 1243981.7567
6 | 2696498.4552 | 1244014.2269
7 | 2696427.1811 | 1243998.2894
8 | 2696460.3738 | 1243952.0827
9 | 2696581.0246 | 1243878.6894
10 | 2696585.2858 | 1243914.9975
11 | 2696580.4815 | 1243991.6679
12 | 2696598.5266 | 1244008.3619
13 | 2696493.7065 | 1244020.3877
14 | 2696500.1972 | 1244012.1536
15 | 2696432.4144 | 1244018.6799
16 | 2696476.3029 | 1244040.6089
17 | 2696521.3327 | 1244031.9903
18 | 2696626.2916 | 1244200.6603
19 | 2696630.8034 | 1244190.673
20 | 2696609.2355 | 1244193.3412
21 | 2696584.5016 | 1244095.3775
22 | 2696556.9869 | 1244069.9089
23 | 2696603.4858 | 1244045.8612
24 | 2696593.6191 | 1244186.6398
25 | 2696482.5689 | 1244210.5957
26 | 2696596.669 | 1244179.9599
27 | 2696472.4458 | 1244173.3216
28 | 2696617.9587 | 1244124.3665
29 | 2696621.4625 | 1244125.9581
30 | 2696622.2672 | 1244114.7826
31 | 2696636.7882 | 1244023.6298
32 | 2696464.3713 | 1244141.2248
33 | 2696471.6277 | 1244170.0695
34 | 2696453.3136 | 1244099.0454
35 | 2696432.4402 | 1244018.7804
36 | 2696480.1365 | 1244062.8096
37 | 2696587.3895 | 1243948.5485
38 | 2696589.014 | 1243983.5548
39 | 2696653.9183 | 1243878.9696
40 | 2696668.1581 | 1243891.3624
41 | 2696615.9731 | 1244024.5026
42 | 2696637.9725 | 1243986.6766
43 | 2696642.6461 | 1243971.792
44 | 2696674.5899 | 1243896.9603
45 | 2696656.297 | 1243931.8107
46 | 2696679.2293 | 1243929.9722
47 | 2696702.6352 | 1243939.4274
48 | 2696685.4181 | 1243916.1476
49 | 2696718.2557 | 1244061.2598
50 | 2696642.7607 | 1244010.45
51 | 2696704.2842 | 1243874.0045
52 | 2696711.6604 | 1243857.5263
53 | 2696732.3185 | 1243885.6125
54 | 2696696.5097 | 1243891.3713
55 | 2696648.3717 | 1243948.6576
56 | 2696671.0482 | 1243854.5527
57 | 2696671.3265 | 1243854.8048
58 | 2696676.6493 | 1243859.6263
59 | 2696541.3958 | 1244055.479
60 | 2696695.5531 | 1243955.8243
61 | 2696708.338 | 1243941.7294
62 | 2696652.7963 | 1243988.3036
63 | 2696747.8178 | 1244076.0265
64 | 2696598.2266 | 1244176.5484
65 | 2696629.2524 | 1244129.4633
66 | 2696617.2713 | 1244135.5977
67 | 2696628.8913 | 1244100.0483
68 | 2696446.4512 | 1244072.8689
69 | 2696884.5437 | 1243805.504
70 | 2696866.1234 | 1243854.0625
71 | 2696919.3408 | 1243847.7934
72 | 2696733.6102 | 1243886.1473
73 | 2696496.9511 | 1244081.5153
74 | 2696485.9511 | 1244078.4724
75 | 2696439.3985 | 1244045.8919
76 | 2696742.2232 | 1243955.4071
77 | 2696746.2515 | 1243952.1926
78 | 2696737.4223 | 1243978.1143
79 | 2696748.6103 | 1243950.3074
80 | 2696751.3732 | 1243941.2922
81 | 2696737.2248 | 1243978.5757
82 | 2696695.0719 | 1243956.9384
83 | 2696767.3216 | 1243958.8879
84 | 2696753.9671 | 1243935.9186
85 | 2696729.9157 | 1243995.6488
86 | 2696686.8536 | 1243975.9656
87 | 2696674.7136 | 1244004.0727
88 | 2696686.2768 | 1243977.3012
89 | 2696670.3193 | 1244014.2467
90 | 2696748.3908 | 1244076.3214
91 | 2696756.5744 | 1243930.5171
92 | 2696759.3791 | 1243924.7067
93 | 2696771.7727 | 1243899.0313
94 | 2696775.1006 | 1243958.0512
95 | 2696955.0435 | 1243867.0246
96 | 2696899.3413 | 1243872.6083
97 | 2696722.9374 | 1244011.9494
98 | 2696722.4529 | 1244013.0811
99 | 2696715.162 | 1244030.1117
100 | 2696713.987 | 1244032.5501
101 | 2696779.0714 | 1243950.1563
102 | 2696780.5714 | 1243947.1739
103 | 2696781.6146 | 1243945.0997
104 | 2696799.2589 | 1243910.0187
105 | 2696802.1358 | 1243904.3169
106 | 2696710.335 | 1244040.1295
107 | 2696767.4666 | 1244086.1405
108 | 2696774.3166 | 1244075.8134
109 | 2696762.8648 | 1244093.6945
110 | 2696713.6882 | 1244185.9652
111 | 2696717.708 | 1244177.3155
112 | 2696724.9266 | 1244162.2397
113 | 2696737.0576 | 1244138.6099
114 | 2696740.6979 | 1244131.519
115 | 2696611.8901 | 1244147.9745
116 | 2696650.5902 | 1244139.0647
117 | 2696653.4104 | 1244140.3656
118 | 2696646.6393 | 1244148.4726
119 | 2696599.6466 | 1244173.4384
120 | 2696600.8457 | 1244170.8121
121 | 2696639.7464 | 1244164.8855
122 | 2696660.8603 | 1244143.8023
123 | 2696748.9714 | 1244116.5012
124 | 2696753.928 | 1244108.3648
125 | 2696785.8937 | 1244058.3599
126 | 2696836.7255 | 1243950.7569
127 | 2696812.7575 | 1244000.9235
128 | 2696844.4554 | 1243939.8479
129 | 2696811.5508 | 1244009.5346
130 | 2696871.4386 | 1243902.2355
131 | 2696842.4188 | 1244004.3129
132 | 2696801.9099 | 1244031.3833
133 | 2696882.87 | 1243888.8955
134 | 2696856.6714 | 1243996.7946
135 | 2696801.4902 | 1244032.0941
136 | 2696791.9504 | 1244048.2536
137 | 2696787.2596 | 1244056.1993
138 | 2696857.3874 | 1243996.0162
139 | 2696927.2214 | 1243894.901
140 | 2696911.8657 | 1243907.8837
141 | 2696881.4321 | 1243969.8739
142 | 2696774.5495 | 1243893.2787
143 | 2696774.881 | 1243892.5919
144 | 2696620.9545 | 1244016.1329

## line_std_types
| c_nf_per_km | r_ohm_per_km | x_ohm_per_km | max_i_ka | type | q_mm2 | alpha | voltage_rating
NAYY 4x50 SE | 210 | 0.642 | 0.083 | 0.142 | cs | 50 | 0.00403 | LV
NAYY 4x120 SE | 264 | 0.225 | 0.08 | 0.242 | cs | 120 | 0.00403 | LV
NAYY 4x150 SE | 261 | 0.208 | 0.08 | 0.27 | cs | 150 | 0.00403 | LV
NA2XS2Y 1x95 RM/25 12/20 kV | 216 | 0.313 | 0.132 | 0.252 | cs | 95 | 0.00403 | MV
NA2XS2Y 1x185 RM/25 12/20 kV | 273 | 0.161 | 0.117 | 0.362 | cs | 185 | 0.00403 | MV
NA2XS2Y 1x240 RM/25 12/20 kV | 304 | 0.122 | 0.112 | 0.421 | cs | 240 | 0.00403 | MV
NA2XS2Y 1x95 RM/25 6/10 kV | 315 | 0.313 | 0.123 | 0.249 | cs | 95 | 0.00403 | MV
NA2XS2Y 1x185 RM/25 6/10 kV | 406 | 0.161 | 0.11 | 0.358 | cs | 185 | 0.00403 | MV
NA2XS2Y 1x240 RM/25 6/10 kV | 456 | 0.122 | 0.105 | 0.416 | cs | 240 | 0.00403 | MV
NA2XS2Y 1x150 RM/25 12/20 kV | 250 | 0.206 | 0.116 | 0.319 | cs | 150 | 0.00403 | MV
NA2XS2Y 1x120 RM/25 12/20 kV | 230 | 0.253 | 0.119 | 0.283 | cs | 120 | 0.00403 | MV
NA2XS2Y 1x70 RM/25 12/20 kV | 190 | 0.443 | 0.132 | 0.22 | cs | 70 | 0.00403 | MV
NA2XS2Y 1x150 RM/25 6/10 kV | 360 | 0.206 | 0.11 | 0.315 | cs | 150 | 0.00403 | MV
NA2XS2Y 1x120 RM/25 6/10 kV | 340 | 0.253 | 0.113 | 0.28 | cs | 120 | 0.00403 | MV
NA2XS2Y 1x70 RM/25 6/10 kV | 280 | 0.443 | 0.123 | 0.217 | cs | 70 | 0.00403 | MV
N2XS(FL)2Y 1x120 RM/35 64/110 kV | 112 | 0.153 | 0.166 | 0.366 | cs | 120 | 0.00393 | HV
N2XS(FL)2Y 1x185 RM/35 64/110 kV | 125 | 0.099 | 0.156 | 0.457 | cs | 185 | 0.00393 | HV
N2XS(FL)2Y 1x240 RM/35 64/110 kV | 135 | 0.075 | 0.149 | 0.526 | cs | 240 | 0.00393 | HV
N2XS(FL)2Y 1x300 RM/35 64/110 kV | 144 | 0.06 | 0.144 | 0.588 | cs | 300 | 0.00393 | HV
15-AL1/3-ST1A 0.4 | 11 | 1.8769 | 0.35 | 0.105 | ol | 16 | 0.00403 | LV
24-AL1/4-ST1A 0.4 | 11.25 | 1.2012 | 0.335 | 0.14 | ol | 24 | 0.00403 | LV
48-AL1/8-ST1A 0.4 | 12.2 | 0.5939 | 0.3 | 0.21 | ol | 48 | 0.00403 | LV
94-AL1/15-ST1A 0.4 | 13.2 | 0.306 | 0.29 | 0.35 | ol | 94 | 0.00403 | LV
34-AL1/6-ST1A 10.0 | 9.7 | 0.8342 | 0.36 | 0.17 | ol | 34 | 0.00403 | MV
48-AL1/8-ST1A 10.0 | 10.1 | 0.5939 | 0.35 | 0.21 | ol | 48 | 0.00403 | MV
70-AL1/11-ST1A 10.0 | 10.4 | 0.4132 | 0.339 | 0.29 | ol | 70 | 0.00403 | MV
94-AL1/15-ST1A 10.0 | 10.75 | 0.306 | 0.33 | 0.35 | ol | 94 | 0.00403 | MV
122-AL1/20-ST1A 10.0 | 11.1 | 0.2376 | 0.323 | 0.41 | ol | 122 | 0.00403 | MV
149-AL1/24-ST1A 10.0 | 11.25 | 0.194 | 0.315 | 0.47 | ol | 149 | 0.00403 | MV
34-AL1/6-ST1A 20.0 | 9.15 | 0.8342 | 0.382 | 0.17 | ol | 34 | 0.00403 | MV
48-AL1/8-ST1A 20.0 | 9.5 | 0.5939 | 0.372 | 0.21 | ol | 48 | 0.00403 | MV
70-AL1/11-ST1A 20.0 | 9.7 | 0.4132 | 0.36 | 0.29 | ol | 70 | 0.00403 | MV
94-AL1/15-ST1A 20.0 | 10 | 0.306 | 0.35 | 0.35 | ol | 94 | 0.00403 | MV
122-AL1/20-ST1A 20.0 | 10.3 | 0.2376 | 0.344 | 0.41 | ol | 122 | 0.00403 | MV
149-AL1/24-ST1A 20.0 | 10.5 | 0.194 | 0.337 | 0.47 | ol | 149 | 0.00403 | MV
184-AL1/30-ST1A 20.0 | 10.75 | 0.1571 | 0.33 | 0.535 | ol | 184 | 0.00403 | MV
243-AL1/39-ST1A 20.0 | 11 | 0.1188 | 0.32 | 0.645 | ol | 243 | 0.00403 | MV
48-AL1/8-ST1A 110.0 | 8 | 0.5939 | 0.46 | 0.21 | ol | 48 | 0.00403 | HV
70-AL1/11-ST1A 110.0 | 8.4 | 0.4132 | 0.45 | 0.29 | ol | 70 | 0.00403 | HV
94-AL1/15-ST1A 110.0 | 8.65 | 0.306 | 0.44 | 0.35 | ol | 94 | 0.00403 | HV
122-AL1/20-ST1A 110.0 | 8.5 | 0.2376 | 0.43 | 0.41 | ol | 122 | 0.00403 | HV
149-AL1/24-ST1A 110.0 | 8.75 | 0.194 | 0.41 | 0.47 | ol | 149 | 0.00403 | HV
184-AL1/30-ST1A 110.0 | 8.8 | 0.1571 | 0.4 | 0.535 | ol | 184 | 0.00403 | HV
243-AL1/39-ST1A 110.0 | 9 | 0.1188 | 0.39 | 0.645 | ol | 243 | 0.00403 | HV
305-AL1/39-ST1A 110.0 | 9.2 | 0.0949 | 0.38 | 0.74 | ol | 305 | 0.00403 | HV
490-AL1/64-ST1A 110.0 | 9.75 | 0.059 | 0.37 | 0.96 | ol | 490 | 0.00403 | HV
679-AL1/86-ST1A 110.0 | 9.95 | 0.042 | 0.36 | 1.15 | ol | 679 | 0.00403 | HV
490-AL1/64-ST1A 220.0 | 10 | 0.059 | 0.285 | 0.96 | ol | 490 | 0.00403 | HV
679-AL1/86-ST1A 220.0 | 11.7 | 0.042 | 0.275 | 1.15 | ol | 679 | 0.00403 | HV
490-AL1/64-ST1A 380.0 | 11 | 0.059 | 0.253 | 0.96 | ol | 490 | 0.00403 | HV
679-AL1/86-ST1A 380.0 | 14.6 | 0.042 | 0.25 | 1.15 | ol | 679 | 0.00403 | HV

## trafo_std_types
| i0_percent | pfe_kw | vkr_percent | sn_mva | vn_lv_kv | vn_hv_kv | vk_percent | shift_degree | vector_group | tap_side | tap_neutral | tap_min | tap_max | tap_step_degree | tap_step_percent | tap_phase_shifter
160 MVA 380/110 kV | 0.06 | 60 | 0.25 | 160 | 110 | 380 | 12.2 | 0 | Yy0 | hv | 0 | -9 | 9 | 0 | 1.5 | FALSE
100 MVA 220/110 kV | 0.06 | 55 | 0.26 | 100 | 110 | 220 | 12 | 0 | Yy0 | hv | 0 | -9 | 9 | 0 | 1.5 | FALSE
63 MVA 110/20 kV | 0.04 | 22 | 0.32 | 63 | 20 | 110 | 18 | 150 | YNd5 | hv | 0 | -9 | 9 | 0 | 1.5 | FALSE
40 MVA 110/20 kV | 0.05 | 18 | 0.34 | 40 | 20 | 110 | 16.2 | 150 | YNd5 | hv | 0 | -9 | 9 | 0 | 1.5 | FALSE
25 MVA 110/20 kV | 0.07 | 14 | 0.41 | 25 | 20 | 110 | 12 | 150 | YNd5 | hv | 0 | -9 | 9 | 0 | 1.5 | FALSE
63 MVA 110/10 kV | 0.04 | 22 | 0.32 | 63 | 10 | 110 | 18 | 150 | YNd5 | hv | 0 | -9 | 9 | 0 | 1.5 | FALSE
40 MVA 110/10 kV | 0.05 | 18 | 0.34 | 40 | 10 | 110 | 16.2 | 150 | YNd5 | hv | 0 | -9 | 9 | 0 | 1.5 | FALSE
25 MVA 110/10 kV | 0.07 | 14 | 0.41 | 25 | 10 | 110 | 12 | 150 | YNd5 | hv | 0 | -9 | 9 | 0 | 1.5 | FALSE
0.25 MVA 20/0.4 kV | 0.32 | 0.8 | 1.44 | 0.25 | 0.4 | 20 | 6 | 150 | Yzn5 | hv | 0 | -2 | 2 | 0 | 2.5 | FALSE
0.4 MVA 20/0.4 kV | 0.3375 | 1.35 | 1.425 | 0.4 | 0.4 | 20 | 6 | 150 | Dyn5 | hv | 0 | -2 | 2 | 0 | 2.5 | FALSE
0.63 MVA 20/0.4 kV | 0.2619 | 1.65 | 1.206 | 0.63 | 0.4 | 20 | 6 | 150 | Dyn5 | hv | 0 | -2 | 2 | 0 | 2.5 | FALSE
0.25 MVA 10/0.4 kV | 0.24 | 0.6 | 1.2 | 0.25 | 0.4 | 10 | 4 | 150 | Dyn5 | hv | 0 | -2 | 2 | 0 | 2.5 | FALSE
0.4 MVA 10/0.4 kV | 0.2375 | 0.95 | 1.325 | 0.4 | 0.4 | 10 | 4 | 150 | Dyn5 | hv | 0 | -2 | 2 | 0 | 2.5 | FALSE
0.63 MVA 10/0.4 kV | 0.1873 | 1.18 | 1.0794 | 0.63 | 0.4 | 10 | 4 | 150 | Dyn5 | hv | 0 | -2 | 2 | 0 | 2.5 | FALSE

## trafo3w_std_types
| sn_hv_mva | sn_mv_mva | sn_lv_mva | vn_hv_kv | vn_mv_kv | vn_lv_kv | vk_hv_percent | vk_mv_percent | vk_lv_percent | vkr_hv_percent | vkr_mv_percent | vkr_lv_percent | pfe_kw | i0_percent | shift_mv_degree | shift_lv_degree | vector_group | tap_side | tap_neutral | tap_min | tap_max | tap_step_percent
63/25/38 MVA 110/20/10 kV | 63 | 25 | 38 | 110 | 20 | 10 | 10.4 | 10.4 | 10.4 | 0.28 | 0.32 | 0.35 | 35 | 0.89 | 0 | 0 | YN0yn0yn0 | hv | 0 | -10 | 10 | 1.2
63/25/38 MVA 110/10/10 kV | 63 | 25 | 38 | 110 | 10 | 10 | 10.4 | 10.4 | 10.4 | 0.28 | 0.32 | 0.35 | 35 | 0.89 | 0 | 0 | YN0yn0yn0 | hv | 0 | -10 | 10 | 1.2

## fuse_std_types
| fuse_type | i_rated_a | t_avg | t_min | t_total | x_avg | x_min | x_total
HV 100A | HV 100A | 100 | 0 | [10.0, 3.64, 0.854, 0.281, 0.1, 0.0531, 0.022, 0.01] | [10.0, 4.267, 1.21, 0.403, 0.1, 0.058, 0.022, 0.01] | 0 | [300.0, 350.0, 450.0, 550.0, 700.0, 850.0, 1200.0, 1752.0] | [600.0, 700.0, 900.0, 1150.0, 1665.0, 2000.0, 3000.0, 4313.0]
HV 10A | HV 10A | 10 | 0 | [10.0, 1675.0, 0.344, 0.156, 0.1, 0.0417, 0.0171, 0.01] | [10.0, 1.3, 0.3, 0.155, 0.1, 0.0555, 0.023, 0.01] | 0 | [30.0, 32.0, 35.0, 37.0, 39.0, 50.0, 70.0, 88.0] | [60.0, 70.0, 80.0, 87.0, 94.0, 110.0, 150.0, 216.0]
HV 125A | HV 125A | 125 | 0 | [10.0, 1.82, 0.344, 0.1, 0.0467, 0.0269, 0.01] | [10.0, 2.478, 0.426, 0.1, 0.0427, 0.0211, 0.01] | 0 | [375.0, 500.0, 700.0, 925.0, 1200.0, 1500.0, 2341.0] | [750.0, 1000.0, 1500.0, 2200.0, 3000.0, 4000.0, 5765.0]
HV 160A | HV 160A | 160 | 0 | [10.0, 4.15, 1.03, 0.198, 0.1, 0.051, 0.0172, 0.01] | [10.0, 2.3, 0.734, 0.274, 0.1, 0.046, 0.0177, 0.01] | 0 | [480.0, 550.0, 700.0, 1000.0, 1260.0, 1600.0, 2500.0, 3227.0] | [960.0, 1300.0, 1700.0, 2200.0, 2996.0, 4000.0, 6000.0, 7946.0]
HV 16A | HV 16A | 16 | 0 | [10.0, 0.352, 0.164, 0.1, 0.0649, 0.0342, 0.01] | [10.0, 2.34, 0.722, 0.181, 0.1, 0.055, 0.0296, 0.01] | 0 | [48.0, 60.0, 65.0, 71.0, 80.0, 100.0, 162.0] | [96.0, 110.0, 125.0, 150.0, 168.0, 200.0, 250.0, 398.0]
HV 200A | HV 200A | 200 | 0 | [10.0, 4.267, 1.21, 0.403, 0.1, 0.058, 0.022, 0.01] | [10.0, 3.73, 1.654, 0.328, 0.1, 0.0531, 0.019, 0.01] | 0 | [600.0, 700.0, 900.0, 1150.0, 1665.0, 2000.0, 3000.0, 4313.0] | [1200.0, 1500.0, 1800.0, 2700.0, 3960.0, 5000.0, 7500.0, 10620.0]
HV 20A | HV 20A | 20 | 0 | [10.0, 1.3, 0.3, 0.155, 0.1, 0.0555, 0.023, 0.01] | [10.0, 1.3, 0.161, 0.1, 0.0611, 0.0399, 0.0141, 0.01] | 0 | [60.0, 70.0, 80.0, 87.0, 94.0, 110.0, 150.0, 216.0] | [120.0, 150.0, 200.0, 223.0, 260.0, 300.0, 450.0, 532.0]
HV 25A | HV 25A | 25 | 0 | [10.0, 2.512, 0.833, 0.299, 0.1, 0.0372, 0.0223, 0.01] | [10.0, 3.125, 0.597, 0.198, 0.1, 0.0378, 0.022, 0.01] | 0 | [75.0, 82.0, 90.0, 100.0, 124.0, 170.0, 200.0, 289.0] | [150.0, 170.0, 210.0, 250.0, 294.0, 400.0, 500.0, 711.0]
HV 31.5A | HV 31.5A | 31.5 | 0 | [10.0, 2.34, 0.722, 0.181, 0.1, 0.055, 0.0296, 0.01] | [10.0, 2.84, 0.368, 0.164, 0.1, 0.0621, 0.0378, 0.0195, 0.01] | 0 | [95.0, 110.0, 125.0, 150.0, 165.0, 200.0, 250.0, 390.0] | [189.0, 220.0, 300.0, 350.0, 393.0, 450.0, 530.0, 700.0, 960.0]
HV 40A | HV 40A | 40 | 0 | [10.0, 1.3, 0.161, 0.1, 0.0611, 0.0399, 0.0141, 0.01] | [10.0, 2.05, 0.369, 0.198, 0.1, 0.051, 0.0298, 0.01] | 0 | [120.0, 150.0, 200.0, 223.0, 260.0, 300.0, 450.0, 532.0] | [240.0, 300.0, 400.0, 450.0, 530.0, 650.0, 800.0, 1311.0]
HV 50A | HV 50A | 50 | 0 | [10.0, 3.215, 0.597, 0.198, 0.1, 0.0378, 0.022, 0.01] | [10.0, 3.64, 0.854, 0.281, 0.1, 0.0531, 0.022, 0.01] | 0 | [150.0, 170.0, 210.0, 250.0, 294.0, 400.0, 500.0, 711.0] | [300.0, 350.0, 450.0, 550.0, 700.0, 850.0, 1200.0, 1752.0]
HV 6.3A | HV 6.3A | 6.3 | 0 | [10.0, 1.39, 0.344, 0.168, 0.1, 0.056, 0.0263, 0.01] | [10.0, 1.711, 0.516, 0.198, 0.1, 0.0634, 0.0303, 0.01] | 0 | [19.0, 19.5, 20.4, 20.8, 22.0, 25.0, 32.0, 48.0] | [38.0, 40.0, 43.0, 48.0, 53.0, 60.0, 75.0, 118.0]
HV 63A | HV 63A | 63 | 0 | [10.0, 2.84, 0.368, 0.164, 0.1, 0.0621, 0.0378, 0.0195, 0.01] | [10.0, 1.82, 0.344, 0.1, 0.0467, 0.0269, 0.01] | 0 | [189.0, 220.0, 300.0, 350.0, 393.0, 450.0, 530.0, 700.0, 961.0] | [378.0, 500.0, 700.0, 934.0, 1200.0, 1500.0, 2366.0]
HV 80A | HV 80A | 80 | 0 | [10.0, 2.05, 0.369, 0.198, 0.1, 0.051, 0.0298, 0.01] | [10.0, 4.15, 1.03, 0.198, 0.1, 0.051, 0.0172, 0.01] | 0 | [240.0, 300.0, 400.0, 450.0, 530.0, 650.0, 800.0, 1311.0] | [480.0, 550.0, 700.0, 1000.0, 1260.0, 1600.0, 2500.0, 3227.0]
Siemens NH-1-100 | Siemens NH-1-100 | 100 | [5400.0, 2000.0, 400.0, 20.0, 1.0, 0.2, 0.012, 0.004] | 0 | 0 | [150.0, 190.0, 250.0, 430.0, 900.0, 1250.0, 2700.0, 3600.0] | 0 | 0
Siemens NH-1-125 | Siemens NH-1-125 | 125 | [4800.0, 120.0, 7.0, 0.1, 0.004] | 0 | 0 | [180.0, 400.0, 740.0, 2000.0, 4250.0] | 0 | 0
Siemens NH-1-16 | Siemens NH-1-16 | 16 | [4000.0, 400.0, 2.0, 0.1, 0.04, 0.01] | 0 | 0 | [26.0, 35.0, 75.0, 150.0, 200.0, 300.0] | 0 | 0
Siemens NH-1-160 | Siemens NH-1-160 | 160 | [4800.0, 120.0, 7.0, 0.1, 0.004] | 0 | 0 | [210.0, 500.0, 900.0, 2300.0, 5000.0] | 0 | 0
Siemens NH-1-25 | Siemens NH-1-25 | 25 | [4000.0, 1000.0, 10.0, 0.2, 0.02, 0.01] | 0 | 0 | [40.0, 50.0, 100.0, 210.0, 400.0, 500.0] | 0 | 0
Siemens NH-1-50 | Siemens NH-1-50 | 50 | [4000.0, 40.0, 4.0, 1.0, 0.02, 0.01] | 0 | 0 | [86.0, 200.0, 300.0, 400.0, 1000.0, 1280.0] | 0 | 0
Siemens NH-1-63 | Siemens NH-1-63 | 63 | [4000.0, 100.0, 10.0, 2.0, 0.04, 0.01] | 0 | 0 | [100.0, 200.0, 300.0, 400.0, 1000.0, 1500.0] | 0 | 0
Siemens NH-1-80 | Siemens NH-1-80 | 80 | [4800.0, 120.0, 7.0, 0.1, 0.01] | 0 | 0 | [150.58, 250.0, 450.0, 1150.0, 2470.0] | 0 | 0
Siemens NH-2-1000 | Siemens NH-2-1000 | 1000 | [4800.0, 120.0, 7.0, 0.1, 0.004] | 0 | 0 | [1900.0, 3500.0, 8400.0, 24000.0, 52000.0] | 0 | 0
Siemens NH-2-200 | Siemens NH-2-200 | 200 | [4800.0, 120.0, 7.0, 0.1, 0.004] | 0 | 0 | [280.0, 650.0, 1200.0, 3000.0, 7000.0] | 0 | 0
Siemens NH-2-224 | Siemens NH-2-224 | 224 | [4800.0, 120.0, 7.0, 0.2, 0.04, 0.004] | 0 | 0 | [400.0, 750.0, 1453.0, 3025.0, 4315.0, 7600.0] | 0 | 0
Siemens NH-2-250 | Siemens NH-2-250 | 250 | [4800.0, 120.0, 7.0, 0.1, 0.004] | 0 | 0 | [450.0, 800.0, 1650.0, 4000.0, 8500.0] | 0 | 0
Siemens NH-2-315 | Siemens NH-2-315 | 315 | [4800.0, 120.0, 7.0, 0.1, 0.004] | 0 | 0 | [550.0, 920.0, 1900.0, 5000.0, 11000.0] | 0 | 0
Siemens NH-2-355 | Siemens NH-2-355 | 355 | [4800.0, 120.0, 6.0, 0.1, 0.004] | 0 | 0 | [650.0, 1116.27, 2350.0, 5840.0, 12790.0] | 0 | 0
Siemens NH-2-400 | Siemens NH-2-400 | 400 | [4800.0, 120.0, 7.0, 0.1, 0.004] | 0 | 0 | [720.0, 1350.0, 2800.0, 6500.0, 15000.0] | 0 | 0
Siemens NH-2-425 | Siemens NH-2-425 | 425 | [4800.0, 120.0, 7.0, 0.1, 0.004] | 0 | 0 | [850.0, 1500.0, 3050.0, 7500.0, 16500.0] | 0 | 0
Siemens NH-2-630 | Siemens NH-2-630 | 630 | [4800.0, 120.0, 7.0, 0.1, 0.004] | 0 | 0 | [1200.0, 2000.0, 4800.0, 12000.0, 26000.0] | 0 | 0

## res_bus
| vm_pu | va_degree | p_mw | q_mvar
0 | 0.97331 | -0.51454 | 0.017922 | 0.0044917
1 | 0.97375 | -0.50592 | 0 | 0
2 | 0.97466 | -0.48803 | 0 | 0
3 | 0.97394 | -0.50221 | 0.0096018 | 0.0024064
4 | 0.97428 | -0.49541 | 0.018863 | 0.0047275
5 | 0.97787 | -0.42491 | 0 | 0
6 | 0.98012 | -0.38089 | 0 | 0
7 | 0.97679 | -0.44594 | 0 | 0
8 | 0.97589 | -0.46383 | 0.017145 | 0.0042969
9 | 0.98999 | -0.19145 | 0.019092 | 0.0047849
10 | 0.99064 | -0.17896 | 0.0091628 | 0.0022964
11 | 0.99353 | -0.12295 | 0.015476 | 0.0038787
12 | 0.99388 | -0.11624 | 0 | 0
13 | 0.98067 | -0.37026 | 0 | 0
14 | 0.97998 | -0.38364 | 0.019926 | 0.0049939
15 | 0.97617 | -0.45808 | 0.00087777 | 0.00021999
16 | 0.98192 | -0.34595 | 0.00087139 | 0.00021839
17 | 0.97902 | -0.40261 | 0.036011 | 0.0090252
18 | 0.97024 | -0.57519 | 0 | 0
19 | 0.97022 | -0.57552 | 0.001628 | 0.00040801
20 | 0.97026 | -0.57463 | 0.001628 | 0.00040801
21 | 0.9904 | -0.18232 | 0 | 0
22 | 0.98823 | -0.22389 | 0.029203 | 0.0073188
23 | 0.9935 | -0.12324 | 0.012759 | 0.0031978
24 | 0.97032 | -0.57361 | 0 | 0
25 | 0.97167 | -0.54686 | 0 | 0
26 | 0.97027 | -0.57451 | 0.0016663 | 0.00041762
27 | 0.97202 | -0.5398 | 0.014282 | 0.0035794
28 | 0.98982 | -0.19416 | 0 | 0
29 | 0.98976 | -0.19534 | 0 | 0
30 | 0.98979 | -0.19475 | 0.0013235 | 0.0003317
31 | 0.99211 | -0.14976 | 0 | 0
32 | 0.97285 | -0.52353 | 0 | 0
33 | 0.9721 | -0.53831 | 0.0027881 | 0.00069877
34 | 0.97394 | -0.5019 | 0.00091779 | 0.00023002
35 | 0.97617 | -0.45813 | 0.0010061 | 0.00025215
36 | 0.98306 | -0.32379 | 0.00080989 | 0.00020298
37 | 0.99151 | -0.16204 | 0.0088966 | 0.0022297
38 | 0.99298 | -0.13367 | 0 | 0
39 | 0.9892 | -0.20661 | 0.011568 | 0.0028992
40 | 0.9894 | -0.20272 | 0 | 0
41 | 0.99502 | -0.094225 | 0 | 0
42 | 1 | 0 | -0.5245 | -0.13419
43 | 0.99894 | -0.020123 | 0.010512 | 0.0026346
44 | 0.98962 | -0.19854 | 0 | 0
45 | 0.99377 | -0.11868 | 0.011431 | 0.0028648
46 | 0.986 | -0.26853 | 0 | 0
47 | 0.98427 | -0.30225 | 0 | 0
48 | 0.98583 | -0.27187 | 0.0037686 | 0.00094451
49 | 0.98469 | -0.29249 | 0.0032628 | 0.00081773
50 | 0.99203 | -0.15126 | 0.0018839 | 0.00047216
51 | 0.9855 | -0.27827 | 0 | 0
52 | 0.98547 | -0.27884 | 0.0017449 | 0.0004373
53 | 0.98537 | -0.28091 | 0.0029241 | 0.00073286
54 | 0.98562 | -0.27602 | 0.001927 | 0.00048295
55 | 0.99594 | -0.077212 | 0.010814 | 0.0027102
56 | 0.98865 | -0.21727 | 0.0024826 | 0.00062219
57 | 0.98865 | -0.21726 | 0.011319 | 0.0028367
58 | 0.98875 | -0.21549 | 0.0022698 | 0.00056885
59 | 0.9872 | -0.24382 | 0 | 0
60 | 0.98393 | -0.3089 | 0.0047057 | 0.0011794
61 | 0.98396 | -0.30821 | 0.0040707 | 0.0010202
62 | 0.99195 | -0.15296 | 0.0039661 | 0.000994
63 | 0.98206 | -0.34366 | 0.0032068 | 0.00080369
64 | 0.97025 | -0.57485 | 0.001628 | 0.00040801
65 | 0.98965 | -0.19747 | 0.0013943 | 0.00034944
66 | 0.98973 | -0.19593 | 0.0013862 | 0.00034741
67 | 0.98976 | -0.19528 | 0.0018267 | 0.00045782
68 | 0.97465 | -0.48804 | 0.00091625 | 0.00022963
69 | 0.97366 | -0.50836 | 0 | 0
70 | 0.97355 | -0.51051 | 0.0022487 | 0.00056358
71 | 0.97377 | -0.50609 | 0 | 0
72 | 0.98536 | -0.28096 | 0.001922 | 0.00048171
73 | 0.98441 | -0.29758 | 0.0039821 | 0.00099801
74 | 0.98385 | -0.30846 | 0.00086709 | 0.00021731
75 | 0.9754 | -0.47332 | 0.00084231 | 0.0002111
76 | 0.98228 | -0.34102 | 0 | 0
77 | 0.98217 | -0.34321 | 0 | 0
78 | 0.98171 | -0.35232 | 0.0035088 | 0.00087939
79 | 0.98213 | -0.34399 | 0 | 0
80 | 0.98207 | -0.34522 | 0.0016582 | 0.00041557
81 | 0.98169 | -0.35252 | 0.0034458 | 0.00086359
82 | 0.98391 | -0.30925 | 0.0054329 | 0.0013616
83 | 0.98186 | -0.34934 | 0.0032355 | 0.0008109
84 | 0.98203 | -0.34603 | 0.0016216 | 0.0004064
85 | 0.98136 | -0.35898 | 0.0044288 | 0.00111
86 | 0.98371 | -0.31319 | 0.0035284 | 0.00088431
87 | 0.98363 | -0.31465 | 0.0013246 | 0.00033199
88 | 0.9837 | -0.31337 | 0.0045929 | 0.0011511
89 | 0.98362 | -0.31487 | 0.0011053 | 0.00027702
90 | 0.98201 | -0.34462 | 0.0046964 | 0.001177
91 | 0.98199 | -0.34668 | 0.0017696 | 0.00044351
92 | 0.98197 | -0.34717 | 0.0019564 | 0.00049033
93 | 0.98191 | -0.34831 | 0.0007812 | 0.00019579
94 | 0.98175 | -0.35148 | 0.0041211 | 0.0010328
95 | 0.9734 | -0.51346 | 0 | 0
96 | 0.97413 | -0.49902 | 0.0021256 | 0.00053272
97 | 0.98112 | -0.36373 | 0.0056925 | 0.0014267
98 | 0.98111 | -0.36394 | 0.0038308 | 0.0009601
99 | 0.98102 | -0.36571 | 0 | 0
100 | 0.98101 | -0.36597 | 0.0035638 | 0.00089318
101 | 0.98169 | -0.3526 | 0.0016525 | 0.00041415
102 | 0.98167 | -0.35292 | 0.0013012 | 0.00032611
103 | 0.98167 | -0.35309 | 0.0015379 | 0.00038542
104 | 0.98157 | -0.35489 | 0.0018269 | 0.00045786
105 | 0.98157 | -0.35497 | 0.00070042 | 0.00017554
106 | 0.981 | -0.36623 | 0.0017127 | 0.00042924
107 | 0.98046 | -0.37491 | 0 | 0
108 | 0.97988 | -0.3861 | 0.0036354 | 0.00091111
109 | 0.98022 | -0.37943 | 0.0022031 | 0.00055215
110 | 0.97859 | -0.41159 | 0.0040351 | 0.0010113
111 | 0.97862 | -0.41089 | 0.0066566 | 0.0016683
112 | 0.97879 | -0.40763 | 0.0037378 | 0.00093678
113 | 0.97914 | -0.40066 | 0.0036005 | 0.00090238
114 | 0.97927 | -0.39805 | 0.0023229 | 0.00058218
115 | 0.98971 | -0.19635 | 0.0017692 | 0.0004434
116 | 0.98938 | -0.20273 | 0.0013368 | 0.00033503
117 | 0.98936 | -0.20309 | 0.0013517 | 0.00033877
118 | 0.98933 | -0.20361 | 0.0013746 | 0.00034452
119 | 0.97024 | -0.57507 | 0.0016663 | 0.00041761
120 | 0.97024 | -0.57515 | 0.0016673 | 0.00041786
121 | 0.98928 | -0.20471 | 0.0034706 | 0.00086982
122 | 0.98932 | -0.20383 | 0.0050971 | 0.0012774
123 | 0.9796 | -0.39171 | 0.0037605 | 0.00094247
124 | 0.97981 | -0.38753 | 0.0018784 | 0.00047077
125 | 0.97898 | -0.40366 | 0.0040412 | 0.0010128
126 | 0.97579 | -0.46625 | 0.0013777 | 0.00034529
127 | 0.97695 | -0.44354 | 0.0042158 | 0.0010566
128 | 0.97554 | -0.4713 | 0.0014407 | 0.00036106
129 | 0.97716 | -0.43938 | 0 | 0
130 | 0.97471 | -0.48759 | 0.0026206 | 0.00065679
131 | 0.977 | -0.44253 | 0.0015158 | 0.00037989
132 | 0.97787 | -0.42549 | 0.0037656 | 0.00094374
133 | 0.97444 | -0.49296 | 0.0023663 | 0.00059306
134 | 0.97694 | -0.44376 | 0 | 0
135 | 0.9779 | -0.42496 | 0.0011693 | 0.00029304
136 | 0.97854 | -0.41242 | 0.0038044 | 0.00095346
137 | 0.97888 | -0.40562 | 0.0016135 | 0.00040439
138 | 0.97694 | -0.44384 | 0.0028374 | 0.00071111
139 | 0.97303 | -0.52066 | 0.0078641 | 0.0019709
140 | 0.973 | -0.52138 | 0.0019583 | 0.0004908
141 | 0.9769 | -0.44459 | 0.0011655 | 0.00029211
142 | 0.9819 | -0.34847 | 0.00069583 | 0.00017439
143 | 0.9819 | -0.34848 | 0.00073835 | 0.00018505
144 | 0.99998 | 149.9956 | 0 | 0

## res_line
| p_from_mw | q_from_mvar | p_to_mw | q_to_mvar | pl_mw | ql_mvar | i_from_ka | i_to_ka | i_ka | vm_from_pu | va_from_degree | vm_to_pu | va_to_degree | loading_percent
0 | -0.017922 | -0.0044917 | 0.017929 | 0.0044961 | 7.3621e-06 | 4.3866e-06 | 0.027399 | 0.027399 | 0.027399 | 0.97331 | -0.51454 | 0.97375 | -0.50592 | 7.5273
1 | -0.017929 | -0.0044961 | 0.017945 | 0.0045052 | 1.53e-05 | 9.1151e-06 | 0.027399 | 0.027399 | 0.027399 | 0.97375 | -0.50592 | 0.97466 | -0.48803 | 7.5273
2 | -0.046423 | -0.011647 | 0.046476 | 0.011681 | 5.3631e-05 | 3.3969e-05 | 0.070878 | 0.070878 | 0.070878 | 0.97466 | -0.48803 | 0.97589 | -0.46383 | 19.472
3 | 0.028478 | 0.0071417 | -0.028468 | -0.0071355 | 1.0013e-05 | 6.2321e-06 | 0.043479 | 0.043479 | 0.043479 | 0.97466 | -0.48803 | 0.97428 | -0.49541 | 11.9448
4 | -0.0096018 | -0.0024064 | 0.0096049 | 0.002408 | 3.1109e-06 | 1.5111e-06 | 0.01467 | 0.01467 | 0.01467 | 0.97394 | -0.50221 | 0.97428 | -0.49541 | 4.0302
5 | -0.09543 | -0.024058 | 0.095631 | 0.024186 | 0.00020145 | 0.00012765 | 0.14527 | 0.14526 | 0.14527 | 0.97787 | -0.42491 | 0.98012 | -0.38089 | 19.954
6 | 0.03169 | 0.0080051 | -0.031658 | -0.0079851 | 3.1915e-05 | 1.9968e-05 | 0.048245 | 0.048246 | 0.048246 | 0.97787 | -0.42491 | 0.97679 | -0.44594 | 13.2543
7 | 0.063739 | 0.016053 | -0.063621 | -0.015978 | 0.00011839 | 7.5352e-05 | 0.09702 | 0.09702 | 0.09702 | 0.97787 | -0.42491 | 0.97589 | -0.46383 | 26.6538
8 | -0.15161 | -0.03823 | 0.15169 | 0.038279 | 7.7249e-05 | 4.9243e-05 | 0.23025 | 0.23025 | 0.23025 | 0.98012 | -0.38089 | 0.98067 | -0.37026 | 31.6283
9 | 0.055977 | 0.014044 | -0.05597 | -0.01404 | 7.3349e-06 | 4.6602e-06 | 0.084989 | 0.084989 | 0.084989 | 0.98012 | -0.38089 | 0.97998 | -0.38364 | 23.3487
10 | 0.031658 | 0.0079851 | -0.03164 | -0.0079736 | 1.8375e-05 | 1.1497e-05 | 0.048246 | 0.048246 | 0.048246 | 0.97679 | -0.44594 | 0.97617 | -0.45808 | 13.2543
11 | -0.019092 | -0.0047849 | 0.019103 | 0.0047917 | 1.1361e-05 | 6.7979e-06 | 0.028696 | 0.028696 | 0.028696 | 0.98999 | -0.19145 | 0.99064 | -0.17896 | 7.8836
12 | -0.028266 | -0.0070881 | 0.028289 | 0.0071023 | 2.2819e-05 | 1.4169e-05 | 0.042459 | 0.042459 | 0.042459 | 0.99064 | -0.17896 | 0.99151 | -0.16204 | 11.6647
13 | -0.015476 | -0.0038787 | 0.015481 | 0.0038816 | 4.9527e-06 | 2.8512e-06 | 0.023179 | 0.023179 | 0.023179 | 0.99353 | -0.12295 | 0.99388 | -0.11624 | 6.3678
14 | -0.052748 | -0.013265 | 0.052804 | 0.0133 | 5.5522e-05 | 3.5226e-05 | 0.078989 | 0.078989 | 0.078989 | 0.99388 | -0.11624 | 0.99502 | -0.094225 | 21.7004
15 | 0.037267 | 0.0093832 | -0.037236 | -0.0093637 | 3.1024e-05 | 1.9511e-05 | 0.055811 | 0.055811 | 0.055811 | 0.99388 | -0.11624 | 0.99298 | -0.13367 | 15.3326
16 | -0.15169 | -0.038279 | 0.15186 | 0.038391 | 0.00017681 | 0.00011214 | 0.23025 | 0.23025 | 0.23025 | 0.98067 | -0.37026 | 0.98192 | -0.34595 | 21.0855
17 | 0.036044 | 0.0090457 | -0.036011 | -0.0090252 | 3.2564e-05 | 2.0476e-05 | 0.054734 | 0.054734 | 0.054734 | 0.97998 | -0.38364 | 0.97902 | -0.40261 | 15.0367
18 | 0.030762 | 0.0077536 | -0.030762 | -0.0077536 | 8.5625e-08 | 5.3504e-08 | 0.046908 | 0.046908 | 0.046908 | 0.97617 | -0.45808 | 0.97617 | -0.45813 | 12.8867
19 | -0.15273 | -0.03861 | 0.1529 | 0.038713 | 0.00016249 | 0.00010307 | 0.23157 | 0.23157 | 0.23157 | 0.98192 | -0.34595 | 0.98306 | -0.32379 | 21.2064
20 | 0.001628 | 0.00040789 | -0.001628 | -0.00040801 | 2.5619e-08 | -1.1894e-07 | 0.0024968 | 0.0024968 | 0.0024968 | 0.97024 | -0.57519 | 0.97022 | -0.57552 | 0.68594
21 | -0.001628 | -0.00040789 | 0.001628 | 0.00040769 | 4.3386e-08 | -2.0146e-07 | 0.0024968 | 0.0024967 | 0.0024968 | 0.97024 | -0.57519 | 0.97026 | -0.57463 | 0.68592
22 | -0.003256 | -0.0008157 | 0.0032562 | 0.00081559 | 1.5889e-07 | -1.082e-07 | 0.0049934 | 0.0049933 | 0.0049934 | 0.97026 | -0.57463 | 0.97032 | -0.57361 | 1.3718
23 | 0.18889 | 0.048172 | -0.18852 | -0.047932 | 0.00037827 | 0.00024065 | 0.2841 | 0.2841 | 0.2841 | 0.9904 | -0.18232 | 0.98823 | -0.22389 | 26.0165
24 | -0.18889 | -0.048172 | 0.18944 | 0.048516 | 0.00054059 | 0.0003439 | 0.2841 | 0.2841 | 0.2841 | 0.9904 | -0.18232 | 0.9935 | -0.12324 | 26.0164
25 | 0.15931 | 0.040613 | -0.15916 | -0.040515 | 0.00015312 | 9.7181e-05 | 0.24013 | 0.24013 | 0.24013 | 0.98823 | -0.22389 | 0.9872 | -0.24382 | 21.9898
26 | -0.20219 | -0.051714 | 0.20248 | 0.051895 | 0.00028432 | 0.000181 | 0.30321 | 0.30321 | 0.30321 | 0.9935 | -0.12324 | 0.99502 | -0.094225 | 27.7663
27 | -0.0098845 | -0.0024767 | 0.0098971 | 0.002483 | 1.261e-05 | 6.2599e-06 | 0.015158 | 0.015157 | 0.015158 | 0.97032 | -0.57361 | 0.97167 | -0.54686 | 4.1643
28 | 0.0066283 | 0.0016611 | -0.006628 | -0.0016611 | 2.8452e-07 | 9.1392e-08 | 0.010165 | 0.010165 | 0.010165 | 0.97032 | -0.57361 | 0.97027 | -0.57451 | 2.7925
29 | -0.0098971 | -0.002483 | 0.0099004 | 0.0024846 | 3.3293e-06 | 1.6519e-06 | 0.015157 | 0.015157 | 0.015157 | 0.97167 | -0.54686 | 0.97202 | -0.5398 | 4.1641
30 | 0.0049617 | 0.0012434 | -0.0049616 | -0.0012434 | 8.1429e-08 | 5.7967e-09 | 0.0076093 | 0.0076093 | 0.0076093 | 0.97027 | -0.57451 | 0.97025 | -0.57485 | 2.0905
31 | -0.024183 | -0.0060641 | 0.024184 | 0.0060652 | 1.7235e-06 | 1.0615e-06 | 0.037021 | 0.037021 | 0.037021 | 0.97202 | -0.5398 | 0.9721 | -0.53831 | 10.1706
32 | 0.017187 | 0.0043086 | -0.017186 | -0.0043081 | 9.6108e-07 | 5.6575e-07 | 0.025838 | 0.025838 | 0.025838 | 0.98982 | -0.19416 | 0.98976 | -0.19534 | 7.0983
33 | 0.0031504 | 0.00078927 | -0.0031503 | -0.00078935 | 8.8381e-08 | -7.8496e-08 | 0.0047359 | 0.004736 | 0.004736 | 0.98982 | -0.19416 | 0.98979 | -0.19475 | 1.3011
34 | -0.020337 | -0.0050979 | 0.02038 | 0.0051239 | 4.3124e-05 | 2.6014e-05 | 0.030574 | 0.030573 | 0.030574 | 0.98982 | -0.19416 | 0.99211 | -0.14976 | 8.3993
35 | 0.01403 | 0.0035175 | -0.014029 | -0.0035167 | 1.4253e-06 | 8.0243e-07 | 0.021094 | 0.021094 | 0.021094 | 0.98976 | -0.19534 | 0.98965 | -0.19747 | 5.795
36 | 0.0031555 | 0.00079058 | -0.0031554 | -0.00079066 | 8.8708e-08 | -7.8313e-08 | 0.0047439 | 0.004744 | 0.004744 | 0.98976 | -0.19534 | 0.98973 | -0.19593 | 1.3033
37 | 0.0018268 | 0.00045764 | -0.0018267 | -0.00045782 | 4.569e-08 | -1.7839e-07 | 0.0027462 | 0.0027463 | 0.0027463 | 0.98979 | -0.19475 | 0.98976 | -0.19528 | 0.75448
38 | 0.090307 | 0.023082 | -0.089688 | -0.022687 | 0.00061883 | 0.0003949 | 0.13561 | 0.13561 | 0.13561 | 0.99211 | -0.14976 | 0.98469 | -0.29249 | 37.2548
39 | 0.0058508 | 0.0014661 | -0.0058503 | -0.001466 | 4.1784e-07 | 8.0582e-08 | 0.0087752 | 0.0087752 | 0.0087752 | 0.99211 | -0.14976 | 0.99203 | -0.15126 | 2.4108
40 | -0.11654 | -0.029672 | 0.11685 | 0.029872 | 0.000313 | 0.00019997 | 0.17495 | 0.17495 | 0.17495 | 0.99211 | -0.14976 | 0.99502 | -0.094225 | 48.0645
41 | 0.026991 | 0.0067757 | -0.026972 | -0.0067639 | 1.9014e-05 | 1.18e-05 | 0.041289 | 0.041289 | 0.041289 | 0.97285 | -0.52353 | 0.9721 | -0.53831 | 11.3431
42 | -0.026991 | -0.0067757 | 0.027019 | 0.006793 | 2.7875e-05 | 1.7298e-05 | 0.041289 | 0.041288 | 0.041289 | 0.97285 | -0.52353 | 0.97394 | -0.5019 | 11.343
43 | -0.027937 | -0.007023 | 0.027956 | 0.0070345 | 1.8494e-05 | 1.1499e-05 | 0.042691 | 0.04269 | 0.042691 | 0.97394 | -0.5019 | 0.97465 | -0.48804 | 11.7282
44 | 0.029756 | 0.0075014 | -0.029734 | -0.0074879 | 2.161e-05 | 1.3481e-05 | 0.045374 | 0.045374 | 0.045374 | 0.97617 | -0.45813 | 0.9754 | -0.47332 | 12.4654
45 | -0.15371 | -0.038916 | 0.15382 | 0.038988 | 0.00011318 | 7.1801e-05 | 0.2328 | 0.2328 | 0.2328 | 0.98306 | -0.32379 | 0.98385 | -0.30846 | 21.3186
46 | -0.037186 | -0.009332 | 0.037236 | 0.0093637 | 5.0386e-05 | 3.169e-05 | 0.055811 | 0.055811 | 0.055811 | 0.99151 | -0.16204 | 0.99298 | -0.13367 | 15.3327
47 | -0.011568 | -0.0028992 | 0.01157 | 0.0029003 | 2.1435e-06 | 1.1295e-06 | 0.017401 | 0.017401 | 0.017401 | 0.9892 | -0.20661 | 0.9894 | -0.20272 | 4.7806
48 | -0.027652 | -0.0069344 | 0.027658 | 0.0069379 | 5.521e-06 | 3.4241e-06 | 0.041589 | 0.041589 | 0.041589 | 0.9894 | -0.20272 | 0.98962 | -0.19854 | 11.4255
49 | 0.016082 | 0.0040341 | -0.016072 | -0.0040284 | 9.7808e-06 | 5.6875e-06 | 0.024188 | 0.024188 | 0.024188 | 0.9894 | -0.20272 | 0.98875 | -0.21549 | 6.645
50 | -0.37213 | -0.095067 | 0.37384 | 0.096156 | 0.0017038 | 0.0010887 | 0.55715 | 0.55715 | 0.55715 | 0.99502 | -0.094225 | 1 | 0 | 51.0212
51 | 0.14902 | 0.038036 | -0.14887 | -0.037944 | 0.00014473 | 9.2219e-05 | 0.22198 | 0.22198 | 0.22198 | 1 | 0 | 0.99894 | -0.020123 | 30.4921
52 | 0.13836 | 0.035309 | -0.13798 | -0.035066 | 0.00038045 | 0.00024318 | 0.20632 | 0.20632 | 0.20632 | 0.99894 | -0.020123 | 0.99594 | -0.077212 | 56.6825
53 | -0.11504 | -0.029047 | 0.11548 | 0.029329 | 0.00044202 | 0.00028238 | 0.17305 | 0.17305 | 0.17305 | 0.98962 | -0.19854 | 0.99377 | -0.11868 | 47.5419
54 | 0.087382 | 0.022109 | -0.087089 | -0.021922 | 0.00029245 | 0.00018659 | 0.13146 | 0.13146 | 0.13146 | 0.98962 | -0.19854 | 0.986 | -0.26853 | 36.1165
55 | -0.12691 | -0.032194 | 0.12717 | 0.032356 | 0.00025358 | 0.00016205 | 0.19017 | 0.19017 | 0.19017 | 0.99377 | -0.11868 | 0.99594 | -0.077212 | 52.244
56 | 0.074798 | 0.018841 | -0.074677 | -0.018764 | 0.00012038 | 7.6725e-05 | 0.11291 | 0.11291 | 0.11291 | 0.986 | -0.26853 | 0.98427 | -0.30225 | 31.0204
57 | 0.012292 | 0.0030811 | -0.01229 | -0.0030801 | 1.9545e-06 | 1.0577e-06 | 0.01855 | 0.01855 | 0.01855 | 0.986 | -0.26853 | 0.98583 | -0.27187 | 5.0962
58 | 0.020699 | 0.0051901 | -0.020692 | -0.0051861 | 6.5591e-06 | 3.9709e-06 | 0.031293 | 0.031293 | 0.031293 | 0.98427 | -0.30225 | 0.98393 | -0.3089 | 8.5971
59 | 0.053978 | 0.013574 | -0.053963 | -0.013564 | 1.5364e-05 | 9.7547e-06 | 0.081621 | 0.081621 | 0.081621 | 0.98427 | -0.30225 | 0.98396 | -0.30821 | 22.4233
60 | 0.0085211 | 0.0021356 | -0.0085194 | -0.0021348 | 1.684e-06 | 7.3171e-07 | 0.012862 | 0.012862 | 0.012862 | 0.98583 | -0.27187 | 0.98562 | -0.27602 | 3.5335
61 | 0.086425 | 0.02187 | -0.086214 | -0.021734 | 0.00021165 | 0.00013504 | 0.13068 | 0.13068 | 0.13068 | 0.98469 | -0.29249 | 0.98206 | -0.34366 | 35.9003
62 | 0.0039664 | 0.00099389 | -0.0039661 | -0.000994 | 3.2273e-07 | -1.0734e-07 | 0.0059494 | 0.0059495 | 0.0059495 | 0.99203 | -0.15126 | 0.99195 | -0.15296 | 1.6345
63 | 0.0017449 | 0.0004371 | -0.0017449 | -0.0004373 | 4.6993e-08 | -1.9995e-07 | 0.0026346 | 0.0026346 | 0.0026346 | 0.9855 | -0.27827 | 0.98547 | -0.27884 | 0.7238
64 | 0.0048468 | 0.0012146 | -0.0048462 | -0.0012146 | 6.0939e-07 | 3.4484e-09 | 0.0073182 | 0.0073183 | 0.0073183 | 0.9855 | -0.27827 | 0.98537 | -0.28091 | 2.0105
65 | -0.0065917 | -0.0016517 | 0.0065924 | 0.0016519 | 7.068e-07 | 2.0988e-07 | 0.0099527 | 0.0099526 | 0.0099527 | 0.9855 | -0.27827 | 0.98562 | -0.27602 | 2.7343
66 | 0.001922 | 0.00048169 | -0.001922 | -0.00048171 | 4.4168e-09 | -1.4982e-08 | 0.0029025 | 0.0029025 | 0.0029025 | 0.98537 | -0.28091 | 0.98536 | -0.28096 | 0.79739
67 | -0.0024826 | -0.00062219 | 0.0024826 | 0.00062219 | 1.966e-09 | -3.557e-09 | 0.0037365 | 0.0037365 | 0.0037365 | 0.98865 | -0.21727 | 0.98865 | -0.21726 | 1.0265
68 | -0.013801 | -0.0034589 | 0.013802 | 0.0034595 | 1.162e-06 | 6.5161e-07 | 0.020772 | 0.020772 | 0.020772 | 0.98865 | -0.21726 | 0.98875 | -0.21549 | 5.7066
69 | 0.15916 | 0.040515 | -0.15875 | -0.040254 | 0.00041141 | 0.00026112 | 0.24013 | 0.24013 | 0.24013 | 0.9872 | -0.24382 | 0.98441 | -0.29758 | 21.9899
70 | 0.015987 | 0.0040068 | -0.015986 | -0.0040066 | 2.6601e-07 | 1.5483e-07 | 0.024177 | 0.024177 | 0.024177 | 0.98393 | -0.3089 | 0.98391 | -0.30925 | 6.642
71 | 0.049892 | 0.012544 | -0.049814 | -0.012495 | 7.8038e-05 | 4.9481e-05 | 0.075465 | 0.075465 | 0.075465 | 0.98396 | -0.30821 | 0.98228 | -0.34102 | 20.7321
72 | 0.083007 | 0.020931 | -0.083003 | -0.020928 | 3.826e-06 | 2.4405e-06 | 0.12582 | 0.12582 | 0.12582 | 0.98206 | -0.34366 | 0.98201 | -0.34462 | 34.5654
73 | 0.0033336 | 0.00083543 | -0.0033336 | -0.00083545 | 3.3512e-08 | -2.0777e-08 | 0.0051126 | 0.0051126 | 0.0051126 | 0.97025 | -0.57485 | 0.97024 | -0.57507 | 1.4046
74 | 0.012635 | 0.0031672 | -0.012632 | -0.0031655 | 3.1667e-06 | 1.7261e-06 | 0.018997 | 0.018998 | 0.018998 | 0.98965 | -0.19747 | 0.98938 | -0.20273 | 5.2191
75 | 0.0017692 | 0.00044324 | -0.0017692 | -0.0004434 | 3.5807e-08 | -1.5052e-07 | 0.0026599 | 0.0026599 | 0.0026599 | 0.98973 | -0.19593 | 0.98971 | -0.19635 | 0.73075
76 | -0.028872 | -0.0072642 | 0.028892 | 0.0072768 | 2.0326e-05 | 1.2661e-05 | 0.044089 | 0.044089 | 0.044089 | 0.97465 | -0.48804 | 0.9754 | -0.47332 | 12.1125
77 | 0.0022489 | 0.00056308 | -0.0022487 | -0.00056358 | 2.3036e-07 | -4.993e-07 | 0.0034368 | 0.003437 | 0.003437 | 0.97366 | -0.50836 | 0.97355 | -0.51051 | 0.94423
78 | -0.0022489 | -0.00056308 | 0.0022492 | 0.00056255 | 2.4251e-07 | -5.2589e-07 | 0.0034368 | 0.0034365 | 0.0034368 | 0.97366 | -0.50836 | 0.97377 | -0.50609 | 0.94417
79 | 0.0098293 | 0.0024649 | -0.0098258 | -0.0024632 | 3.45e-06 | 1.7009e-06 | 0.015021 | 0.015021 | 0.015021 | 0.97377 | -0.50609 | 0.9734 | -0.51346 | 4.1266
80 | -0.012078 | -0.0030274 | 0.012083 | 0.0030296 | 4.0715e-06 | 2.2091e-06 | 0.018457 | 0.018457 | 0.018457 | 0.97377 | -0.50609 | 0.97413 | -0.49902 | 5.0706
81 | 0.15477 | 0.039256 | -0.15469 | -0.039205 | 8.0927e-05 | 5.1343e-05 | 0.23411 | 0.23411 | 0.23411 | 0.98441 | -0.29758 | 0.98385 | -0.30846 | 21.4387
82 | 0.023607 | 0.0059182 | -0.023604 | -0.0059167 | 2.4674e-06 | 1.514e-06 | 0.035761 | 0.035761 | 0.035761 | 0.98228 | -0.34102 | 0.98217 | -0.34321 | 9.8246
83 | 0.026208 | 0.0065765 | -0.026193 | -0.0065678 | 1.4111e-05 | 8.7293e-06 | 0.039704 | 0.039704 | 0.039704 | 0.98228 | -0.34102 | 0.98171 | -0.35232 | 10.9076
84 | 0.014381 | 0.0036055 | -0.014381 | -0.0036052 | 5.3659e-07 | 3.0527e-07 | 0.021789 | 0.021789 | 0.021789 | 0.98217 | -0.34321 | 0.98213 | -0.34399 | 5.9859
85 | 0.0092228 | 0.0023112 | -0.0092219 | -0.0023108 | 8.8178e-07 | 4.1193e-07 | 0.013973 | 0.013973 | 0.013973 | 0.98217 | -0.34321 | 0.98207 | -0.34522 | 3.8387
86 | 0.022685 | 0.0056884 | -0.022684 | -0.0056882 | 2.2252e-07 | 1.3607e-07 | 0.034385 | 0.034385 | 0.034385 | 0.98171 | -0.35232 | 0.98169 | -0.35252 | 9.4465
87 | 0.014381 | 0.0036052 | -0.014377 | -0.0036031 | 3.6648e-06 | 2.085e-06 | 0.021789 | 0.021789 | 0.021789 | 0.98213 | -0.34399 | 0.98186 | -0.34934 | 5.986
88 | 0.0075637 | 0.0018952 | -0.0075634 | -0.0018951 | 2.9388e-07 | 1.1259e-07 | 0.01146 | 0.01146 | 0.01146 | 0.98207 | -0.34522 | 0.98203 | -0.34603 | 3.1484
89 | 0.019239 | 0.0048246 | -0.019233 | -0.0048211 | 5.9228e-06 | 3.5559e-06 | 0.029162 | 0.029162 | 0.029162 | 0.98169 | -0.35252 | 0.98136 | -0.35898 | 8.0116
90 | 0.010553 | 0.002645 | -0.010551 | -0.002644 | 1.9799e-06 | 1.004e-06 | 0.015961 | 0.015961 | 0.015961 | 0.98391 | -0.30925 | 0.98371 | -0.31319 | 4.3848
91 | 0.011142 | 0.0027922 | -0.011141 | -0.0027916 | 1.1316e-06 | 5.9037e-07 | 0.016885 | 0.016885 | 0.016885 | 0.98186 | -0.34934 | 0.98175 | -0.35148 | 4.6389
92 | 0.0059419 | 0.0014887 | -0.0059417 | -0.0014887 | 1.8232e-07 | 4.0801e-08 | 0.0090033 | 0.0090033 | 0.0090033 | 0.98203 | -0.34603 | 0.98199 | -0.34668 | 2.4734
93 | 0.014804 | 0.0037111 | -0.014801 | -0.0037092 | 3.3504e-06 | 1.9203e-06 | 0.022447 | 0.022447 | 0.022447 | 0.98136 | -0.35898 | 0.98112 | -0.36373 | 6.1668
94 | 0.0070231 | 0.0017597 | -0.007023 | -0.0017597 | 6.1571e-08 | 2.0936e-08 | 0.010623 | 0.010623 | 0.010623 | 0.98371 | -0.31319 | 0.9837 | -0.31337 | 2.9185
95 | -0.00243 | -0.00060887 | 0.0024301 | 0.00060859 | 1.4776e-07 | -2.7562e-07 | 0.0036759 | 0.0036758 | 0.0036759 | 0.98363 | -0.31465 | 0.9837 | -0.31337 | 1.0099
96 | 0.0011053 | 0.00027689 | -0.0011053 | -0.00027702 | 1.1619e-08 | -1.3323e-07 | 0.0016721 | 0.0016721 | 0.0016721 | 0.98363 | -0.31465 | 0.98362 | -0.31487 | 0.45937
97 | 0.078307 | 0.019751 | -0.078193 | -0.019679 | 0.00011336 | 7.228e-05 | 0.1187 | 0.1187 | 0.1187 | 0.98201 | -0.34462 | 0.98046 | -0.37491 | 32.6104
98 | 0.0041721 | 0.0010452 | -0.004172 | -0.0010452 | 9.6693e-08 | -1.9738e-08 | 0.0063218 | 0.0063218 | 0.0063218 | 0.98199 | -0.34668 | 0.98197 | -0.34717 | 1.7368
99 | 0.0022155 | 0.00055486 | -0.0022154 | -0.00055515 | 1.205e-07 | -2.8353e-07 | 0.0033571 | 0.0033572 | 0.0033572 | 0.98197 | -0.34717 | 0.98191 | -0.34831 | 0.92232
100 | 0.0014342 | 0.00035936 | -0.0014342 | -0.00035943 | 1.1315e-08 | -7.3555e-08 | 0.0021734 | 0.0021734 | 0.0021734 | 0.98191 | -0.34831 | 0.9819 | -0.34847 | 0.59709
101 | 0.0070195 | 0.0017588 | -0.0070191 | -0.0017586 | 3.7511e-07 | 1.2834e-07 | 0.010639 | 0.010639 | 0.010639 | 0.98175 | -0.35148 | 0.98169 | -0.3526 | 2.9229
102 | 0.0098258 | 0.0024632 | -0.0098225 | -0.0024615 | 3.3695e-06 | 1.6616e-06 | 0.015021 | 0.015021 | 0.015021 | 0.9734 | -0.51346 | 0.97303 | -0.52066 | 4.1266
103 | -0.014208 | -0.0035624 | 0.014212 | 0.0035647 | 4.1059e-06 | 2.3383e-06 | 0.021704 | 0.021704 | 0.021704 | 0.97413 | -0.49902 | 0.97444 | -0.49296 | 5.9626
104 | 0.009108 | 0.0022825 | -0.0091079 | -0.0022825 | 8.8089e-08 | 4.083e-08 | 0.013814 | 0.013814 | 0.013814 | 0.98112 | -0.36373 | 0.98111 | -0.36394 | 3.7949
105 | 0.005277 | 0.0013224 | -0.0052766 | -0.0013223 | 4.45e-07 | 5.0874e-08 | 0.0080034 | 0.0080035 | 0.0080035 | 0.98111 | -0.36394 | 0.98102 | -0.36571 | 2.1988
106 | 0.0052766 | 0.0013223 | -0.0052765 | -0.0013223 | 6.5018e-08 | 7.4371e-09 | 0.0080035 | 0.0080035 | 0.0080035 | 0.98102 | -0.36571 | 0.98101 | -0.36597 | 2.1988
107 | 0.0017127 | 0.00042915 | -0.0017127 | -0.00042924 | 2.1293e-08 | -9.2597e-08 | 0.0025978 | 0.0025979 | 0.0025979 | 0.98101 | -0.36597 | 0.981 | -0.36623 | 0.7137
108 | 0.0053667 | 0.0013445 | -0.0053666 | -0.0013445 | 8.2837e-08 | 1.0808e-08 | 0.0081345 | 0.0081345 | 0.0081345 | 0.98169 | -0.3526 | 0.98167 | -0.35292 | 2.2347
109 | 0.0040654 | 0.0010184 | -0.0040654 | -0.0010184 | 3.306e-08 | -8.1945e-09 | 0.0061621 | 0.0061622 | 0.0061622 | 0.98167 | -0.35292 | 0.98167 | -0.35309 | 1.6929
110 | 0.0025275 | 0.00063296 | -0.0025273 | -0.00063332 | 2.1614e-07 | -3.5808e-07 | 0.0038311 | 0.0038312 | 0.0038312 | 0.98167 | -0.35309 | 0.98157 | -0.35489 | 1.0525
111 | 0.00070042 | 0.00017546 | -0.00070042 | -0.00017554 | 2.7001e-09 | -7.9e-08 | 0.0010618 | 0.0010618 | 0.0010618 | 0.98157 | -0.35489 | 0.98157 | -0.35497 | 0.2917
112 | 0.049963 | 0.012591 | -0.049936 | -0.012574 | 2.6738e-05 | 1.6956e-05 | 0.075852 | 0.075852 | 0.075852 | 0.98046 | -0.37491 | 0.97988 | -0.3861 | 20.8385
113 | 0.028231 | 0.0070879 | -0.028225 | -0.0070841 | 6.0904e-06 | 3.7863e-06 | 0.04285 | 0.04285 | 0.04285 | 0.98046 | -0.37491 | 0.98022 | -0.37943 | 11.772
114 | 0.0463 | 0.011663 | -0.046262 | -0.011638 | 3.885e-05 | 2.46e-05 | 0.070331 | 0.070332 | 0.070332 | 0.97988 | -0.3861 | 0.97898 | -0.40366 | 19.3219
115 | 0.026022 | 0.006532 | -0.026012 | -0.0065257 | 1.0054e-05 | 6.2179e-06 | 0.039506 | 0.039506 | 0.039506 | 0.98022 | -0.37943 | 0.97981 | -0.38753 | 10.8532
116 | -0.0040351 | -0.0010113 | 0.0040352 | 0.0010113 | 1.3465e-07 | -3.3657e-08 | 0.0061357 | 0.0061357 | 0.0061357 | 0.97859 | -0.41159 | 0.97862 | -0.41089 | 1.6856
117 | -0.010692 | -0.0026796 | 0.010694 | 0.0026804 | 1.6569e-06 | 8.5033e-07 | 0.016257 | 0.016257 | 0.016257 | 0.97862 | -0.41089 | 0.97879 | -0.40763 | 4.4663
118 | -0.014431 | -0.0036172 | 0.014436 | 0.0036199 | 4.7945e-06 | 2.7345e-06 | 0.02194 | 0.021939 | 0.02194 | 0.97879 | -0.40763 | 0.97914 | -0.40066 | 6.0274
119 | -0.018037 | -0.0045223 | 0.018039 | 0.0045236 | 2.2459e-06 | 1.3371e-06 | 0.027411 | 0.027411 | 0.027411 | 0.97914 | -0.40066 | 0.97927 | -0.39805 | 7.5306
120 | -0.020362 | -0.0051058 | 0.020368 | 0.0051095 | 6.1593e-06 | 3.7261e-06 | 0.030941 | 0.030941 | 0.030941 | 0.97927 | -0.39805 | 0.9796 | -0.39171 | 8.5002
121 | 0.0064491 | 0.0016163 | -0.006449 | -0.0016162 | 1.0957e-07 | 3.024e-08 | 0.0096994 | 0.0096994 | 0.0096994 | 0.98938 | -0.20273 | 0.98936 | -0.20309 | 2.6647
122 | 0.0048456 | 0.0012142 | -0.0048454 | -0.0012142 | 2.0323e-07 | -9.6763e-10 | 0.0072877 | 0.0072878 | 0.0072878 | 0.98938 | -0.20273 | 0.98933 | -0.20361 | 2.0021
123 | 0.0050973 | 0.0012775 | -0.0050971 | -0.0012774 | 1.8082e-07 | 1.0374e-08 | 0.0076664 | 0.0076664 | 0.0076664 | 0.98936 | -0.20309 | 0.98932 | -0.20383 | 2.1062
124 | 0.0034708 | 0.00086971 | -0.0034706 | -0.00086982 | 1.8192e-07 | -1.1215e-07 | 0.0052202 | 0.0052203 | 0.0052203 | 0.98933 | -0.20361 | 0.98928 | -0.20471 | 1.4342
125 | 0.0016673 | 0.00041783 | -0.0016673 | -0.00041786 | 7.079e-09 | -3.1125e-08 | 0.0025571 | 0.0025571 | 0.0025571 | 0.97024 | -0.57507 | 0.97024 | -0.57515 | 0.70249
126 | -0.024128 | -0.006052 | 0.024133 | 0.006055 | 4.7998e-06 | 2.9519e-06 | 0.036653 | 0.036653 | 0.036653 | 0.9796 | -0.39171 | 0.97981 | -0.38753 | 10.0695
127 | 0.04222 | 0.010626 | -0.042216 | -0.010623 | 3.9508e-06 | 2.4964e-06 | 0.064189 | 0.064189 | 0.064189 | 0.97898 | -0.40366 | 0.97888 | -0.40562 | 17.6344
128 | -0.022042 | -0.0055354 | 0.022066 | 0.00555 | 2.3909e-05 | 1.4596e-05 | 0.033616 | 0.033616 | 0.033616 | 0.97579 | -0.46625 | 0.97695 | -0.44354 | 9.2352
129 | 0.020664 | 0.0051901 | -0.020659 | -0.0051871 | 4.9797e-06 | 3.02e-06 | 0.031515 | 0.031515 | 0.031515 | 0.97579 | -0.46625 | 0.97554 | -0.4713 | 8.658
130 | -0.026281 | -0.0066066 | 0.026287 | 0.0066098 | 5.2268e-06 | 3.2362e-06 | 0.040037 | 0.040037 | 0.040037 | 0.97695 | -0.44354 | 0.97716 | -0.43938 | 10.9992
131 | 0.019218 | 0.004826 | -0.019203 | -0.004817 | 1.4921e-05 | 8.9721e-06 | 0.029318 | 0.029318 | 0.029318 | 0.97554 | -0.4713 | 0.97471 | -0.48759 | 8.0544
132 | 0.0055198 | 0.0013828 | -0.005519 | -0.0013826 | 8.2943e-07 | 1.3873e-07 | 0.0084053 | 0.0084054 | 0.0084054 | 0.97716 | -0.43938 | 0.977 | -0.44253 | 2.3092
133 | -0.031806 | -0.0079926 | 0.031828 | 0.0080058 | 2.1099e-05 | 1.3203e-05 | 0.048442 | 0.048442 | 0.048442 | 0.97716 | -0.43938 | 0.97787 | -0.42549 | 13.3083
134 | 0.016583 | 0.0041603 | -0.016579 | -0.0041578 | 4.2443e-06 | 2.4963e-06 | 0.025317 | 0.025317 | 0.025317 | 0.97471 | -0.48759 | 0.97444 | -0.49296 | 6.9553
135 | 0.0040032 | 0.0010027 | -0.004003 | -0.0010028 | 2.3387e-07 | -6.0412e-08 | 0.0060968 | 0.0060969 | 0.0060969 | 0.977 | -0.44253 | 0.97694 | -0.44376 | 1.675
136 | -0.035593 | -0.0089495 | 0.035594 | 0.0089501 | 9.084e-07 | 5.7102e-07 | 0.054172 | 0.054172 | 0.054172 | 0.97787 | -0.42549 | 0.9779 | -0.42496 | 14.8825
137 | 0.004003 | 0.0010028 | -0.0040029 | -0.0010028 | 1.4743e-08 | -3.8073e-09 | 0.0060969 | 0.0060969 | 0.0060969 | 0.97694 | -0.44376 | 0.97694 | -0.44384 | 1.675
138 | -0.036763 | -0.0092431 | 0.036785 | 0.009257 | 2.203e-05 | 1.3863e-05 | 0.055951 | 0.055951 | 0.055951 | 0.9779 | -0.42496 | 0.97854 | -0.41242 | 15.3712
139 | -0.04059 | -0.01021 | 0.040603 | 0.010219 | 1.3188e-05 | 8.3242e-06 | 0.061736 | 0.061736 | 0.061736 | 0.97854 | -0.41242 | 0.97888 | -0.40562 | 16.9605
140 | 0.0011656 | 0.00029169 | -0.0011655 | -0.00029211 | 4.1977e-08 | -4.1785e-07 | 0.0017752 | 0.0017753 | 0.0017753 | 0.97694 | -0.44384 | 0.9769 | -0.44459 | 0.48773
141 | 0.0019584 | 0.00049059 | -0.0019583 | -0.0004908 | 6.7631e-08 | -2.0648e-07 | 0.0029948 | 0.0029948 | 0.0029948 | 0.97303 | -0.52066 | 0.973 | -0.52138 | 0.82276
142 | 0.00073835 | 0.00018504 | -0.00073835 | -0.00018505 | 3.579e-10 | -9.4179e-09 | 0.0011189 | 0.0011189 | 0.0011189 | 0.9819 | -0.34847 | 0.9819 | -0.34848 | 0.3074

## res_trafo
| p_hv_mw | q_hv_mvar | p_lv_mw | q_lv_mvar | pl_mw | ql_mvar | i_hv_ka | i_lv_ka | vm_hv_pu | va_hv_degree | vm_lv_pu | va_lv_degree | loading_percent
0 | -1.2729e-15 | -1.3162e-15 | 0.00165 | 1.2699e-07 | 0.00165 | 1.2699e-07 | 5.2857e-17 | 0.0023815 | 0.99998 | 149.9956 | 1 | 0 | 0.2619

## res_ext_grid
| p_mw | q_mvar
0 | 0.5245 | 0.13419

## res_load
| p_mw | q_mvar
0 | 0.017922 | 0.0044917
1 | 0.0096018 | 0.0024064
2 | 0.018863 | 0.0047275
3 | 0.017145 | 0.0042969
4 | 0.019092 | 0.0047849
5 | 0.0091628 | 0.0022964
6 | 0.015476 | 0.0038787
7 | 0.019926 | 0.0049939
8 | 0.00087777 | 0.00021999
9 | 0.00087139 | 0.00021839
10 | 0.036011 | 0.0090252
11 | 0.001628 | 0.00040801
12 | 0.001628 | 0.00040801
13 | 0.029203 | 0.0073188
14 | 0.012759 | 0.0031978
15 | 0.0016663 | 0.00041762
16 | 0.014282 | 0.0035794
17 | 0.0013235 | 0.0003317
18 | 0.0027881 | 0.00069877
19 | 0.00091779 | 0.00023002
20 | 0.0010061 | 0.00025215
21 | 0.00080989 | 0.00020298
22 | 0.0088966 | 0.0022297
23 | 0.011568 | 0.0028992
24 | 0.010512 | 0.0026346
25 | 0.011431 | 0.0028648
26 | 0.0037686 | 0.00094451
27 | 0.0032628 | 0.00081773
28 | 0.0018839 | 0.00047216
29 | 0.0017449 | 0.0004373
30 | 0.0029241 | 0.00073286
31 | 0.001927 | 0.00048295
32 | 0.010814 | 0.0027102
33 | 0.0024826 | 0.00062219
34 | 0.011319 | 0.0028367
35 | 0.0022698 | 0.00056885
36 | 0.0047057 | 0.0011794
37 | 0.0040707 | 0.0010202
38 | 0.0039661 | 0.000994
39 | 0.0032068 | 0.00080369
40 | 0.001628 | 0.00040801
41 | 0.0013943 | 0.00034944
42 | 0.0013862 | 0.00034741
43 | 0.0018267 | 0.00045782
44 | 0.00091625 | 0.00022963
45 | 0.0022487 | 0.00056358
46 | 0.001922 | 0.00048171
47 | 0.0039821 | 0.00099801
48 | 0.00086709 | 0.00021731
49 | 0.00084231 | 0.0002111
50 | 0.0035088 | 0.00087939
51 | 0.0016582 | 0.00041557
52 | 0.0034458 | 0.00086359
53 | 0.0054329 | 0.0013616
54 | 0.0032355 | 0.0008109
55 | 0.0016216 | 0.0004064
56 | 0.0044288 | 0.00111
57 | 0.0035284 | 0.00088431
58 | 0.0013246 | 0.00033199
59 | 0.0045929 | 0.0011511
60 | 0.0011053 | 0.00027702
61 | 0.0046964 | 0.001177
62 | 0.0017696 | 0.00044351
63 | 0.0019564 | 0.00049033
64 | 0.0007812 | 0.00019579
65 | 0.0041211 | 0.0010328
66 | 0.0021256 | 0.00053272
67 | 0.0056925 | 0.0014267
68 | 0.0038308 | 0.0009601
69 | 0.0035638 | 0.00089318
70 | 0.0016525 | 0.00041415
71 | 0.0013012 | 0.00032611
72 | 0.0015379 | 0.00038542
73 | 0.0018269 | 0.00045786
74 | 0.00070042 | 0.00017554
75 | 0.0017127 | 0.00042924
76 | 0.0036354 | 0.00091111
77 | 0.0022031 | 0.00055215
78 | 0.0040351 | 0.0010113
79 | 0.0066566 | 0.0016683
80 | 0.0037378 | 0.00093678
81 | 0.0036005 | 0.00090238
82 | 0.0023229 | 0.00058218
83 | 0.0017692 | 0.0004434
84 | 0.0013368 | 0.00033503
85 | 0.0013517 | 0.00033877
86 | 0.0013746 | 0.00034452
87 | 0.0016663 | 0.00041761
88 | 0.0016673 | 0.00041786
89 | 0.0034706 | 0.00086982
90 | 0.0050971 | 0.0012774
91 | 0.0037605 | 0.00094247
92 | 0.0018784 | 0.00047077
93 | 0.0040412 | 0.0010128
94 | 0.0013777 | 0.00034529
95 | 0.0042158 | 0.0010566
96 | 0.0014407 | 0.00036106
97 | 0.0026206 | 0.00065679
98 | 0.0015158 | 0.00037989
99 | 0.0037656 | 0.00094374
100 | 0.0023663 | 0.00059306
101 | 0.0011693 | 0.00029304
102 | 0.0038044 | 0.00095346
103 | 0.0016135 | 0.00040439
104 | 0.0028374 | 0.00071111
105 | 0.0078641 | 0.0019709
106 | 0.0019583 | 0.0004908
107 | 0.0011655 | 0.00029211
108 | 0.00069583 | 0.00017439
109 | 0.00073835 | 0.00018505

## dtypes
| element | column | dtype
0 | bus | name | object
1 | bus | vn_kv | float64
2 | bus | type | object
3 | bus | zone | object
4 | bus | in_service | bool
5 | load | name | object
6 | load | bus | uint32
7 | load | p_mw | float64
8 | load | q_mvar | float64
9 | load | const_z_percent | float64
10 | load | const_i_percent | float64
11 | load | sn_mva | float64
12 | load | scaling | float64
13 | load | in_service | bool
14 | load | type | object
15 | ext_grid | name | object
16 | ext_grid | bus | uint32
17 | ext_grid | vm_pu | float64
18 | ext_grid | va_degree | float64
19 | ext_grid | slack_weight | float64
20 | ext_grid | in_service | bool
21 | line | name | object
22 | line | std_type | object
23 | line | from_bus | uint32
24 | line | to_bus | uint32
25 | line | length_km | float64
26 | line | r_ohm_per_km | float64
27 | line | x_ohm_per_km | float64
28 | line | c_nf_per_km | float64
29 | line | g_us_per_km | float64
30 | line | max_i_ka | float64
31 | line | df | float64
32 | line | parallel | uint32
33 | line | type | object
34 | line | in_service | bool
35 | trafo | name | object
36 | trafo | std_type | object
37 | trafo | hv_bus | uint32
38 | trafo | lv_bus | uint32
39 | trafo | sn_mva | float64
40 | trafo | vn_hv_kv | float64
41 | trafo | vn_lv_kv | float64
42 | trafo | vk_percent | float64
43 | trafo | vkr_percent | float64
44 | trafo | pfe_kw | float64
45 | trafo | i0_percent | float64
46 | trafo | shift_degree | float64
47 | trafo | tap_side | object
48 | trafo | tap_neutral | int32
49 | trafo | tap_min | int32
50 | trafo | tap_max | int32
51 | trafo | tap_step_percent | float64
52 | trafo | tap_step_degree | float64
53 | trafo | tap_pos | int32
54 | trafo | tap_phase_shifter | bool
55 | trafo | parallel | uint32
56 | trafo | df | float64
57 | trafo | in_service | bool
58 | line_geodata | coords | object
59 | bus_geodata | x | float64
60 | bus_geodata | y | float64
61 | bus_geodata | coords | object
62 | res_bus | vm_pu | float64
63 | res_bus | va_degree | float64
64 | res_bus | p_mw | float64
65 | res_bus | q_mvar | float64
66 | res_line | p_from_mw | float64
67 | res_line | q_from_mvar | float64
68 | res_line | p_to_mw | float64
69 | res_line | q_to_mvar | float64
70 | res_line | pl_mw | float64
71 | res_line | ql_mvar | float64
72 | res_line | i_from_ka | float64
73 | res_line | i_to_ka | float64
74 | res_line | i_ka | float64
75 | res_line | vm_from_pu | float64
76 | res_line | va_from_degree | float64
77 | res_line | vm_to_pu | float64
78 | res_line | va_to_degree | float64
79 | res_line | loading_percent | float64
80 | res_trafo | p_hv_mw | float64
81 | res_trafo | q_hv_mvar | float64
82 | res_trafo | p_lv_mw | float64
83 | res_trafo | q_lv_mvar | float64
84 | res_trafo | pl_mw | float64
85 | res_trafo | ql_mvar | float64
86 | res_trafo | i_hv_ka | float64
87 | res_trafo | i_lv_ka | float64
88 | res_trafo | vm_hv_pu | float64
89 | res_trafo | va_hv_degree | float64
90 | res_trafo | vm_lv_pu | float64
91 | res_trafo | va_lv_degree | float64
92 | res_trafo | loading_percent | float64
93 | res_ext_grid | p_mw | float64
94 | res_ext_grid | q_mvar | float64
95 | res_load | p_mw | float64
96 | res_load | q_mvar | float64

## parameters
| version | format_version | converged | OPF_converged | name | f_hz | sn_mva
0 | 2.14.6 | 2.14.0 | TRUE | FALSE |  | 50 | 1