## bus
| name | vn_kv | type | zone | in_service
0 | bus_LV_198-41_0_6_node_0 | 0.4 | n |  | TRUE
1 | bus_LV_198-41_0_6_node_2 | 0.4 | n |  | TRUE
2 | bus_LV_198-41_0_6_node_1 | 0.4 | n |  | TRUE
3 | bus_LV_198-41_0_6_node_3 | 0.4 | n |  | TRUE
4 | bus_LV_198-41_0_6_node_4 | 0.4 | n |  | TRUE
5 | bus_LV_198-41_0_6_node_5 | 0.4 | n |  | TRUE
6 | bus_LV_198-41_0_6_node_6 | 0.4 | n |  | TRUE
7 | bus_LV_198-41_0_6_node_13 | 0.4 | n |  | TRUE
8 | bus_LV_198-41_0_6_node_38 | 0.4 | n |  | TRUE
9 | bus_LV_198-41_0_6_node_39 | 0.4 | n |  | TRUE
10 | bus_LV_198-41_0_6_node_35 | 0.4 | n |  | TRUE
11 | bus_LV_198-41_0_6_node_48 | 0.4 | n |  | TRUE
12 | bus_LV_198-41_0_6_node_14 | 0.4 | n |  | TRUE
13 | bus_LV_198-41_0_6_node_131 | 0.4 | n |  | TRUE
14 | bus_LV_198-41_0_6_node_12 | 0.4 | n |  | TRUE
15 | bus_LV_198-41_0_6_node_40 | 0.4 | n |  | TRUE
16 | bus_LV_198-41_0_6_node_44 | 0.4 | n |  | TRUE
17 | bus_LV_198-41_0_6_node_36 | 0.4 | n |  | TRUE
18 | bus_LV_198-41_0_6_node_20 | 0.4 | n |  | TRUE
19 | bus_LV_198-41_0_6_node_21 | 0.4 | n |  | TRUE
20 | bus_LV_198-41_0_6_node_19 | 0.4 | n |  | TRUE
21 | bus_LV_198-41_0_6_node_148 | 0.4 | n |  | TRUE
22 | bus_LV_198-41_0_6_node_15 | 0.4 | n |  | TRUE
23 | bus_LV_198-41_0_6_node_22 | 0.4 | n |  | TRUE
24 | bus_LV_198-41_0_6_node_23 | 0.4 | n |  | TRUE
25 | bus_LV_198-41_0_6_node_130 | 0.4 | n |  | TRUE
26 | bus_LV_198-41_0_6_node_7 | 0.4 | n |  | TRUE
27 | bus_LV_198-41_0_6_node_8 | 0.4 | n |  | TRUE
28 | bus_LV_198-41_0_6_node_9 | 0.4 | n |  | TRUE
29 | bus_LV_198-41_0_6_node_10 | 0.4 | n |  | TRUE
30 | bus_LV_198-41_0_6_node_11 | 0.4 | n |  | TRUE
31 | bus_LV_198-41_0_6_node_24 | 0.4 | n |  | TRUE
32 | bus_LV_198-41_0_6_node_16 | 0.4 | n |  | TRUE
33 | bus_LV_198-41_0_6_node_17 | 0.4 | n |  | TRUE
34 | bus_LV_198-41_0_6_node_18 | 0.4 | n |  | TRUE
35 | bus_LV_198-41_0_6_node_32 | 0.4 | n |  | TRUE
36 | bus_LV_198-41_0_6_node_27 | 0.4 | n |  | TRUE
37 | bus_LV_198-41_0_6_node_103 | 0.4 | n |  | TRUE
38 | bus_LV_198-41_0_6_node_128 | 0.4 | n |  | TRUE
39 | bus_LV_198-41_0_6_node_31 | 0.4 | n |  | TRUE
40 | bus_LV_198-41_0_6_node_28 | 0.4 | n |  | TRUE
41 | bus_LV_198-41_0_6_node_25 | 0.4 | n |  | TRUE
42 | bus_LV_198-41_0_6_node_26 | 0.4 | n |  | TRUE
43 | bus_LV_198-41_0_6_node_110 | 0.4 | n |  | TRUE
44 | bus_LV_198-41_0_6_node_111 | 0.4 | n |  | TRUE
45 | bus_LV_198-41_0_6_node_29 | 0.4 | n |  | TRUE
46 | bus_LV_198-41_0_6_node_33 | 0.4 | n |  | TRUE
47 | bus_LV_198-41_0_6_node_30 | 0.4 | n |  | TRUE
48 | bus_LV_198-41_0_6_node_135 | 0.4 | n |  | TRUE
49 | bus_LV_198-41_0_6_node_116 | 0.4 | n |  | TRUE
50 | bus_LV_198-41_0_6_node_106 | 0.4 | n |  | TRUE
51 | bus_LV_198-41_0_6_node_136 | 0.4 | n |  | TRUE
52 | bus_LV_198-41_0_6_node_115 | 0.4 | n |  | TRUE
53 | bus_LV_198-41_0_6_node_133 | 0.4 | n |  | TRUE
54 | bus_LV_198-41_0_6_node_134 | 0.4 | n |  | TRUE
55 | bus_LV_198-41_0_6_node_93 | 0.4 | n |  | TRUE
56 | bus_LV_198-41_0_6_node_132 | 0.4 | n |  | TRUE
57 | bus_LV_198-41_0_6_node_105 | 0.4 | n |  | TRUE
58 | bus_LV_198-41_0_6_node_101 | 0.4 | n |  | TRUE
59 | bus_LV_198-41_0_6_node_129 | 0.4 | n |  | TRUE
60 | bus_LV_198-41_0_6_node_41 | 0.4 | n |  | TRUE
61 | bus_LV_198-41_0_6_node_46 | 0.4 | n |  | TRUE
62 | bus_LV_198-41_0_6_node_42 | 0.4 | n |  | TRUE
63 | bus_LV_198-41_0_6_node_47 | 0.4 | n |  | TRUE
64 | bus_LV_198-41_0_6_node_43 | 0.4 | n |  | TRUE
65 | bus_LV_198-41_0_6_node_45 | 0.4 | n |  | TRUE
66 | bus_LV_198-41_0_6_node_49 | 0.4 | n |  | TRUE
67 | bus_LV_198-41_0_6_node_50 | 0.4 | n |  | TRUE
68 | bus_LV_198-41_0_6_node_52 | 0.4 | n |  | TRUE
69 | bus_LV_198-41_0_6_node_53 | 0.4 | n |  | TRUE
70 | bus_LV_198-41_0_6_node_54 | 0.4 | n |  | TRUE
71 | bus_LV_198-41_0_6_node_55 | 0.4 | n |  | TRUE
72 | bus_LV_198-41_0_6_node_56 | 0.4 | n |  | TRUE
73 | bus_LV_198-41_0_6_node_68 | 0.4 | n |  | TRUE
74 | bus_LV_198-41_0_6_node_69 | 0.4 | n |  | TRUE
75 | bus_LV_198-41_0_6_node_64 | 0.4 | n |  | TRUE
76 | bus_LV_198-41_0_6_node_57 | 0.4 | n |  | TRUE
77 | bus_LV_198-41_0_6_node_85 | 0.4 | n |  | TRUE
78 | bus_LV_198-41_0_6_node_90 | 0.4 | n |  | TRUE
79 | bus_LV_198-41_0_6_node_65 | 0.4 | n |  | TRUE
80 | bus_LV_198-41_0_6_node_86 | 0.4 | n |  | TRUE
81 | bus_LV_198-41_0_6_node_87 | 0.4 | n |  | TRUE
82 | bus_LV_198-41_0_6_node_88 | 0.4 | n |  | TRUE
83 | bus_LV_198-41_0_6_node_58 | 0.4 | n |  | TRUE
84 | bus_LV_198-41_0_6_node_59 | 0.4 | n |  | TRUE
85 | bus_LV_198-41_0_6_node_60 | 0.4 | n |  | TRUE
86 | bus_LV_198-41_0_6_node_61 | 0.4 | n |  | TRUE
87 | bus_LV_198-41_0_6_node_62 | 0.4 | n |  | TRUE
88 | bus_LV_198-41_0_6_node_63 | 0.4 | n |  | TRUE
89 | bus_LV_198-41_0_6_node_71 | 0.4 | n |  | TRUE
90 | bus_LV_198-41_0_6_node_91 | 0.4 | n |  | TRUE
91 | bus_LV_198-41_0_6_node_92 | 0.4 | n |  | TRUE
92 | bus_LV_198-41_0_6_node_72 | 0.4 | n |  | TRUE
93 | bus_LV_198-41_0_6_node_94 | 0.4 | n |  | TRUE
94 | bus_LV_198-41_0_6_node_146 | 0.4 | n |  | TRUE
95 | bus_LV_198-41_0_6_node_66 | 0.4 | n |  | TRUE
96 | bus_LV_198-41_0_6_node_143 | 0.4 | n |  | TRUE
97 | bus_LV_198-41_0_6_node_141 | 0.4 | n |  | TRUE
98 | bus_LV_198-41_0_6_node_89 | 0.4 | n |  | TRUE
99 | bus_LV_198-41_0_6_node_147 | 0.4 | n |  | TRUE
100 | bus_LV_198-41_0_6_node_145 | 0.4 | n |  | TRUE
101 | bus_LV_198-41_0_6_node_144 | 0.4 | n |  | TRUE
102 | bus_LV_198-41_0_6_node_140 | 0.4 | n |  | TRUE
103 | bus_LV_198-41_0_6_node_75 | 0.4 | n |  | TRUE
104 | bus_LV_198-41_0_6_node_77 | 0.4 | n |  | TRUE
105 | bus_LV_198-41_0_6_node_73 | 0.4 | n |  | TRUE
106 | bus_LV_198-41_0_6_node_74 | 0.4 | n |  | TRUE
107 | bus_LV_198-41_0_6_node_124 | 0.4 | n |  | TRUE
108 | bus_LV_198-41_0_6_node_123 | 0.4 | n |  | TRUE
109 | bus_LV_198-41_0_6_node_78 | 0.4 | n |  | TRUE
110 | bus_LV_198-41_0_6_node_79 | 0.4 | n |  | TRUE
111 | bus_LV_198-41_0_6_node_80 | 0.4 | n |  | TRUE
112 | bus_LV_198-41_0_6_node_81 | 0.4 | n |  | TRUE
113 | bus_LV_198-41_0_6_node_82 | 0.4 | n |  | TRUE
114 | bus_LV_198-41_0_6_node_84 | 0.4 | n |  | TRUE
115 | bus_LV_198-41_0_6_node_98 | 0.4 | n |  | TRUE
116 | bus_LV_198-41_0_6_node_83 | 0.4 | n |  | TRUE
117 | bus_LV_198-41_0_6_node_97 | 0.4 | n |  | TRUE
118 | bus_LV_198-41_0_6_node_139 | 0.4 | n |  | TRUE
119 | bus_LV_198-41_0_6_node_138 | 0.4 | n |  | TRUE
120 | bus_LV_198-41_0_6_node_137 | 0.4 | n |  | TRUE
121 | bus_LV_198-41_0_6_node_95 | 0.4 | n |  | TRUE
122 | bus_LV_198-41_0_6_node_96 | 0.4 | n |  | TRUE
123 | bus_LV_198-41_0_6_node_122 | 0.4 | n |  | TRUE
124 | bus_LV_198-41_0_6_node_99 | 0.4 | n |  | TRUE
125 | bus_LV_198-41_0_6_node_102 | 0.4 | n |  | TRUE
126 | bus_LV_198-41_0_6_node_104 | 0.4 | n |  | TRUE
127 | bus_LV_198-41_0_6_node_109 | 0.4 | n |  | TRUE
128 | bus_LV_198-41_0_6_node_107 | 0.4 | n |  | TRUE
129 | bus_LV_198-41_0_6_node_108 | 0.4 | n |  | TRUE
130 | bus_LV_198-41_0_6_node_114 | 0.4 | n |  | TRUE
131 | bus_LV_198-41_0_6_node_113 | 0.4 | n |  | TRUE
132 | bus_LV_198-41_0_6_node_112 | 0.4 | n |  | TRUE
133 | bus_LV_198-41_0_6_node_127 | 0.4 | n |  | TRUE
134 | bus_LV_198-41_0_6_node_125 | 0.4 | n |  | TRUE
135 | bus_LV_198-41_0_6_node_117 | 0.4 | n |  | TRUE
136 | bus_LV_198-41_0_6_node_119 | 0.4 | n |  | TRUE
137 | bus_LV_198-41_0_6_node_118 | 0.4 | n |  | TRUE
138 | bus_LV_198-41_0_6_node_120 | 0.4 | n |  | TRUE
139 | bus_LV_198-41_0_6_node_121 | 0.4 | n |  | TRUE
140 | bus_LV_198-41_0_6_node_126 | 0.4 | n |  | TRUE
141 | bus_MV_365_0_node_89 | 20 | n |  | TRUE

## load
| name | bus | p_mw | q_mvar | const_z_percent | const_i_percent | sn_mva | scaling | in_service | type
0 | LV_198-41_0_6_load_0 | 0 | 0.0019822 | 0.00049678 | 0 | 0 |  | 1 | TRUE | wye
1 | LV_198-41_0_6_load_13 | 7 | 0.0057951 | 0.0014524 | 0 | 0 |  | 1 | TRUE | wye
2 | LV_198-41_0_6_load_38 | 8 | 0.0027031 | 0.00067745 | 0 | 0 |  | 1 | TRUE | wye
3 | LV_198-41_0_6_load_39 | 9 | 0.0030534 | 0.00076526 | 0 | 0 |  | 1 | TRUE | wye
4 | LV_198-41_0_6_load_35 | 10 | 0.00086203 | 0.00021604 | 0 | 0 |  | 1 | TRUE | wye
5 | LV_198-41_0_6_load_48 | 11 | 0.0018874 | 0.00047303 | 0 | 0 |  | 1 | TRUE | wye
6 | LV_198-41_0_6_load_131 | 13 | 0.005695 | 0.0014273 | 0 | 0 |  | 1 | TRUE | wye
7 | LV_198-41_0_6_load_12 | 14 | 0.0030998 | 0.00077689 | 0 | 0 |  | 1 | TRUE | wye
8 | LV_198-41_0_6_load_36 | 17 | 0.0019209 | 0.00048143 | 0 | 0 |  | 1 | TRUE | wye
9 | LV_198-41_0_6_load_19 | 20 | 0.003278 | 0.00082155 | 0 | 0 |  | 1 | TRUE | wye
10 | LV_198-41_0_6_load_148 | 21 | 0.0012498 | 0.00031322 | 0 | 0 |  | 1 | TRUE | wye
11 | LV_198-41_0_6_load_15 | 22 | 0.0046034 | 0.0011537 | 0 | 0 |  | 1 | TRUE | wye
12 | LV_198-41_0_6_load_130 | 25 | 0.0080409 | 0.0020152 | 0 | 0 |  | 1 | TRUE | wye
13 | LV_198-41_0_6_load_7 | 26 | 0.010992 | 0.0027549 | 0 | 0 |  | 1 | TRUE | wye
14 | LV_198-41_0_6_load_8 | 27 | 0.0057012 | 0.0014288 | 0 | 0 |  | 1 | TRUE | wye
15 | LV_198-41_0_6_load_9 | 28 | 0.012548 | 0.0031449 | 0 | 0 |  | 1 | TRUE | wye
16 | LV_198-41_0_6_load_10 | 29 | 0.0090508 | 0.0022683 | 0 | 0 |  | 1 | TRUE | wye
17 | LV_198-41_0_6_load_11 | 30 | 0.011012 | 0.0027598 | 0 | 0 |  | 1 | TRUE | wye
18 | LV_198-41_0_6_load_24 | 31 | 0.0017155 | 0.00042996 | 0 | 0 |  | 1 | TRUE | wye
19 | LV_198-41_0_6_load_16 | 32 | 0.0036519 | 0.00091526 | 0 | 0 |  | 1 | TRUE | wye
20 | LV_198-41_0_6_load_17 | 33 | 0.0013701 | 0.00034339 | 0 | 0 |  | 1 | TRUE | wye
21 | LV_198-41_0_6_load_18 | 34 | 0.0061142 | 0.0015324 | 0 | 0 |  | 1 | TRUE | wye
22 | LV_198-41_0_6_load_27 | 36 | 0.0039951 | 0.0010013 | 0 | 0 |  | 1 | TRUE | wye
23 | LV_198-41_0_6_load_103 | 37 | 0.0026256 | 0.00065803 | 0 | 0 |  | 1 | TRUE | wye
24 | LV_198-41_0_6_load_128 | 38 | 0.0080213 | 0.0020103 | 0 | 0 |  | 1 | TRUE | wye
25 | LV_198-41_0_6_load_25 | 41 | 0.0042236 | 0.0010585 | 0 | 0 |  | 1 | TRUE | wye
26 | LV_198-41_0_6_load_26 | 42 | 0.0013768 | 0.00034505 | 0 | 0 |  | 1 | TRUE | wye
27 | LV_198-41_0_6_load_110 | 43 | 0.0043062 | 0.0010792 | 0 | 0 |  | 1 | TRUE | wye
28 | LV_198-41_0_6_load_111 | 44 | 0.0045603 | 0.0011429 | 0 | 0 |  | 1 | TRUE | wye
29 | LV_198-41_0_6_load_29 | 45 | 0.0040377 | 0.0010119 | 0 | 0 |  | 1 | TRUE | wye
30 | LV_198-41_0_6_load_33 | 46 | 0.003313 | 0.00083033 | 0 | 0 |  | 1 | TRUE | wye
31 | LV_198-41_0_6_load_135 | 48 | 0.0022956 | 0.00057533 | 0 | 0 |  | 1 | TRUE | wye
32 | LV_198-41_0_6_load_116 | 49 | 0.0010091 | 0.00025291 | 0 | 0 |  | 1 | TRUE | wye
33 | LV_198-41_0_6_load_106 | 50 | 0.0050803 | 0.0012732 | 0 | 0 |  | 1 | TRUE | wye
34 | LV_198-41_0_6_load_136 | 51 | 0.096616 | 0.024214 | 0 | 0 |  | 1 | TRUE | wye
35 | LV_198-41_0_6_load_134 | 54 | 0.0028583 | 0.00071635 | 0 | 0 |  | 1 | TRUE | wye
36 | LV_198-41_0_6_load_132 | 56 | 0.0047748 | 0.0011967 | 0 | 0 |  | 1 | TRUE | wye
37 | LV_198-41_0_6_load_105 | 57 | 0.0076602 | 0.0019198 | 0 | 0 |  | 1 | TRUE | wye
38 | LV_198-41_0_6_load_101 | 58 | 0.0027357 | 0.00068562 | 0 | 0 |  | 1 | TRUE | wye
39 | LV_198-41_0_6_load_129 | 59 | 0.0077873 | 0.0019517 | 0 | 0 |  | 1 | TRUE | wye
40 | LV_198-41_0_6_load_41 | 60 | 0.00014293 | 3.5823e-05 | 0 | 0 |  | 1 | TRUE | wye
41 | LV_198-41_0_6_load_42 | 62 | 0.0024225 | 0.00060714 | 0 | 0 |  | 1 | TRUE | wye
42 | LV_198-41_0_6_load_47 | 63 | 0.00038234 | 9.5823e-05 | 0 | 0 |  | 1 | TRUE | wye
43 | LV_198-41_0_6_load_43 | 64 | 0.00035013 | 8.7751e-05 | 0 | 0 |  | 1 | TRUE | wye
44 | LV_198-41_0_6_load_45 | 65 | 0.0018349 | 0.00045988 | 0 | 0 |  | 1 | TRUE | wye
45 | LV_198-41_0_6_load_49 | 66 | 0.0017822 | 0.00044667 | 0 | 0 |  | 1 | TRUE | wye
46 | LV_198-41_0_6_load_50 | 67 | 0.00063315 | 0.00015868 | 0 | 0 |  | 1 | TRUE | wye
47 | LV_198-41_0_6_load_52 | 68 | 0.0042604 | 0.0010678 | 0 | 0 |  | 1 | TRUE | wye
48 | LV_198-41_0_6_load_53 | 69 | 0.0043836 | 0.0010986 | 0 | 0 |  | 1 | TRUE | wye
49 | LV_198-41_0_6_load_56 | 72 | 0.0011115 | 0.00027856 | 0 | 0 |  | 1 | TRUE | wye
50 | LV_198-41_0_6_load_68 | 73 | 0.0027819 | 0.00069721 | 0 | 0 |  | 1 | TRUE | wye
51 | LV_198-41_0_6_load_69 | 74 | 0.0046879 | 0.0011749 | 0 | 0 |  | 1 | TRUE | wye
52 | LV_198-41_0_6_load_57 | 76 | 0.0047454 | 0.0011893 | 0 | 0 |  | 1 | TRUE | wye
53 | LV_198-41_0_6_load_90 | 78 | 0.0050514 | 0.001266 | 0 | 0 |  | 1 | TRUE | wye
54 | LV_198-41_0_6_load_86 | 80 | 0.0013197 | 0.00033076 | 0 | 0 |  | 1 | TRUE | wye
55 | LV_198-41_0_6_load_87 | 81 | 0.0020833 | 0.00052212 | 0 | 0 |  | 1 | TRUE | wye
56 | LV_198-41_0_6_load_88 | 82 | 0.0032269 | 0.00080874 | 0 | 0 |  | 1 | TRUE | wye
57 | LV_198-41_0_6_load_58 | 83 | 0.0038931 | 0.0009757 | 0 | 0 |  | 1 | TRUE | wye
58 | LV_198-41_0_6_load_59 | 84 | 0.0023005 | 0.00057656 | 0 | 0 |  | 1 | TRUE | wye
59 | LV_198-41_0_6_load_60 | 85 | 0.0079541 | 0.0019935 | 0 | 0 |  | 1 | TRUE | wye
60 | LV_198-41_0_6_load_61 | 86 | 0.002198 | 0.00055088 | 0 | 0 |  | 1 | TRUE | wye
61 | LV_198-41_0_6_load_62 | 87 | 0.0031765 | 0.00079611 | 0 | 0 |  | 1 | TRUE | wye
62 | LV_198-41_0_6_load_72 | 92 | 0.00044512 | 0.00011156 | 0 | 0 |  | 1 | TRUE | wye
63 | LV_198-41_0_6_load_94 | 93 | 0.0021992 | 0.00055118 | 0 | 0 |  | 1 | TRUE | wye
64 | LV_198-41_0_6_load_143 | 96 | 0.0020213 | 0.00050658 | 0 | 0 |  | 1 | TRUE | wye
65 | LV_198-41_0_6_load_141 | 97 | 0.0019106 | 0.00047883 | 0 | 0 |  | 1 | TRUE | wye
66 | LV_198-41_0_6_load_89 | 98 | 0.0011702 | 0.00029329 | 0 | 0 |  | 1 | TRUE | wye
67 | LV_198-41_0_6_load_147 | 99 | 0.0028645 | 0.0007179 | 0 | 0 |  | 1 | TRUE | wye
68 | LV_198-41_0_6_load_145 | 100 | 0.0020701 | 0.0005188 | 0 | 0 |  | 1 | TRUE | wye
69 | LV_198-41_0_6_load_144 | 101 | 0.0022927 | 0.00057461 | 0 | 0 |  | 1 | TRUE | wye
70 | LV_198-41_0_6_load_140 | 102 | 0.0021756 | 0.00054525 | 0 | 0 |  | 1 | TRUE | wye
71 | LV_198-41_0_6_load_77 | 104 | 0.0011144 | 0.00027929 | 0 | 0 |  | 1 | TRUE | wye
72 | LV_198-41_0_6_load_73 | 105 | 0.003927 | 0.0009842 | 0 | 0 |  | 1 | TRUE | wye
73 | LV_198-41_0_6_load_74 | 106 | 0.0015636 | 0.00039188 | 0 | 0 |  | 1 | TRUE | wye
74 | LV_198-41_0_6_load_124 | 107 | 0.0026412 | 0.00066195 | 0 | 0 |  | 1 | TRUE | wye
75 | LV_198-41_0_6_load_123 | 108 | 0.0015741 | 0.0003945 | 0 | 0 |  | 1 | TRUE | wye
76 | LV_198-41_0_6_load_78 | 109 | 0.0012352 | 0.00030956 | 0 | 0 |  | 1 | TRUE | wye
77 | LV_198-41_0_6_load_79 | 110 | 0.014182 | 0.0035544 | 0 | 0 |  | 1 | TRUE | wye
78 | LV_198-41_0_6_load_80 | 111 | 0.0011002 | 0.00027575 | 0 | 0 |  | 1 | TRUE | wye
79 | LV_198-41_0_6_load_81 | 112 | 0.0036795 | 0.00092218 | 0 | 0 |  | 1 | TRUE | wye
80 | LV_198-41_0_6_load_98 | 115 | 0.0022806 | 0.00057157 | 0 | 0 |  | 1 | TRUE | wye
81 | LV_198-41_0_6_load_83 | 116 | 0.0052643 | 0.0013193 | 0 | 0 |  | 1 | TRUE | wye
82 | LV_198-41_0_6_load_97 | 117 | 0.0044635 | 0.0011187 | 0 | 0 |  | 1 | TRUE | wye
83 | LV_198-41_0_6_load_139 | 118 | 0.002071 | 0.00051904 | 0 | 0 |  | 1 | TRUE | wye
84 | LV_198-41_0_6_load_138 | 119 | 0.0016079 | 0.00040299 | 0 | 0 |  | 1 | TRUE | wye
85 | LV_198-41_0_6_load_137 | 120 | 0.0072817 | 0.001825 | 0 | 0 |  | 1 | TRUE | wye
86 | LV_198-41_0_6_load_95 | 121 | 0.0020965 | 0.00052544 | 0 | 0 |  | 1 | TRUE | wye
87 | LV_198-41_0_6_load_96 | 122 | 0.005695 | 0.0014273 | 0 | 0 |  | 1 | TRUE | wye
88 | LV_198-41_0_6_load_122 | 123 | 0.09667 | 0.024228 | 0 | 0 |  | 1 | TRUE | wye
89 | LV_198-41_0_6_load_99 | 124 | 0.00052062 | 0.00013048 | 0 | 0 |  | 1 | TRUE | wye
90 | LV_198-41_0_6_load_102 | 125 | 0.0035478 | 0.00088915 | 0 | 0 |  | 1 | TRUE | wye
91 | LV_198-41_0_6_load_104 | 126 | 0.0004722 | 0.00011834 | 0 | 0 |  | 1 | TRUE | wye
92 | LV_198-41_0_6_load_109 | 127 | 0.0017438 | 0.00043705 | 0 | 0 |  | 1 | TRUE | wye
93 | LV_198-41_0_6_load_108 | 129 | 0.00096975 | 0.00024304 | 0 | 0 |  | 1 | TRUE | wye
94 | LV_198-41_0_6_load_114 | 130 | 0.001864 | 0.00046716 | 0 | 0 |  | 1 | TRUE | wye
95 | LV_198-41_0_6_load_113 | 131 | 0.0025174 | 0.00063092 | 0 | 0 |  | 1 | TRUE | wye
96 | LV_198-41_0_6_load_112 | 132 | 0.0025258 | 0.00063304 | 0 | 0 |  | 1 | TRUE | wye
97 | LV_198-41_0_6_load_127 | 133 | 0.001324 | 0.00033183 | 0 | 0 |  | 1 | TRUE | wye
98 | LV_198-41_0_6_load_117 | 135 | 0.0012871 | 0.00032258 | 0 | 0 |  | 1 | TRUE | wye
99 | LV_198-41_0_6_load_119 | 136 | 0.0012395 | 0.00031064 | 0 | 0 |  | 1 | TRUE | wye
100 | LV_198-41_0_6_load_118 | 137 | 0.0014208 | 0.00035609 | 0 | 0 |  | 1 | TRUE | wye
101 | LV_198-41_0_6_load_120 | 138 | 0.00058204 | 0.00014587 | 0 | 0 |  | 1 | TRUE | wye
102 | LV_198-41_0_6_load_121 | 139 | 0.0029226 | 0.00073247 | 0 | 0 |  | 1 | TRUE | wye
103 | LV_198-41_0_6_load_126 | 140 | 0.0057867 | 0.0014503 | 0 | 0 |  | 1 | TRUE | wye

## ext_grid
| name | bus | vm_pu | va_degree | slack_weight | in_service
0 |  | 139 | 1 | 0 | 1 | TRUE

## line
| name | std_type | from_bus | to_bus | length_km | r_ohm_per_km | x_ohm_per_km | c_nf_per_km | g_us_per_km | max_i_ka | df | parallel | type | in_service
0 | LV_198-41_0_6_line_0 |  | 0 | 1 | 0.014329 | 0.125 | 0.08 | 261 | 0 | 0.364 | 1 | 1 | cs | TRUE
1 | LV_198-41_0_6_line_1 |  | 1 | 5 | 0.011599 | 0.125 | 0.08 | 261 | 0 | 0.364 | 1 | 1 | cs | TRUE
2 | LV_198-41_0_6_line_2 |  | 1 | 6 | 0.006495 | 0.125 | 0.08 | 261 | 0 | 0.364 | 1 | 1 | cs | TRUE
3 | LV_198-41_0_6_line_3 |  | 2 | 3 | 0.006636 | 0.125 | 0.08 | 261 | 0 | 0.364 | 1 | 1 | cs | TRUE
4 | LV_198-41_0_6_line_4 |  | 2 | 4 | 0.14748 | 0.125 | 0.08 | 261 | 0 | 0.364 | 1 | 1 | cs | TRUE
5 | LV_198-41_0_6_line_5 |  | 3 | 7 | 0.088408 | 0.125 | 0.08 | 261 | 0 | 0.364 | 1 | 1 | cs | TRUE
6 | LV_198-41_0_6_line_6 |  | 4 | 8 | 0.088506 | 0.125 | 0.08 | 261 | 0 | 0.364 | 1 | 1 | cs | TRUE
7 | LV_198-41_0_6_line_7 |  | 4 | 9 | 0.032331 | 0.125 | 0.08 | 261 | 0 | 0.364 | 1 | 1 | cs | TRUE
8 | LV_198-41_0_6_line_8 |  | 4 | 10 | 0.023771 | 0.125 | 0.08 | 261 | 0 | 0.364 | 1 | 1 | cs | TRUE
9 | LV_198-41_0_6_line_9 |  | 5 | 11 | 0.026352 | 0.125 | 0.08 | 261 | 0 | 0.364 | 1 | 1 | cs | TRUE
10 | LV_198-41_0_6_line_10 |  | 6 | 12 | 0.017106 | 0.125 | 0.08 | 261 | 0 | 0.364 | 1 | 1 | cs | TRUE
11 | LV_198-41_0_6_line_11 |  | 6 | 13 | 0.030037 | 0.125 | 0.08 | 261 | 0 | 0.364 | 1 | 1 | cs | TRUE
12 | LV_198-41_0_6_line_12 |  | 7 | 14 | 0.03585 | 0.125 | 0.08 | 261 | 0 | 0.364 | 1 | 1 | cs | TRUE
13 | LV_198-41_0_6_line_13 |  | 8 | 15 | 0.09367 | 0.125 | 0.08 | 261 | 0 | 0.364 | 1 | 1 | cs | TRUE
14 | LV_198-41_0_6_line_14 |  | 9 | 16 | 0.029323 | 0.125 | 0.08 | 261 | 0 | 0.364 | 1 | 1 | cs | TRUE
15 | LV_198-41_0_6_line_15 |  | 10 | 17 | 0.02153 | 0.125 | 0.08 | 261 | 0 | 0.364 | 1 | 1 | cs | TRUE
16 | LV_198-41_0_6_line_16 |  | 11 | 21 | 0.077097 | 0.125 | 0.08 | 261 | 0 | 0.364 | 1 | 1 | cs | TRUE
17 | LV_198-41_0_6_line_17 |  | 12 | 22 | 0.023736 | 0.125 | 0.08 | 261 | 0 | 0.364 | 1 | 1 | cs | TRUE
18 | LV_198-41_0_6_line_18 |  | 12 | 14 | 0.010295 | 0.125 | 0.08 | 261 | 0 | 0.364 | 1 | 1 | cs | TRUE
19 | LV_198-41_0_6_line_19 |  | 13 | 25 | 0.042402 | 0.125 | 0.08 | 261 | 0 | 0.364 | 1 | 1 | cs | TRUE
20 | LV_198-41_0_6_line_20 |  | 15 | 60 | 0.02103 | 0.125 | 0.08 | 261 | 0 | 0.364 | 1 | 1 | cs | TRUE
21 | LV_198-41_0_6_line_21 |  | 16 | 61 | 0.059949 | 0.125 | 0.08 | 261 | 0 | 0.364 | 1 | 1 | cs | TRUE
22 | LV_198-41_0_6_line_22 |  | 16 | 62 | 0.041433 | 0.125 | 0.08 | 261 | 0 | 0.364 | 1 | 1 | cs | TRUE
23 | LV_198-41_0_6_line_23 |  | 18 | 19 | 0.040241 | 0.125 | 0.08 | 261 | 0 | 0.364 | 1 | 1 | cs | TRUE
24 | LV_198-41_0_6_line_24 |  | 18 | 20 | 0.043658 | 0.125 | 0.08 | 261 | 0 | 0.364 | 1 | 1 | cs | TRUE
25 | LV_198-41_0_6_line_25 |  | 19 | 35 | 0.006087 | 0.125 | 0.08 | 261 | 0 | 0.364 | 1 | 1 | cs | TRUE
26 | LV_198-41_0_6_line_26 |  | 19 | 36 | 0.080437 | 0.125 | 0.08 | 261 | 0 | 0.364 | 1 | 1 | cs | TRUE
27 | LV_198-41_0_6_line_27 |  | 20 | 33 | 0.0021033 | 0.125 | 0.08 | 261 | 0 | 0.364 | 1 | 1 | cs | TRUE
28 | LV_198-41_0_6_line_28 |  | 22 | 23 | 0.01179 | 0.125 | 0.08 | 261 | 0 | 0.364 | 1 | 1 | cs | TRUE
29 | LV_198-41_0_6_line_29 |  | 23 | 24 | 0.019707 | 0.125 | 0.08 | 261 | 0 | 0.364 | 1 | 1 | cs | TRUE
30 | LV_198-41_0_6_line_30 |  | 24 | 31 | 0.010414 | 0.125 | 0.08 | 261 | 0 | 0.364 | 1 | 1 | cs | TRUE
31 | LV_198-41_0_6_line_31 |  | 24 | 29 | 0.022424 | 0.125 | 0.08 | 261 | 0 | 0.364 | 1 | 1 | cs | TRUE
32 | LV_198-41_0_6_line_32 |  | 25 | 59 | 0.022034 | 0.125 | 0.08 | 261 | 0 | 0.364 | 1 | 1 | cs | TRUE
33 | LV_198-41_0_6_line_33 |  | 26 | 27 | 0.020163 | 0.125 | 0.08 | 261 | 0 | 0.364 | 1 | 1 | cs | TRUE
34 | LV_198-41_0_6_line_34 |  | 26 | 28 | 0.010862 | 0.125 | 0.08 | 261 | 0 | 0.364 | 1 | 1 | cs | TRUE
35 | LV_198-41_0_6_line_35 |  | 27 | 29 | 0.012571 | 0.125 | 0.08 | 261 | 0 | 0.364 | 1 | 1 | cs | TRUE
36 | LV_198-41_0_6_line_36 |  | 28 | 30 | 0.030347 | 0.125 | 0.08 | 261 | 0 | 0.364 | 1 | 1 | cs | TRUE
37 | LV_198-41_0_6_line_37 |  | 31 | 41 | 0.0267 | 0.125 | 0.08 | 261 | 0 | 0.364 | 1 | 1 | cs | TRUE
38 | LV_198-41_0_6_line_38 |  | 32 | 33 | 0.032495 | 0.125 | 0.08 | 261 | 0 | 0.364 | 1 | 1 | cs | TRUE
39 | LV_198-41_0_6_line_39 |  | 32 | 34 | 0.020568 | 0.125 | 0.08 | 261 | 0 | 0.364 | 1 | 1 | cs | TRUE
40 | LV_198-41_0_6_line_40 |  | 35 | 37 | 0.026873 | 0.125 | 0.08 | 261 | 0 | 0.364 | 1 | 2 | cs | TRUE
41 | LV_198-41_0_6_line_41 |  | 35 | 38 | 0.015556 | 0.125 | 0.08 | 261 | 0 | 0.364 | 1 | 1 | cs | TRUE
42 | LV_198-41_0_6_line_42 |  | 35 | 39 | 0.041023 | 0.125 | 0.08 | 261 | 0 | 0.364 | 1 | 1 | cs | TRUE
43 | LV_198-41_0_6_line_43 |  | 36 | 40 | 0.060821 | 0.125 | 0.08 | 261 | 0 | 0.364 | 1 | 1 | cs | TRUE
44 | LV_198-41_0_6_line_44 |  | 37 | 58 | 0.017466 | 0.125 | 0.08 | 261 | 0 | 0.364 | 1 | 3 | cs | TRUE
45 | LV_198-41_0_6_line_45 |  | 38 | 59 | 0.0085786 | 0.125 | 0.08 | 261 | 0 | 0.364 | 1 | 1 | cs | TRUE
46 | LV_198-41_0_6_line_46 |  | 39 | 50 | 0.018586 | 0.125 | 0.08 | 261 | 0 | 0.364 | 1 | 1 | cs | TRUE
47 | LV_198-41_0_6_line_47 |  | 40 | 45 | 0.065078 | 0.125 | 0.08 | 261 | 0 | 0.364 | 1 | 1 | cs | TRUE
48 | LV_198-41_0_6_line_48 |  | 41 | 42 | 0.018654 | 0.125 | 0.08 | 261 | 0 | 0.364 | 1 | 1 | cs | TRUE
49 | LV_198-41_0_6_line_49 |  | 43 | 44 | 0.021799 | 0.125 | 0.08 | 261 | 0 | 0.364 | 1 | 1 | cs | TRUE
50 | LV_198-41_0_6_line_50 |  | 44 | 132 | 0.013423 | 0.125 | 0.08 | 261 | 0 | 0.364 | 1 | 1 | cs | TRUE
51 | LV_198-41_0_6_line_51 |  | 45 | 46 | 0.083214 | 0.125 | 0.08 | 261 | 0 | 0.364 | 1 | 1 | cs | TRUE
52 | LV_198-41_0_6_line_52 |  | 47 | 48 | 0.024839 | 0.125 | 0.08 | 261 | 0 | 0.364 | 1 | 3 | cs | TRUE
53 | LV_198-41_0_6_line_53 |  | 47 | 49 | 0.013731 | 0.125 | 0.08 | 261 | 0 | 0.364 | 1 | 3 | cs | TRUE
54 | LV_198-41_0_6_line_54 |  | 48 | 51 | 0.044897 | 0.125 | 0.08 | 261 | 0 | 0.364 | 1 | 2 | cs | TRUE
55 | LV_198-41_0_6_line_55 |  | 49 | 52 | 0.030743 | 0.125 | 0.08 | 261 | 0 | 0.364 | 1 | 3 | cs | TRUE
56 | LV_198-41_0_6_line_56 |  | 50 | 57 | 0.0067964 | 0.125 | 0.08 | 261 | 0 | 0.364 | 1 | 1 | cs | TRUE
57 | LV_198-41_0_6_line_57 |  | 51 | 120 | 0.042395 | 0.125 | 0.08 | 261 | 0 | 0.364 | 1 | 1 | cs | TRUE
58 | LV_198-41_0_6_line_58 |  | 52 | 135 | 0.013792 | 0.125 | 0.08 | 261 | 0 | 0.364 | 1 | 3 | cs | TRUE
59 | LV_198-41_0_6_line_59 |  | 52 | 131 | 0.019849 | 0.125 | 0.08 | 261 | 0 | 0.364 | 1 | 3 | cs | TRUE
60 | LV_198-41_0_6_line_60 |  | 53 | 54 | 0.028254 | 0.125 | 0.08 | 261 | 0 | 0.364 | 1 | 1 | cs | TRUE
61 | LV_198-41_0_6_line_61 |  | 53 | 55 | 0.043151 | 0.125 | 0.08 | 261 | 0 | 0.364 | 1 | 1 | cs | TRUE
62 | LV_198-41_0_6_line_62 |  | 53 | 56 | 0.023795 | 0.125 | 0.08 | 261 | 0 | 0.364 | 1 | 1 | cs | TRUE
63 | LV_198-41_0_6_line_63 |  | 54 | 119 | 0.022015 | 0.125 | 0.08 | 261 | 0 | 0.364 | 1 | 1 | cs | TRUE
64 | LV_198-41_0_6_line_64 |  | 55 | 120 | 0.010222 | 0.125 | 0.08 | 261 | 0 | 0.364 | 1 | 1 | cs | TRUE
65 | LV_198-41_0_6_line_65 |  | 58 | 125 | 0.032024 | 0.125 | 0.08 | 261 | 0 | 0.364 | 1 | 3 | cs | TRUE
66 | LV_198-41_0_6_line_66 |  | 60 | 63 | 0.0042445 | 0.125 | 0.08 | 261 | 0 | 0.364 | 1 | 1 | cs | TRUE
67 | LV_198-41_0_6_line_67 |  | 61 | 66 | 0.074213 | 0.125 | 0.08 | 261 | 0 | 0.364 | 1 | 1 | cs | TRUE
68 | LV_198-41_0_6_line_68 |  | 62 | 64 | 0.026487 | 0.125 | 0.08 | 261 | 0 | 0.364 | 1 | 1 | cs | TRUE
69 | LV_198-41_0_6_line_69 |  | 64 | 65 | 0.026967 | 0.125 | 0.08 | 261 | 0 | 0.364 | 1 | 1 | cs | TRUE
70 | LV_198-41_0_6_line_70 |  | 66 | 67 | 0.0037317 | 0.125 | 0.08 | 261 | 0 | 0.364 | 1 | 1 | cs | TRUE
71 | LV_198-41_0_6_line_71 |  | 68 | 69 | 0.0075953 | 0.125 | 0.08 | 261 | 0 | 0.364 | 1 | 1 | cs | TRUE
72 | LV_198-41_0_6_line_72 |  | 68 | 70 | 0.009369 | 0.125 | 0.08 | 261 | 0 | 0.364 | 1 | 1 | cs | TRUE
73 | LV_198-41_0_6_line_73 |  | 69 | 71 | 0.0098617 | 0.125 | 0.08 | 261 | 0 | 0.364 | 1 | 1 | cs | TRUE
74 | LV_198-41_0_6_line_74 |  | 70 | 72 | 0.054489 | 0.125 | 0.08 | 261 | 0 | 0.364 | 1 | 1 | cs | TRUE
75 | LV_198-41_0_6_line_75 |  | 71 | 73 | 0.043302 | 0.125 | 0.08 | 261 | 0 | 0.364 | 1 | 1 | cs | TRUE
76 | LV_198-41_0_6_line_76 |  | 71 | 74 | 0.054343 | 0.125 | 0.08 | 261 | 0 | 0.364 | 1 | 1 | cs | TRUE
77 | LV_198-41_0_6_line_77 |  | 72 | 75 | 0.044246 | 0.125 | 0.08 | 261 | 0 | 0.364 | 1 | 1 | cs | TRUE
78 | LV_198-41_0_6_line_78 |  | 74 | 78 | 0.031421 | 0.125 | 0.08 | 261 | 0 | 0.364 | 1 | 1 | cs | TRUE
79 | LV_198-41_0_6_line_79 |  | 75 | 79 | 0.052413 | 0.125 | 0.08 | 261 | 0 | 0.364 | 1 | 1 | cs | TRUE
80 | LV_198-41_0_6_line_80 |  | 76 | 77 | 0.011135 | 0.125 | 0.08 | 261 | 0 | 0.364 | 1 | 1 | cs | TRUE
81 | LV_198-41_0_6_line_81 |  | 77 | 80 | 0.036747 | 0.125 | 0.08 | 261 | 0 | 0.364 | 1 | 1 | cs | TRUE
82 | LV_198-41_0_6_line_82 |  | 77 | 81 | 0.026103 | 0.125 | 0.08 | 261 | 0 | 0.364 | 1 | 1 | cs | TRUE
83 | LV_198-41_0_6_line_83 |  | 77 | 82 | 0.027775 | 0.125 | 0.08 | 261 | 0 | 0.364 | 1 | 1 | cs | TRUE
84 | LV_198-41_0_6_line_84 |  | 78 | 90 | 0.011252 | 0.125 | 0.08 | 261 | 0 | 0.364 | 1 | 1 | cs | TRUE
85 | LV_198-41_0_6_line_85 |  | 79 | 94 | 0.007739 | 0.125 | 0.08 | 261 | 0 | 0.364 | 1 | 1 | cs | TRUE
86 | LV_198-41_0_6_line_86 |  | 80 | 98 | 0.021308 | 0.125 | 0.08 | 261 | 0 | 0.364 | 1 | 1 | cs | TRUE
87 | LV_198-41_0_6_line_87 |  | 81 | 112 | 0.020956 | 0.125 | 0.08 | 261 | 0 | 0.364 | 1 | 1 | cs | TRUE
88 | LV_198-41_0_6_line_88 |  | 82 | 118 | 0.0036353 | 0.125 | 0.08 | 261 | 0 | 0.364 | 1 | 1 | cs | TRUE
89 | LV_198-41_0_6_line_89 |  | 83 | 84 | 0.017492 | 0.125 | 0.08 | 261 | 0 | 0.364 | 1 | 3 | cs | TRUE
90 | LV_198-41_0_6_line_90 |  | 83 | 85 | 0.033895 | 0.125 | 0.08 | 261 | 0 | 0.364 | 1 | 3 | cs | TRUE
91 | LV_198-41_0_6_line_91 |  | 84 | 86 | 0.0078942 | 0.125 | 0.08 | 261 | 0 | 0.364 | 1 | 3 | cs | TRUE
92 | LV_198-41_0_6_line_92 |  | 85 | 87 | 0.0049688 | 0.125 | 0.08 | 261 | 0 | 0.364 | 1 | 3 | cs | TRUE
93 | LV_198-41_0_6_line_93 |  | 86 | 88 | 0.033163 | 0.125 | 0.08 | 261 | 0 | 0.364 | 1 | 2 | cs | TRUE
94 | LV_198-41_0_6_line_94 |  | 87 | 89 | 0.021205 | 0.125 | 0.08 | 261 | 0 | 0.364 | 1 | 3 | cs | TRUE
95 | LV_198-41_0_6_line_95 |  | 88 | 90 | 0.008707 | 0.125 | 0.08 | 261 | 0 | 0.364 | 1 | 1 | cs | TRUE
96 | LV_198-41_0_6_line_96 |  | 88 | 91 | 0.008769 | 0.125 | 0.08 | 261 | 0 | 0.364 | 1 | 1 | cs | TRUE
97 | LV_198-41_0_6_line_97 |  | 89 | 92 | 0.012704 | 0.125 | 0.08 | 261 | 0 | 0.364 | 1 | 3 | cs | TRUE
98 | LV_198-41_0_6_line_98 |  | 91 | 93 | 0.016088 | 0.125 | 0.08 | 261 | 0 | 0.364 | 1 | 1 | cs | TRUE
99 | LV_198-41_0_6_line_99 |  | 92 | 103 | 0.03778 | 0.125 | 0.08 | 261 | 0 | 0.364 | 1 | 3 | cs | TRUE
100 | LV_198-41_0_6_line_100 |  | 93 | 121 | 0.0016781 | 0.125 | 0.08 | 261 | 0 | 0.364 | 1 | 1 | cs | TRUE
101 | LV_198-41_0_6_line_101 |  | 94 | 99 | 0.0096839 | 0.125 | 0.08 | 261 | 0 | 0.364 | 1 | 1 | cs | TRUE
102 | LV_198-41_0_6_line_102 |  | 94 | 100 | 0.012353 | 0.125 | 0.08 | 261 | 0 | 0.364 | 1 | 1 | cs | TRUE
103 | LV_198-41_0_6_line_103 |  | 95 | 96 | 0.016273 | 0.125 | 0.08 | 261 | 0 | 0.364 | 1 | 1 | cs | TRUE
104 | LV_198-41_0_6_line_104 |  | 95 | 97 | 0.01174 | 0.125 | 0.08 | 261 | 0 | 0.364 | 1 | 1 | cs | TRUE
105 | LV_198-41_0_6_line_105 |  | 96 | 101 | 0.0057192 | 0.125 | 0.08 | 261 | 0 | 0.364 | 1 | 1 | cs | TRUE
106 | LV_198-41_0_6_line_106 |  | 97 | 102 | 0.00021457 | 0.125 | 0.08 | 261 | 0 | 0.364 | 1 | 1 | cs | TRUE
107 | LV_198-41_0_6_line_107 |  | 100 | 101 | 0.0050552 | 0.125 | 0.08 | 261 | 0 | 0.364 | 1 | 1 | cs | TRUE
108 | LV_198-41_0_6_line_108 |  | 103 | 104 | 0.020599 | 0.125 | 0.08 | 261 | 0 | 0.364 | 1 | 3 | cs | TRUE
109 | LV_198-41_0_6_line_109 |  | 103 | 105 | 0.031037 | 0.125 | 0.08 | 261 | 0 | 0.364 | 1 | 1 | cs | TRUE
110 | LV_198-41_0_6_line_110 |  | 104 | 107 | 0.010968 | 0.125 | 0.08 | 261 | 0 | 0.364 | 1 | 3 | cs | TRUE
111 | LV_198-41_0_6_line_111 |  | 105 | 106 | 0.009191 | 0.125 | 0.08 | 261 | 0 | 0.364 | 1 | 1 | cs | TRUE
112 | LV_198-41_0_6_line_112 |  | 107 | 108 | 0.0090195 | 0.125 | 0.08 | 261 | 0 | 0.364 | 1 | 3 | cs | TRUE
113 | LV_198-41_0_6_line_113 |  | 108 | 134 | 0.0096619 | 0.125 | 0.08 | 261 | 0 | 0.364 | 1 | 3 | cs | TRUE
114 | LV_198-41_0_6_line_114 |  | 109 | 110 | 0.054568 | 0.125 | 0.08 | 261 | 0 | 0.364 | 1 | 1 | cs | TRUE
115 | LV_198-41_0_6_line_115 |  | 109 | 111 | 0.0088941 | 0.125 | 0.08 | 261 | 0 | 0.364 | 1 | 1 | cs | TRUE
116 | LV_198-41_0_6_line_116 |  | 110 | 112 | 0.038797 | 0.125 | 0.08 | 261 | 0 | 0.364 | 1 | 1 | cs | TRUE
117 | LV_198-41_0_6_line_117 |  | 111 | 113 | 0.026152 | 0.125 | 0.08 | 261 | 0 | 0.364 | 1 | 1 | cs | TRUE
118 | LV_198-41_0_6_line_118 |  | 113 | 114 | 0.062335 | 0.125 | 0.08 | 261 | 0 | 0.364 | 1 | 1 | cs | TRUE
119 | LV_198-41_0_6_line_119 |  | 113 | 115 | 0.0077151 | 0.125 | 0.08 | 261 | 0 | 0.364 | 1 | 1 | cs | TRUE
120 | LV_198-41_0_6_line_120 |  | 114 | 116 | 0.028283 | 0.125 | 0.08 | 261 | 0 | 0.364 | 1 | 1 | cs | TRUE
121 | LV_198-41_0_6_line_121 |  | 115 | 117 | 0.00042504 | 0.125 | 0.08 | 261 | 0 | 0.364 | 1 | 1 | cs | TRUE
122 | LV_198-41_0_6_line_122 |  | 117 | 124 | 0.024238 | 0.125 | 0.08 | 261 | 0 | 0.364 | 1 | 1 | cs | TRUE
123 | LV_198-41_0_6_line_123 |  | 118 | 119 | 0.00033478 | 0.125 | 0.08 | 261 | 0 | 0.364 | 1 | 1 | cs | TRUE
124 | LV_198-41_0_6_line_124 |  | 121 | 122 | 0.028373 | 0.125 | 0.08 | 261 | 0 | 0.364 | 1 | 1 | cs | TRUE
125 | LV_198-41_0_6_line_125 |  | 122 | 123 | 0.011709 | 0.125 | 0.08 | 261 | 0 | 0.364 | 1 | 1 | cs | TRUE
126 | LV_198-41_0_6_line_126 |  | 125 | 126 | 0.0063981 | 0.125 | 0.08 | 261 | 0 | 0.364 | 1 | 3 | cs | TRUE
127 | LV_198-41_0_6_line_127 |  | 126 | 127 | 0.0068539 | 0.125 | 0.08 | 261 | 0 | 0.364 | 1 | 3 | cs | TRUE
128 | LV_198-41_0_6_line_128 |  | 127 | 128 | 0.015362 | 0.125 | 0.08 | 261 | 0 | 0.364 | 1 | 3 | cs | TRUE
129 | LV_198-41_0_6_line_129 |  | 128 | 129 | 0.0012708 | 0.125 | 0.08 | 261 | 0 | 0.364 | 1 | 3 | cs | TRUE
130 | LV_198-41_0_6_line_130 |  | 129 | 130 | 0.014022 | 0.125 | 0.08 | 261 | 0 | 0.364 | 1 | 3 | cs | TRUE
131 | LV_198-41_0_6_line_131 |  | 130 | 131 | 0.0031695 | 0.125 | 0.08 | 261 | 0 | 0.364 | 1 | 3 | cs | TRUE
132 | LV_198-41_0_6_line_132 |  | 132 | 133 | 0.0052947 | 0.125 | 0.08 | 261 | 0 | 0.364 | 1 | 1 | cs | TRUE
133 | LV_198-41_0_6_line_133 |  | 133 | 134 | 0.027478 | 0.125 | 0.08 | 261 | 0 | 0.364 | 1 | 1 | cs | TRUE
134 | LV_198-41_0_6_line_134 |  | 134 | 140 | 0.016804 | 0.125 | 0.08 | 261 | 0 | 0.364 | 1 | 3 | cs | TRUE
135 | LV_198-41_0_6_line_135 |  | 135 | 136 | 0.0001947 | 0.125 | 0.08 | 261 | 0 | 0.364 | 1 | 3 | cs | TRUE
136 | LV_198-41_0_6_line_136 |  | 136 | 137 | 0.0046295 | 0.125 | 0.08 | 261 | 0 | 0.364 | 1 | 3 | cs | TRUE
137 | LV_198-41_0_6_line_137 |  | 137 | 138 | 0.010669 | 0.125 | 0.08 | 261 | 0 | 0.364 | 1 | 3 | cs | TRUE
138 | LV_198-41_0_6_line_138 |  | 138 | 139 | 0.0016704 | 0.125 | 0.08 | 261 | 0 | 0.364 | 1 | 3 | cs | TRUE
139 | LV_198-41_0_6_line_139 |  | 139 | 140 | 0.031731 | 0.125 | 0.08 | 261 | 0 | 0.364 | 1 | 3 | cs | TRUE

## trafo
| name | std_type | hv_bus | lv_bus | sn_mva | vn_hv_kv | vn_lv_kv | vk_percent | vkr_percent | pfe_kw | i0_percent | shift_degree | tap_side | tap_neutral | tap_min | tap_max | tap_step_percent | tap_step_degree | tap_pos | tap_phase_shifter | parallel | df | in_service
0 | LV_198-41_0_6_trafo_121 | 0.63 MVA 20/0.4 kV | 141 | 139 | 0.63 | 20 | 0.4 | 6 | 1.206 | 1.65 | 0.2619 | 150 | hv | 0 | -2 | 2 | 2.5 | 0 | 0 | FALSE | 1 | 1 | TRUE

## line_geodata
| x0 | y0 | x1 | y1 | x2 | y2 | x3 | y3 | x4 | y4 | x5 | y5 | x6 | y6 | x7 | y7
0 | 2694626.8801 | 1247656.932 | 2694619.111 | 1247668.972
1 | 2694626.8801 | 1247656.932 | 2694633.177 | 1247647.1806
2 | 2694626.8801 | 1247656.932 | 2694621.8241 | 1247652.8371
3 | 2694544.4745 | 1247782.5026 | 2694538.936 | 1247778.8226
4 | 2694521.5579 | 1247901.7619 | 2694489.9028 | 1247865.6853 | 2694544.4745 | 1247782.5026
5 | 2694538.936 | 1247778.8226 | 2694544.4944 | 1247768.9481 | 2694549.0254 | 1247756.711 | 2694556.9126 | 1247743.3821 | 2694573.9644 | 1247726.1408 | 2694587.0464 | 1247705.6737
6 | 2694521.5579 | 1247901.7619 | 2694544.2845 | 1247880.5635 | 2694560.863 | 1247864.5601 | 2694569.3096 | 1247856.3996 | 2694580.204 | 1247847.2664 | 2694587.3702 | 1247842.838
7 | 2694521.5579 | 1247901.7619 | 2694538.7569 | 1247921.1843 | 2694543.039 | 1247925.9254
8 | 2694521.5579 | 1247901.7619 | 2694503.5566 | 1247914.1734 | 2694502.3263 | 1247915.6287
9 | 2694633.177 | 1247647.1806 | 2694645.1844 | 1247655.89 | 2694655.6906 | 1247651.1687
10 | 2694621.8241 | 1247652.8371 | 2694611.9994 | 1247666.8577
11 | 2694621.8241 | 1247652.8371 | 2694638.436 | 1247627.8123
12 | 2694606.3539 | 1247675.4667 | 2694587.0464 | 1247705.6737
13 | 2694678.4351 | 1247823.2934 | 2694664.6469 | 1247825.3749 | 2694634.5733 | 1247829.3423 | 2694610.0626 | 1247834.0437 | 2694599.4512 | 1247837.2769 | 2694590.6935 | 1247840.7843 | 2694587.3702 | 1247842.838
14 | 2694562.6937 | 1247947.6863 | 2694543.039 | 1247925.9254
15 | 2694502.3263 | 1247915.6287 | 2694492.4166 | 1247927.3504 | 2694487.9758 | 1247931.6488
16 | 2694655.6906 | 1247651.1687 | 2694699.8071 | 1247714.3957
17 | 2694611.9994 | 1247666.8577 | 2694606.419 | 1247643.7869
18 | 2694611.9994 | 1247666.8577 | 2694607.13 | 1247674.2524 | 2694606.3539 | 1247675.4667
19 | 2694661.8869 | 1247592.4851 | 2694638.436 | 1247627.8123
20 | 2694678.4351 | 1247823.2934 | 2694691.2986 | 1247839.931
21 | 2694562.6937 | 1247947.6863 | 2694602.0406 | 1247993.0153
22 | 2694562.6937 | 1247947.6863 | 2694577.6626 | 1247941.1756 | 2694600.6888 | 1247931.1624
23 | 2694670.2678 | 1247591.2743 | 2694692.357 | 1247557.6012
24 | 2694670.2678 | 1247591.2743 | 2694678.899 | 1247590.9785 | 2694701.5537 | 1247583.3678 | 2694711.5705 | 1247578.5325
25 | 2694692.357 | 1247557.6012 | 2694687.4211 | 1247554.0196
26 | 2694692.357 | 1247557.6012 | 2694736.2941 | 1247490.2243
27 | 2694711.5705 | 1247578.5325 | 2694713.4647 | 1247577.6181
28 | 2694607.3892 | 1247633.8923 | 2694604.4528 | 1247635.6579 | 2694606.419 | 1247643.7869
29 | 2694600.7812 | 1247615.3393 | 2694603.6538 | 1247624.6701 | 2694607.3892 | 1247633.8923
30 | 2694600.7812 | 1247615.3393 | 2694598.3466 | 1247605.2141
31 | 2694600.7812 | 1247615.3393 | 2694590.6717 | 1247620.7044 | 2694581.0503 | 1247625.9929
32 | 2694674.0732 | 1247574.1273 | 2694661.8869 | 1247592.4851
33 | 2694552.1786 | 1247641.4146 | 2694567.985 | 1247633.1743 | 2694570.0338 | 1247632.0482
34 | 2694552.1786 | 1247641.4146 | 2694542.5465 | 1247646.4361
35 | 2694581.0503 | 1247625.9929 | 2694570.0338 | 1247632.0482
36 | 2694516.3098 | 1247648.7957 | 2694522.3739 | 1247654.5746 | 2694524.4268 | 1247654.207 | 2694529.3662 | 1247653.3073 | 2694542.5465 | 1247646.4361
37 | 2694598.3466 | 1247605.2141 | 2694595.8936 | 1247595.0125 | 2694592.1215 | 1247579.2497
38 | 2694743.6728 | 1247567.156 | 2694734.0038 | 1247572.5778 | 2694720.3949 | 1247574.2728 | 2694713.4647 | 1247577.6181
39 | 2694763.1826 | 1247560.8795 | 2694746.4204 | 1247565.6153 | 2694743.6728 | 1247567.156
40 | 2694687.4211 | 1247554.0196 | 2694683.7062 | 1247550.6133 | 2694678.9565 | 1247543.8878 | 2694674.1781 | 1247531.156
41 | 2694687.4211 | 1247554.0196 | 2694678.8177 | 1247566.9801
42 | 2694710.1383 | 1247519.8229 | 2694687.4211 | 1247554.0196
43 | 2694769.5311 | 1247439.2879 | 2694754.4629 | 1247462.3092 | 2694752.89 | 1247464.7748 | 2694736.2941 | 1247490.2243
44 | 2694668.041 | 1247514.804 | 2694674.1781 | 1247531.156
45 | 2694678.8177 | 1247566.9801 | 2694674.0732 | 1247574.1273
46 | 2694710.1383 | 1247519.8229 | 2694700.7864 | 1247503.7613
47 | 2694769.5311 | 1247439.2879 | 2694778.8063 | 1247447.3868 | 2694800.6851 | 1247471.3215 | 2694814.1846 | 1247486.5323
48 | 2694592.1215 | 1247579.2497 | 2694589.6832 | 1247569.0602 | 2694588.5145 | 1247564.1934 | 2694587.8665 | 1247561.0885
49 | 2694576.8592 | 1247507.56 | 2694572.5956 | 1247486.1822
50 | 2694569.9703 | 1247473.0184 | 2694572.5956 | 1247486.1822
51 | 2694869.2917 | 1247548.8841 | 2694825.2014 | 1247498.9457 | 2694814.1846 | 1247486.5323
52 | 2694677.1088 | 1247408.0099 | 2694659.0825 | 1247390.921
53 | 2694677.1088 | 1247408.0099 | 2694666.1808 | 1247416.3233
54 | 2694630.9891 | 1247356.2043 | 2694642.1643 | 1247373.4479 | 2694649.4417 | 1247381.7816 | 2694659.0825 | 1247390.921
55 | 2694641.0171 | 1247433.9203 | 2694642.9143 | 1247432.9054 | 2694652.5849 | 1247426.6661 | 2694666.1808 | 1247416.3233
56 | 2694694.5329 | 1247501.0996 | 2694700.7864 | 1247503.7613
57 | 2694630.9891 | 1247356.2043 | 2694615.5496 | 1247332.3807 | 2694612.6355 | 1247328.4868 | 2694609.2702 | 1247324.9304 | 2694605.8701 | 1247322.387
58 | 2694641.0171 | 1247433.9203 | 2694634.2358 | 1247437.5704 | 2694628.6685 | 1247440.0398
59 | 2694641.0171 | 1247433.9203 | 2694645.7224 | 1247448.64 | 2694648.0166 | 1247452.3897
60 | 2694633.993 | 1247296.2029 | 2694618.8923 | 1247272.3231
61 | 2694598.8445 | 1247315.0566 | 2694605.6244 | 1247313.3968 | 2694611.4771 | 1247311.144 | 2694618.5084 | 1247307.9315 | 2694635.4816 | 1247298.5396 | 2694633.993 | 1247296.2029
62 | 2694633.993 | 1247296.2029 | 2694654.1853 | 1247283.6136
63 | 2694618.8923 | 1247272.3231 | 2694615.02 | 1247266.1995 | 2694606.532 | 1247254.1122
64 | 2694598.8445 | 1247315.0566 | 2694603.1489 | 1247320.3515 | 2694605.8701 | 1247322.387
65 | 2694668.041 | 1247514.804 | 2694667.016 | 1247512.0729 | 2694663.4702 | 1247506.1117 | 2694653.9458 | 1247504.1471 | 2694649.9756 | 1247495.9107 | 2694649.4078 | 1247492.6574
66 | 2694693.8949 | 1247843.2889 | 2694691.2986 | 1247839.931
67 | 2694602.0406 | 1247993.0153 | 2694644.8656 | 1247974.2398 | 2694662.4049 | 1247995.3596
68 | 2694600.6888 | 1247931.1624 | 2694624.9786 | 1247920.5997
69 | 2694649.7087 | 1247909.8456 | 2694624.9786 | 1247920.5997
70 | 2694662.4049 | 1247995.3596 | 2694664.789 | 1247998.2304
71 | 2694514.6253 | 1247240.5457 | 2694507.0477 | 1247241.0635
72 | 2694522.9873 | 1247236.3202 | 2694514.6253 | 1247240.5457 | 2694514.6253 | 1247240.5457
73 | 2694497.2089 | 1247241.7357 | 2694507.0477 | 1247241.0635
74 | 2694522.9873 | 1247236.3202 | 2694523.0628 | 1247217.8517 | 2694499.6638 | 1247190.466
75 | 2694497.2089 | 1247241.7357 | 2694481.4225 | 1247243.0296 | 2694476.0683 | 1247243.8672 | 2694473.2831 | 1247244.6679 | 2694470.7119 | 1247246.2615 | 2694468.565 | 1247248.251 | 2694462.1254 | 1247255.0981 | 2694459.549 | 1247257.8824
76 | 2694497.2089 | 1247241.7357 | 2694497.6482 | 1247250.6606 | 2694503.8196 | 1247259.6881 | 2694526.8256 | 1247285.36
77 | 2694472.1351 | 1247161.2525 | 2694474.5592 | 1247170.3092 | 2694483.095 | 1247181.7206 | 2694492.1534 | 1247181.676 | 2694499.6638 | 1247190.466
78 | 2694526.8256 | 1247285.36 | 2694547.7956 | 1247308.7599
79 | 2694472.1351 | 1247161.2525 | 2694474.737 | 1247159.1591 | 2694513.6528 | 1247129.1117
80 | 2694588.2888 | 1247228.1329 | 2694578.8328 | 1247231.796 | 2694577.8823 | 1247232.0891
81 | 2694588.2888 | 1247228.1329 | 2694566.4455 | 1247198.5827
82 | 2694588.2888 | 1247228.1329 | 2694606.9222 | 1247223.1152 | 2694613.6062 | 1247221.8316
83 | 2694588.2888 | 1247228.1329 | 2694604.2505 | 1247250.8632
84 | 2694550.5981 | 1247319.6573 | 2694547.7956 | 1247308.7599 | 2694547.7956 | 1247308.7599
85 | 2694513.6528 | 1247129.1117 | 2694512.7632 | 1247121.425
86 | 2694566.4455 | 1247198.5827 | 2694564.8329 | 1247196.4012 | 2694553.0559 | 1247182.0107
87 | 2694613.6062 | 1247221.8316 | 2694634.1862 | 1247217.8795
88 | 2694604.2505 | 1247250.8632 | 2694606.3396 | 1247253.8382
89 | 2694504.3609 | 1247366.3053 | 2694514.7091 | 1247352.2033
90 | 2694504.3609 | 1247366.3053 | 2694498.5252 | 1247374.2579 | 2694493.1894 | 1247381.5229 | 2694484.0649 | 1247393.4499
91 | 2694514.7091 | 1247352.2033 | 2694517.7528 | 1247348.0555 | 2694519.6479 | 1247346.0634
92 | 2694481.0458 | 1247397.3963 | 2694484.0649 | 1247393.4499
93 | 2694545.6725 | 1247325.828 | 2694533.3608 | 1247333.3041 | 2694525.4742 | 1247339.939 | 2694519.6479 | 1247346.0634
94 | 2694468.2072 | 1247414.2722 | 2694471.2792 | 1247410.1624 | 2694481.0458 | 1247397.3963
95 | 2694550.5981 | 1247319.6573 | 2694548.6091 | 1247320.2705 | 2694546.856 | 1247321.7215 | 2694545.8348 | 1247323.7067 | 2694545.6725 | 1247325.828
96 | 2694545.6725 | 1247325.828 | 2694546.2683 | 1247327.7834 | 2694547.7655 | 1247329.5864 | 2694549.789 | 1247330.5972 | 2694551.9167 | 1247330.7535
97 | 2694468.2072 | 1247414.2722 | 2694478.1276 | 1247421.2578 | 2694478.614 | 1247421.5566
98 | 2694551.9167 | 1247330.7535 | 2694553.9186 | 1247335.0109 | 2694560.3918 | 1247344.3743
99 | 2694513.6536 | 1247435.0344 | 2694505.5118 | 1247433.0476 | 2694495.1269 | 1247429.6128 | 2694486.506 | 1247426.4063 | 2694478.614 | 1247421.5566
100 | 2694560.3918 | 1247344.3743 | 2694561.3461 | 1247345.7546
101 | 2694512.7632 | 1247121.425 | 2694511.7827 | 1247111.7909
102 | 2694512.7632 | 1247121.425 | 2694502.4951 | 1247128.2931
103 | 2694480.013 | 1247143.331 | 2694493.5395 | 1247134.2834
104 | 2694480.013 | 1247143.331 | 2694473.4784 | 1247133.5773
105 | 2694493.5395 | 1247134.2834 | 2694498.2933 | 1247131.1037
106 | 2694473.3589 | 1247133.399 | 2694473.4784 | 1247133.5773
107 | 2694498.2933 | 1247131.1037 | 2694502.4951 | 1247128.2931
108 | 2694513.6536 | 1247435.0344 | 2694534.1124 | 1247437.4303
109 | 2694513.6536 | 1247435.0344 | 2694510.1421 | 1247443.963 | 2694503.7945 | 1247449.7885 | 2694492.3807 | 1247455.6418
110 | 2694545.0058 | 1247438.706 | 2694534.1124 | 1247437.4303
111 | 2694492.3807 | 1247455.6418 | 2694489.095 | 1247457.3267 | 2694484.8401 | 1247460.8093
112 | 2694553.964 | 1247439.7551 | 2694545.0058 | 1247438.706
113 | 2694563.5604 | 1247440.8789 | 2694553.964 | 1247439.7551
114 | 2694724.3975 | 1247195.6308 | 2694721.7353 | 1247196.4719 | 2694709.5851 | 1247200.4253 | 2694700.0624 | 1247203.5312 | 2694678.5508 | 1247210.4263 | 2694672.4576 | 1247212.3597
115 | 2694724.3975 | 1247195.6308 | 2694732.8785 | 1247192.9514
116 | 2694672.4576 | 1247212.3597 | 2694666.7061 | 1247214.1846 | 2694648.498 | 1247216.6847 | 2694640.9878 | 1247217.7101 | 2694639.5368 | 1247217.7425 | 2694634.1862 | 1247217.8795 | 2694634.1862 | 1247217.8795
117 | 2694757.8157 | 1247185.0729 | 2694732.8785 | 1247192.9514
118 | 2694734.1979 | 1247127.6073 | 2694738.9283 | 1247134.6104 | 2694748.2326 | 1247158.8776 | 2694750.3429 | 1247164.3822 | 2694757.8157 | 1247185.0729
119 | 2694757.8157 | 1247185.0729 | 2694760.4095 | 1247192.339
120 | 2694734.1979 | 1247127.6073 | 2694730.053 | 1247127.452 | 2694723.9648 | 1247127.4103 | 2694718.3723 | 1247128.9666 | 2694706.9628 | 1247133.403
121 | 2694760.5524 | 1247192.7393 | 2694760.4095 | 1247192.339
122 | 2694760.5524 | 1247192.7393 | 2694768.701 | 1247215.5664
123 | 2694606.532 | 1247254.1122 | 2694606.3396 | 1247253.8382
124 | 2694577.418 | 1247369.1362 | 2694569.2472 | 1247357.1834 | 2694561.3461 | 1247345.7546
125 | 2694584.0255 | 1247378.8023 | 2694577.418 | 1247369.1362
126 | 2694648.3078 | 1247486.3546 | 2694648.3078 | 1247486.3546 | 2694649.4078 | 1247492.6574
127 | 2694648.3078 | 1247486.3546 | 2694650.9919 | 1247480.0481
128 | 2694656.1263 | 1247468.8437 | 2694658.2008 | 1247475.1706 | 2694650.9919 | 1247480.0481
129 | 2694656.1263 | 1247468.8437 | 2694655.7297 | 1247467.6364
130 | 2694649.6708 | 1247455.0933 | 2694653.8572 | 1247461.9356 | 2694655.7297 | 1247467.6364
131 | 2694648.0166 | 1247452.3897 | 2694649.6708 | 1247455.0933
132 | 2694569.9703 | 1247473.0184 | 2694568.9347 | 1247467.826
133 | 2694563.5604 | 1247440.8789 | 2694568.9347 | 1247467.826
134 | 2694563.5604 | 1247440.8789 | 2694580.3289 | 1247441.9699
135 | 2694628.4905 | 1247440.1187 | 2694628.6685 | 1247440.0398
136 | 2694624.1407 | 1247441.6681 | 2694626.4681 | 1247441.0158 | 2694628.4905 | 1247440.1187
137 | 2694613.6691 | 1247443.5357 | 2694620.1245 | 1247442.7937 | 2694624.1407 | 1247441.6681
138 | 2694613.6691 | 1247443.5357 | 2694613.6691 | 1247443.5357 | 2694611.9996 | 1247443.5896
139 | 2694580.3289 | 1247441.9699 | 2694587.7912 | 1247442.4554 | 2694607.4414 | 1247443.7365 | 2694611.9996 | 1247443.5896

## bus_geodata
| x | y | coords
0 | 2694619.111 | 1247668.972
1 | 2694626.8801 | 1247656.932
2 | 2694544.4745 | 1247782.5026
3 | 2694538.936 | 1247778.8226
4 | 2694521.5579 | 1247901.7619
5 | 2694633.177 | 1247647.1806
6 | 2694621.8241 | 1247652.8371
7 | 2694587.0464 | 1247705.6737
8 | 2694587.3702 | 1247842.838
9 | 2694543.039 | 1247925.9254
10 | 2694502.3263 | 1247915.6287
11 | 2694655.6906 | 1247651.1687
12 | 2694611.9994 | 1247666.8577
13 | 2694638.436 | 1247627.8123
14 | 2694606.3539 | 1247675.4667
15 | 2694678.4351 | 1247823.2934
16 | 2694562.6937 | 1247947.6863
17 | 2694487.9758 | 1247931.6488
18 | 2694670.2678 | 1247591.2743
19 | 2694692.357 | 1247557.6012
20 | 2694711.5705 | 1247578.5325
21 | 2694699.8071 | 1247714.3957
22 | 2694606.419 | 1247643.7869
23 | 2694607.3892 | 1247633.8923
24 | 2694600.7812 | 1247615.3393
25 | 2694661.8869 | 1247592.4851
26 | 2694552.1786 | 1247641.4146
27 | 2694570.0338 | 1247632.0482
28 | 2694542.5465 | 1247646.4361
29 | 2694581.0503 | 1247625.9929
30 | 2694516.3098 | 1247648.7957
31 | 2694598.3466 | 1247605.2141
32 | 2694743.6728 | 1247567.156
33 | 2694713.4647 | 1247577.6181
34 | 2694763.1826 | 1247560.8795
35 | 2694687.4211 | 1247554.0196
36 | 2694736.2941 | 1247490.2243
37 | 2694674.1781 | 1247531.156
38 | 2694678.8177 | 1247566.9801
39 | 2694710.1383 | 1247519.8229
40 | 2694769.5311 | 1247439.2879
41 | 2694592.1215 | 1247579.2497
42 | 2694587.8665 | 1247561.0885
43 | 2694576.8592 | 1247507.56
44 | 2694572.5956 | 1247486.1822
45 | 2694814.1846 | 1247486.5323
46 | 2694869.2917 | 1247548.8841
47 | 2694677.1088 | 1247408.0099
48 | 2694659.0825 | 1247390.921
49 | 2694666.1808 | 1247416.3233
50 | 2694700.7864 | 1247503.7613
51 | 2694630.9891 | 1247356.2043
52 | 2694641.0171 | 1247433.9203
53 | 2694633.993 | 1247296.2029
54 | 2694618.8923 | 1247272.3231
55 | 2694598.8445 | 1247315.0566
56 | 2694654.1853 | 1247283.6136
57 | 2694694.5329 | 1247501.0996
58 | 2694668.041 | 1247514.804
59 | 2694674.0732 | 1247574.1273
60 | 2694691.2986 | 1247839.931
61 | 2694602.0406 | 1247993.0153
62 | 2694600.6888 | 1247931.1624
63 | 2694693.8949 | 1247843.2889
64 | 2694624.9786 | 1247920.5997
65 | 2694649.7087 | 1247909.8456
66 | 2694662.4049 | 1247995.3596
67 | 2694664.789 | 1247998.2304
68 | 2694514.6253 | 1247240.5457
69 | 2694507.0477 | 1247241.0634
70 | 2694522.9873 | 1247236.3202
71 | 2694497.2089 | 1247241.7357
72 | 2694499.6638 | 1247190.466
73 | 2694459.549 | 1247257.8825
74 | 2694526.8256 | 1247285.36
75 | 2694472.1351 | 1247161.2525
76 | 2694577.8823 | 1247232.0891
77 | 2694588.2888 | 1247228.1329
78 | 2694547.7956 | 1247308.7599
79 | 2694513.6528 | 1247129.1117
80 | 2694566.4455 | 1247198.5827
81 | 2694613.6062 | 1247221.8316
82 | 2694604.2505 | 1247250.8632
83 | 2694504.3609 | 1247366.3053
84 | 2694514.7091 | 1247352.2033
85 | 2694484.0649 | 1247393.4499
86 | 2694519.6479 | 1247346.0634
87 | 2694481.0458 | 1247397.3963
88 | 2694545.6725 | 1247325.828
89 | 2694468.2072 | 1247414.2722
90 | 2694550.5981 | 1247319.6573
91 | 2694551.9167 | 1247330.7535
92 | 2694478.614 | 1247421.5566
93 | 2694560.3918 | 1247344.3743
94 | 2694512.7632 | 1247121.425
95 | 2694480.013 | 1247143.331
96 | 2694493.5395 | 1247134.2834
97 | 2694473.4784 | 1247133.5773
98 | 2694553.0559 | 1247182.0107
99 | 2694511.7827 | 1247111.7909
100 | 2694502.4951 | 1247128.2931
101 | 2694498.2933 | 1247131.1037
102 | 2694473.3589 | 1247133.399
103 | 2694513.6536 | 1247435.0344
104 | 2694534.1124 | 1247437.4303
105 | 2694492.3807 | 1247455.6418
106 | 2694484.8401 | 1247460.8093
107 | 2694545.0058 | 1247438.706
108 | 2694553.964 | 1247439.7551
109 | 2694724.3975 | 1247195.6308
110 | 2694672.4576 | 1247212.3597
111 | 2694732.8785 | 1247192.9514
112 | 2694634.1862 | 1247217.8795
113 | 2694757.8157 | 1247185.0729
114 | 2694734.1979 | 1247127.6073
115 | 2694760.4095 | 1247192.339
116 | 2694706.9628 | 1247133.403
117 | 2694760.5524 | 1247192.7393
118 | 2694606.3396 | 1247253.8382
119 | 2694606.532 | 1247254.1122
120 | 2694605.8701 | 1247322.387
121 | 2694561.3461 | 1247345.7546
122 | 2694577.4179 | 1247369.1362
123 | 2694584.0255 | 1247378.8023
124 | 2694768.701 | 1247215.5664
125 | 2694649.4078 | 1247492.6574
126 | 2694648.3078 | 1247486.3546
127 | 2694650.9919 | 1247480.0481
128 | 2694656.1263 | 1247468.8437
129 | 2694655.7297 | 1247467.6364
130 | 2694649.6708 | 1247455.0933
131 | 2694648.0166 | 1247452.3897
132 | 2694569.9703 | 1247473.0184
133 | 2694568.9347 | 1247467.826
134 | 2694563.5604 | 1247440.8789
135 | 2694628.6685 | 1247440.0398
136 | 2694628.4905 | 1247440.1187
137 | 2694624.1407 | 1247441.6681
138 | 2694613.6691 | 1247443.5357
139 | 2694611.9996 | 1247443.5896
140 | 2694580.3289 | 1247441.9699
141 | 2694641.0171 | 1247433.9203

## line_std_types
| c_nf_per_km | r_ohm_per_km | x_ohm_per_km | max_i_ka | type | q_mm2 | alpha | voltage_rating
NAYY 4x50 SE | 210 | 0.642 | 0.083 | 0.142 | cs | 50 | 0.00403 | LV
NAYY 4x120 SE | 264 | 0.225 | 0.08 | 0.242 | cs | 120 | 0.00403 | LV
NAYY 4x150 SE | 261 | 0.208 | 0.08 | 0.27 | cs | 150 | 0.00403 | LV
NA2XS2Y 1x95 RM/25 12/20 kV | 216 | 0.313 | 0.132 | 0.252 | cs | 95 | 0.00403 | MV
NA2XS2Y 1x185 RM/25 12/20 kV | 273 | 0.161 | 0.117 | 0.362 | cs | 185 | 0.00403 | MV
NA2XS2Y 1x240 RM/25 12/20 kV | 304 | 0.122 | 0.112 | 0.421 | cs | 240 | 0.00403 | MV
NA2XS2Y 1x95 RM/25 6/10 kV | 315 | 0.313 | 0.123 | 0.249 | cs | 95 | 0.00403 | MV
NA2XS2Y 1x185 RM/25 6/10 kV | 406 | 0.161 | 0.11 | 0.358 | cs | 185 | 0.00403 | MV
NA2XS2Y 1x240 RM/25 6/10 kV | 456 | 0.122 | 0.105 | 0.416 | cs | 240 | 0.00403 | MV
NA2XS2Y 1x150 RM/25 12/20 kV | 250 | 0.206 | 0.116 | 0.319 | cs | 150 | 0.00403 | MV
NA2XS2Y 1x120 RM/25 12/20 kV | 230 | 0.253 | 0.119 | 0.283 | cs | 120 | 0.00403 | MV
NA2XS2Y 1x70 RM/25 12/20 kV | 190 | 0.443 | 0.132 | 0.22 | cs | 70 | 0.00403 | MV
NA2XS2Y 1x150 RM/25 6/10 kV | 360 | 0.206 | 0.11 | 0.315 | cs | 150 | 0.00403 | MV
NA2XS2Y 1x120 RM/25 6/10 kV | 340 | 0.253 | 0.113 | 0.28 | cs | 120 | 0.00403 | MV
NA2XS2Y 1x70 RM/25 6/10 kV | 280 | 0.443 | 0.123 | 0.217 | cs | 70 | 0.00403 | MV
N2XS(FL)2Y 1x120 RM/35 64/110 kV | 112 | 0.153 | 0.166 | 0.366 | cs | 120 | 0.00393 | HV
N2XS(FL)2Y 1x185 RM/35 64/110 kV | 125 | 0.099 | 0.156 | 0.457 | cs | 185 | 0.00393 | HV
N2XS(FL)2Y 1x240 RM/35 64/110 kV | 135 | 0.075 | 0.149 | 0.526 | cs | 240 | 0.00393 | HV
N2XS(FL)2Y 1x300 RM/35 64/110 kV | 144 | 0.06 | 0.144 | 0.588 | cs | 300 | 0.00393 | HV
15-AL1/3-ST1A 0.4 | 11 | 1.8769 | 0.35 | 0.105 | ol | 16 | 0.00403 | LV
24-AL1/4-ST1A 0.4 | 11.25 | 1.2012 | 0.335 | 0.14 | ol | 24 | 0.00403 | LV
48-AL1/8-ST1A 0.4 | 12.2 | 0.5939 | 0.3 | 0.21 | ol | 48 | 0.00403 | LV
94-AL1/15-ST1A 0.4 | 13.2 | 0.306 | 0.29 | 0.35 | ol | 94 | 0.00403 | LV
34-AL1/6-ST1A 10.0 | 9.7 | 0.8342 | 0.36 | 0.17 | ol | 34 | 0.00403 | MV
48-AL1/8-ST1A 10.0 | 10.1 | 0.5939 | 0.35 | 0.21 | ol | 48 | 0.00403 | MV
70-AL1/11-ST1A 10.0 | 10.4 | 0.4132 | 0.339 | 0.29 | ol | 70 | 0.00403 | MV
94-AL1/15-ST1A 10.0 | 10.75 | 0.306 | 0.33 | 0.35 | ol | 94 | 0.00403 | MV
122-AL1/20-ST1A 10.0 | 11.1 | 0.2376 | 0.323 | 0.41 | ol | 122 | 0.00403 | MV
149-AL1/24-ST1A 10.0 | 11.25 | 0.194 | 0.315 | 0.47 | ol | 149 | 0.00403 | MV
34-AL1/6-ST1A 20.0 | 9.15 | 0.8342 | 0.382 | 0.17 | ol | 34 | 0.00403 | MV
48-AL1/8-ST1A 20.0 | 9.5 | 0.5939 | 0.372 | 0.21 | ol | 48 | 0.00403 | MV
70-AL1/11-ST1A 20.0 | 9.7 | 0.4132 | 0.36 | 0.29 | ol | 70 | 0.00403 | MV
94-AL1/15-ST1A 20.0 | 10 | 0.306 | 0.35 | 0.35 | ol | 94 | 0.00403 | MV
122-AL1/20-ST1A 20.0 | 10.3 | 0.2376 | 0.344 | 0.41 | ol | 122 | 0.00403 | MV
149-AL1/24-ST1A 20.0 | 10.5 | 0.194 | 0.337 | 0.47 | ol | 149 | 0.00403 | MV
184-AL1/30-ST1A 20.0 | 10.75 | 0.1571 | 0.33 | 0.535 | ol | 184 | 0.00403 | MV
243-AL1/39-ST1A 20.0 | 11 | 0.1188 | 0.32 | 0.645 | ol | 243 | 0.00403 | MV
48-AL1/8-ST1A 110.0 | 8 | 0.5939 | 0.46 | 0.21 | ol | 48 | 0.00403 | HV
70-AL1/11-ST1A 110.0 | 8.4 | 0.4132 | 0.45 | 0.29 | ol | 70 | 0.00403 | HV
94-AL1/15-ST1A 110.0 | 8.65 | 0.306 | 0.44 | 0.35 | ol | 94 | 0.00403 | HV
122-AL1/20-ST1A 110.0 | 8.5 | 0.2376 | 0.43 | 0.41 | ol | 122 | 0.00403 | HV
149-AL1/24-ST1A 110.0 | 8.75 | 0.194 | 0.41 | 0.47 | ol | 149 | 0.00403 | HV
184-AL1/30-ST1A 110.0 | 8.8 | 0.1571 | 0.4 | 0.535 | ol | 184 | 0.00403 | HV
243-AL1/39-ST1A 110.0 | 9 | 0.1188 | 0.39 | 0.645 | ol | 243 | 0.00403 | HV
305-AL1/39-ST1A 110.0 | 9.2 | 0.0949 | 0.38 | 0.74 | ol | 305 | 0.00403 | HV
490-AL1/64-ST1A 110.0 | 9.75 | 0.059 | 0.37 | 0.96 | ol | 490 | 0.00403 | HV
679-AL1/86-ST1A 110.0 | 9.95 | 0.042 | 0.36 | 1.15 | ol | 679 | 0.00403 | HV
490-AL1/64-ST1A 220.0 | 10 | 0.059 | 0.285 | 0.96 | ol | 490 | 0.00403 | HV
679-AL1/86-ST1A 220.0 | 11.7 | 0.042 | 0.275 | 1.15 | ol | 679 | 0.00403 | HV
490-AL1/64-ST1A 380.0 | 11 | 0.059 | 0.253 | 0.96 | ol | 490 | 0.00403 | HV
679-AL1/86-ST1A 380.0 | 14.6 | 0.042 | 0.25 | 1.15 | ol | 679 | 0.00403 | HV

## trafo_std_types
| i0_percent | pfe_kw | vkr_percent | sn_mva | vn_lv_kv | vn_hv_kv | vk_percent | shift_degree | vector_group | tap_side | tap_neutral | tap_min | tap_max | tap_step_degree | tap_step_percent | tap_phase_shifter
160 MVA 380/110 kV | 0.06 | 60 | 0.25 | 160 | 110 | 380 | 12.2 | 0 | Yy0 | hv | 0 | -9 | 9 | 0 | 1.5 | FALSE
100 MVA 220/110 kV | 0.06 | 55 | 0.26 | 100 | 110 | 220 | 12 | 0 | Yy0 | hv | 0 | -9 | 9 | 0 | 1.5 | FALSE
63 MVA 110/20 kV | 0.04 | 22 | 0.32 | 63 | 20 | 110 | 18 | 150 | YNd5 | hv | 0 | -9 | 9 | 0 | 1.5 | FALSE
40 MVA 110/20 kV | 0.05 | 18 | 0.34 | 40 | 20 | 110 | 16.2 | 150 | YNd5 | hv | 0 | -9 | 9 | 0 | 1.5 | FALSE
25 MVA 110/20 kV | 0.07 | 14 | 0.41 | 25 | 20 | 110 | 12 | 150 | YNd5 | hv | 0 | -9 | 9 | 0 | 1.5 | FALSE
63 MVA 110/10 kV | 0.04 | 22 | 0.32 | 63 | 10 | 110 | 18 | 150 | YNd5 | hv | 0 | -9 | 9 | 0 | 1.5 | FALSE
40 MVA 110/10 kV | 0.05 | 18 | 0.34 | 40 | 10 | 110 | 16.2 | 150 | YNd5 | hv | 0 | -9 | 9 | 0 | 1.5 | FALSE
25 MVA 110/10 kV | 0.07 | 14 | 0.41 | 25 | 10 | 110 | 12 | 150 | YNd5 | hv | 0 | -9 | 9 | 0 | 1.5 | FALSE
0.25 MVA 20/0.4 kV | 0.32 | 0.8 | 1.44 | 0.25 | 0.4 | 20 | 6 | 150 | Yzn5 | hv | 0 | -2 | 2 | 0 | 2.5 | FALSE
0.4 MVA 20/0.4 kV | 0.3375 | 1.35 | 1.425 | 0.4 | 0.4 | 20 | 6 | 150 | Dyn5 | hv | 0 | -2 | 2 | 0 | 2.5 | FALSE
0.63 MVA 20/0.4 kV | 0.2619 | 1.65 | 1.206 | 0.63 | 0.4 | 20 | 6 | 150 | Dyn5 | hv | 0 | -2 | 2 | 0 | 2.5 | FALSE
0.25 MVA 10/0.4 kV | 0.24 | 0.6 | 1.2 | 0.25 | 0.4 | 10 | 4 | 150 | Dyn5 | hv | 0 | -2 | 2 | 0 | 2.5 | FALSE
0.4 MVA 10/0.4 kV | 0.2375 | 0.95 | 1.325 | 0.4 | 0.4 | 10 | 4 | 150 | Dyn5 | hv | 0 | -2 | 2 | 0 | 2.5 | FALSE
0.63 MVA 10/0.4 kV | 0.1873 | 1.18 | 1.0794 | 0.63 | 0.4 | 10 | 4 | 150 | Dyn5 | hv | 0 | -2 | 2 | 0 | 2.5 | FALSE

## trafo3w_std_types
| sn_hv_mva | sn_mv_mva | sn_lv_mva | vn_hv_kv | vn_mv_kv | vn_lv_kv | vk_hv_percent | vk_mv_percent | vk_lv_percent | vkr_hv_percent | vkr_mv_percent | vkr_lv_percent | pfe_kw | i0_percent | shift_mv_degree | shift_lv_degree | vector_group | tap_side | tap_neutral | tap_min | tap_max | tap_step_percent
63/25/38 MVA 110/20/10 kV | 63 | 25 | 38 | 110 | 20 | 10 | 10.4 | 10.4 | 10.4 | 0.28 | 0.32 | 0.35 | 35 | 0.89 | 0 | 0 | YN0yn0yn0 | hv | 0 | -10 | 10 | 1.2
63/25/38 MVA 110/10/10 kV | 63 | 25 | 38 | 110 | 10 | 10 | 10.4 | 10.4 | 10.4 | 0.28 | 0.32 | 0.35 | 35 | 0.89 | 0 | 0 | YN0yn0yn0 | hv | 0 | -10 | 10 | 1.2

## fuse_std_types
| fuse_type | i_rated_a | t_avg | t_min | t_total | x_avg | x_min | x_total
HV 100A | HV 100A | 100 | 0 | [10.0, 3.64, 0.854, 0.281, 0.1, 0.0531, 0.022, 0.01] | [10.0, 4.267, 1.21, 0.403, 0.1, 0.058, 0.022, 0.01] | 0 | [300.0, 350.0, 450.0, 550.0, 700.0, 850.0, 1200.0, 1752.0] | [600.0, 700.0, 900.0, 1150.0, 1665.0, 2000.0, 3000.0, 4313.0]
HV 10A | HV 10A | 10 | 0 | [10.0, 1675.0, 0.344, 0.156, 0.1, 0.0417, 0.0171, 0.01] | [10.0, 1.3, 0.3, 0.155, 0.1, 0.0555, 0.023, 0.01] | 0 | [30.0, 32.0, 35.0, 37.0, 39.0, 50.0, 70.0, 88.0] | [60.0, 70.0, 80.0, 87.0, 94.0, 110.0, 150.0, 216.0]
HV 125A | HV 125A | 125 | 0 | [10.0, 1.82, 0.344, 0.1, 0.0467, 0.0269, 0.01] | [10.0, 2.478, 0.426, 0.1, 0.0427, 0.0211, 0.01] | 0 | [375.0, 500.0, 700.0, 925.0, 1200.0, 1500.0, 2341.0] | [750.0, 1000.0, 1500.0, 2200.0, 3000.0, 4000.0, 5765.0]
HV 160A | HV 160A | 160 | 0 | [10.0, 4.15, 1.03, 0.198, 0.1, 0.051, 0.0172, 0.01] | [10.0, 2.3, 0.734, 0.274, 0.1, 0.046, 0.0177, 0.01] | 0 | [480.0, 550.0, 700.0, 1000.0, 1260.0, 1600.0, 2500.0, 3227.0] | [960.0, 1300.0, 1700.0, 2200.0, 2996.0, 4000.0, 6000.0, 7946.0]
HV 16A | HV 16A | 16 | 0 | [10.0, 0.352, 0.164, 0.1, 0.0649, 0.0342, 0.01] | [10.0, 2.34, 0.722, 0.181, 0.1, 0.055, 0.0296, 0.01] | 0 | [48.0, 60.0, 65.0, 71.0, 80.0, 100.0, 162.0] | [96.0, 110.0, 125.0, 150.0, 168.0, 200.0, 250.0, 398.0]
HV 200A | HV 200A | 200 | 0 | [10.0, 4.267, 1.21, 0.403, 0.1, 0.058, 0.022, 0.01] | [10.0, 3.73, 1.654, 0.328, 0.1, 0.0531, 0.019, 0.01] | 0 | [600.0, 700.0, 900.0, 1150.0, 1665.0, 2000.0, 3000.0, 4313.0] | [1200.0, 1500.0, 1800.0, 2700.0, 3960.0, 5000.0, 7500.0, 10620.0]
HV 20A | HV 20A | 20 | 0 | [10.0, 1.3, 0.3, 0.155, 0.1, 0.0555, 0.023, 0.01] | [10.0, 1.3, 0.161, 0.1, 0.0611, 0.0399, 0.0141, 0.01] | 0 | [60.0, 70.0, 80.0, 87.0, 94.0, 110.0, 150.0, 216.0] | [120.0, 150.0, 200.0, 223.0, 260.0, 300.0, 450.0, 532.0]
HV 25A | HV 25A | 25 | 0 | [10.0, 2.512, 0.833, 0.299, 0.1, 0.0372, 0.0223, 0.01] | [10.0, 3.125, 0.597, 0.198, 0.1, 0.0378, 0.022, 0.01] | 0 | [75.0, 82.0, 90.0, 100.0, 124.0, 170.0, 200.0, 289.0] | [150.0, 170.0, 210.0, 250.0, 294.0, 400.0, 500.0, 711.0]
HV 31.5A | HV 31.5A | 31.5 | 0 | [10.0, 2.34, 0.722, 0.181, 0.1, 0.055, 0.0296, 0.01] | [10.0, 2.84, 0.368, 0.164, 0.1, 0.0621, 0.0378, 0.0195, 0.01] | 0 | [95.0, 110.0, 125.0, 150.0, 165.0, 200.0, 250.0, 390.0] | [189.0, 220.0, 300.0, 350.0, 393.0, 450.0, 530.0, 700.0, 960.0]
HV 40A | HV 40A | 40 | 0 | [10.0, 1.3, 0.161, 0.1, 0.0611, 0.0399, 0.0141, 0.01] | [10.0, 2.05, 0.369, 0.198, 0.1, 0.051, 0.0298, 0.01] | 0 | [120.0, 150.0, 200.0, 223.0, 260.0, 300.0, 450.0, 532.0] | [240.0, 300.0, 400.0, 450.0, 530.0, 650.0, 800.0, 1311.0]
HV 50A | HV 50A | 50 | 0 | [10.0, 3.215, 0.597, 0.198, 0.1, 0.0378, 0.022, 0.01] | [10.0, 3.64, 0.854, 0.281, 0.1, 0.0531, 0.022, 0.01] | 0 | [150.0, 170.0, 210.0, 250.0, 294.0, 400.0, 500.0, 711.0] | [300.0, 350.0, 450.0, 550.0, 700.0, 850.0, 1200.0, 1752.0]
HV 6.3A | HV 6.3A | 6.3 | 0 | [10.0, 1.39, 0.344, 0.168, 0.1, 0.056, 0.0263, 0.01] | [10.0, 1.711, 0.516, 0.198, 0.1, 0.0634, 0.0303, 0.01] | 0 | [19.0, 19.5, 20.4, 20.8, 22.0, 25.0, 32.0, 48.0] | [38.0, 40.0, 43.0, 48.0, 53.0, 60.0, 75.0, 118.0]
HV 63A | HV 63A | 63 | 0 | [10.0, 2.84, 0.368, 0.164, 0.1, 0.0621, 0.0378, 0.0195, 0.01] | [10.0, 1.82, 0.344, 0.1, 0.0467, 0.0269, 0.01] | 0 | [189.0, 220.0, 300.0, 350.0, 393.0, 450.0, 530.0, 700.0, 961.0] | [378.0, 500.0, 700.0, 934.0, 1200.0, 1500.0, 2366.0]
HV 80A | HV 80A | 80 | 0 | [10.0, 2.05, 0.369, 0.198, 0.1, 0.051, 0.0298, 0.01] | [10.0, 4.15, 1.03, 0.198, 0.1, 0.051, 0.0172, 0.01] | 0 | [240.0, 300.0, 400.0, 450.0, 530.0, 650.0, 800.0, 1311.0] | [480.0, 550.0, 700.0, 1000.0, 1260.0, 1600.0, 2500.0, 3227.0]
Siemens NH-1-100 | Siemens NH-1-100 | 100 | [5400.0, 2000.0, 400.0, 20.0, 1.0, 0.2, 0.012, 0.004] | 0 | 0 | [150.0, 190.0, 250.0, 430.0, 900.0, 1250.0, 2700.0, 3600.0] | 0 | 0
Siemens NH-1-125 | Siemens NH-1-125 | 125 | [4800.0, 120.0, 7.0, 0.1, 0.004] | 0 | 0 | [180.0, 400.0, 740.0, 2000.0, 4250.0] | 0 | 0
Siemens NH-1-16 | Siemens NH-1-16 | 16 | [4000.0, 400.0, 2.0, 0.1, 0.04, 0.01] | 0 | 0 | [26.0, 35.0, 75.0, 150.0, 200.0, 300.0] | 0 | 0
Siemens NH-1-160 | Siemens NH-1-160 | 160 | [4800.0, 120.0, 7.0, 0.1, 0.004] | 0 | 0 | [210.0, 500.0, 900.0, 2300.0, 5000.0] | 0 | 0
Siemens NH-1-25 | Siemens NH-1-25 | 25 | [4000.0, 1000.0, 10.0, 0.2, 0.02, 0.01] | 0 | 0 | [40.0, 50.0, 100.0, 210.0, 400.0, 500.0] | 0 | 0
Siemens NH-1-50 | Siemens NH-1-50 | 50 | [4000.0, 40.0, 4.0, 1.0, 0.02, 0.01] | 0 | 0 | [86.0, 200.0, 300.0, 400.0, 1000.0, 1280.0] | 0 | 0
Siemens NH-1-63 | Siemens NH-1-63 | 63 | [4000.0, 100.0, 10.0, 2.0, 0.04, 0.01] | 0 | 0 | [100.0, 200.0, 300.0, 400.0, 1000.0, 1500.0] | 0 | 0
Siemens NH-1-80 | Siemens NH-1-80 | 80 | [4800.0, 120.0, 7.0, 0.1, 0.01] | 0 | 0 | [150.58, 250.0, 450.0, 1150.0, 2470.0] | 0 | 0
Siemens NH-2-1000 | Siemens NH-2-1000 | 1000 | [4800.0, 120.0, 7.0, 0.1, 0.004] | 0 | 0 | [1900.0, 3500.0, 8400.0, 24000.0, 52000.0] | 0 | 0
Siemens NH-2-200 | Siemens NH-2-200 | 200 | [4800.0, 120.0, 7.0, 0.1, 0.004] | 0 | 0 | [280.0, 650.0, 1200.0, 3000.0, 7000.0] | 0 | 0
Siemens NH-2-224 | Siemens NH-2-224 | 224 | [4800.0, 120.0, 7.0, 0.2, 0.04, 0.004] | 0 | 0 | [400.0, 750.0, 1453.0, 3025.0, 4315.0, 7600.0] | 0 | 0
Siemens NH-2-250 | Siemens NH-2-250 | 250 | [4800.0, 120.0, 7.0, 0.1, 0.004] | 0 | 0 | [450.0, 800.0, 1650.0, 4000.0, 8500.0] | 0 | 0
Siemens NH-2-315 | Siemens NH-2-315 | 315 | [4800.0, 120.0, 7.0, 0.1, 0.004] | 0 | 0 | [550.0, 920.0, 1900.0, 5000.0, 11000.0] | 0 | 0
Siemens NH-2-355 | Siemens NH-2-355 | 355 | [4800.0, 120.0, 6.0, 0.1, 0.004] | 0 | 0 | [650.0, 1116.27, 2350.0, 5840.0, 12790.0] | 0 | 0
Siemens NH-2-400 | Siemens NH-2-400 | 400 | [4800.0, 120.0, 7.0, 0.1, 0.004] | 0 | 0 | [720.0, 1350.0, 2800.0, 6500.0, 15000.0] | 0 | 0
Siemens NH-2-425 | Siemens NH-2-425 | 425 | [4800.0, 120.0, 7.0, 0.1, 0.004] | 0 | 0 | [850.0, 1500.0, 3050.0, 7500.0, 16500.0] | 0 | 0
Siemens NH-2-630 | Siemens NH-2-630 | 630 | [4800.0, 120.0, 7.0, 0.1, 0.004] | 0 | 0 | [1200.0, 2000.0, 4800.0, 12000.0, 26000.0] | 0 | 0

## res_bus
| vm_pu | va_degree | p_mw | q_mvar
0 | 0.97742 | -0.43324 | 0.0019822 | 0.00049678
1 | 0.97745 | -0.43272 | 0 | 0
2 | 0.97371 | -0.50627 | 0 | 0
3 | 0.97381 | -0.5043 | 0 | 0
4 | 0.97149 | -0.55004 | 0 | 0
5 | 0.97742 | -0.43339 | 0 | 0
6 | 0.97748 | -0.43212 | 0 | 0
7 | 0.97513 | -0.47816 | 0.0057951 | 0.0014524
8 | 0.97122 | -0.55533 | 0.0027031 | 0.00067745
9 | 0.97119 | -0.55606 | 0.0030534 | 0.00076526
10 | 0.97143 | -0.55126 | 0.00086203 | 0.00021604
11 | 0.97734 | -0.4349 | 0.0018874 | 0.00047303
12 | 0.9761 | -0.45906 | 0 | 0
13 | 0.98004 | -0.38219 | 0.005695 | 0.0014273
14 | 0.97587 | -0.46377 | 0.0030998 | 0.00077689
15 | 0.97118 | -0.55624 | 0 | 0
16 | 0.97099 | -0.55987 | 0 | 0
17 | 0.97139 | -0.55203 | 0.0019209 | 0.00048143
18 | 0.98801 | -0.2284 | 0 | 0
19 | 0.98855 | -0.21804 | 0 | 0
20 | 0.98744 | -0.23964 | 0.003278 | 0.00082155
21 | 0.97725 | -0.43666 | 0.0012498 | 0.00031322
22 | 0.97475 | -0.48569 | 0.0046034 | 0.0011537
23 | 0.97413 | -0.49794 | 0 | 0
24 | 0.97308 | -0.51846 | 0 | 0
25 | 0.98388 | -0.30779 | 0.0080409 | 0.0020152
26 | 0.97093 | -0.56105 | 0.010992 | 0.0027549
27 | 0.97158 | -0.54817 | 0.0057012 | 0.0014288
28 | 0.97069 | -0.56578 | 0.012548 | 0.0031449
29 | 0.97205 | -0.53883 | 0.0090508 | 0.0022683
30 | 0.97038 | -0.57196 | 0.011012 | 0.0027598
31 | 0.97301 | -0.51986 | 0.0017155 | 0.00042996
32 | 0.98712 | -0.24574 | 0.0036519 | 0.00091526
33 | 0.98741 | -0.24006 | 0.0013701 | 0.00034339
34 | 0.98701 | -0.24799 | 0.0061142 | 0.0015324
35 | 0.98869 | -0.21525 | 0 | 0
36 | 0.98771 | -0.23435 | 0.0039951 | 0.0010013
37 | 0.99068 | -0.17713 | 0.0026256 | 0.00065803
38 | 0.98694 | -0.24884 | 0.0080213 | 0.0020103
39 | 0.98821 | -0.22457 | 0 | 0
40 | 0.9873 | -0.24234 | 0 | 0
41 | 0.97287 | -0.52262 | 0.0042236 | 0.0010585
42 | 0.97285 | -0.52309 | 0.0013768 | 0.00034505
43 | 0.9966 | -0.064536 | 0.0043062 | 0.0010792
44 | 0.99669 | -0.062889 | 0.0045603 | 0.0011429
45 | 0.98686 | -0.25091 | 0.0040377 | 0.0010119
46 | 0.9866 | -0.25584 | 0.003313 | 0.00083033
47 | 0.99451 | -0.10428 | 0 | 0
48 | 0.99327 | -0.12806 | 0.0022956 | 0.00057533
49 | 0.9952 | -0.091154 | 0.0010091 | 0.00025291
50 | 0.98799 | -0.2288 | 0.0050803 | 0.0012732
51 | 0.98996 | -0.19192 | 0.096616 | 0.024214
52 | 0.99674 | -0.061658 | 0 | 0
53 | 0.98466 | -0.29436 | 0 | 0
54 | 0.9833 | -0.32072 | 0.0028583 | 0.00071635
55 | 0.98692 | -0.25056 | 0 | 0
56 | 0.98456 | -0.29641 | 0.0047748 | 0.0011967
57 | 0.98795 | -0.22973 | 0.0076602 | 0.0019198
58 | 0.99155 | -0.16039 | 0.0027357 | 0.00068562
59 | 0.98604 | -0.26619 | 0.0077873 | 0.0019517
60 | 0.97117 | -0.55644 | 0.00014293 | 3.5823e-05
61 | 0.97086 | -0.56255 | 0 | 0
62 | 0.97082 | -0.56341 | 0.0024225 | 0.00060714
63 | 0.97117 | -0.55647 | 0.00038234 | 9.5823e-05
64 | 0.97076 | -0.56448 | 0.00035013 | 8.7751e-05
65 | 0.97072 | -0.56539 | 0.0018349 | 0.00045988
66 | 0.97069 | -0.56587 | 0.0017822 | 0.00044667
67 | 0.97069 | -0.56592 | 0.00063315 | 0.00015868
68 | 0.98263 | -0.33331 | 0.0042604 | 0.0010678
69 | 0.98276 | -0.33074 | 0.0043836 | 0.0010986
70 | 0.98251 | -0.33575 | 0 | 0
71 | 0.98297 | -0.32663 | 0 | 0
72 | 0.98178 | -0.34998 | 0.0011115 | 0.00027856
73 | 0.98286 | -0.3288 | 0.0027819 | 0.00069721
74 | 0.98427 | -0.30129 | 0.0046879 | 0.0011749
75 | 0.98123 | -0.36066 | 0 | 0
76 | 0.98101 | -0.36552 | 0.0047454 | 0.0011893
77 | 0.98106 | -0.36456 | 0 | 0
78 | 0.98516 | -0.28403 | 0.0050514 | 0.001266
79 | 0.98059 | -0.37332 | 0 | 0
80 | 0.98097 | -0.36622 | 0.0013197 | 0.00033076
81 | 0.98021 | -0.38104 | 0.0020833 | 0.00052212
82 | 0.98214 | -0.34343 | 0.0032269 | 0.00080874
83 | 0.98914 | -0.207 | 0.0038931 | 0.0009757
84 | 0.98835 | -0.22226 | 0.0023005 | 0.00057656
85 | 0.99072 | -0.17672 | 0.0079541 | 0.0019935
86 | 0.988 | -0.22905 | 0.002198 | 0.00055088
87 | 0.99096 | -0.17206 | 0.0031765 | 0.00079611
88 | 0.98582 | -0.27127 | 0 | 0
89 | 0.99202 | -0.15178 | 0 | 0
90 | 0.98553 | -0.27683 | 0 | 0
91 | 0.98495 | -0.28806 | 0 | 0
92 | 0.99265 | -0.13965 | 0.00044512 | 0.00011156
93 | 0.98336 | -0.31893 | 0.0021992 | 0.00055118
94 | 0.98049 | -0.37519 | 0 | 0
95 | 0.98024 | -0.38015 | 0 | 0
96 | 0.9803 | -0.37894 | 0.0020213 | 0.00050658
97 | 0.9802 | -0.38102 | 0.0019106 | 0.00047883
98 | 0.98095 | -0.36667 | 0.0011702 | 0.00029329
99 | 0.98047 | -0.3757 | 0.0028645 | 0.0007179
100 | 0.98037 | -0.37754 | 0.0020701 | 0.0005188
101 | 0.98033 | -0.37831 | 0.0022927 | 0.00057461
102 | 0.98019 | -0.38103 | 0.0021756 | 0.00054525
103 | 0.99454 | -0.10357 | 0 | 0
104 | 0.99561 | -0.083295 | 0.0011144 | 0.00027929
105 | 0.99439 | -0.10657 | 0.003927 | 0.0009842
106 | 0.99437 | -0.10683 | 0.0015636 | 0.00039188
107 | 0.99618 | -0.072444 | 0.0026412 | 0.00066195
108 | 0.99665 | -0.063392 | 0.0015741 | 0.0003945
109 | 0.97778 | -0.42876 | 0.0012352 | 0.00030956
110 | 0.97853 | -0.41398 | 0.014182 | 0.0035544
111 | 0.97767 | -0.43098 | 0.0011002 | 0.00027575
112 | 0.97958 | -0.39349 | 0.0036795 | 0.00092218
113 | 0.97737 | -0.43695 | 0 | 0
114 | 0.97706 | -0.44295 | 0 | 0
115 | 0.97731 | -0.43798 | 0.0022806 | 0.00057157
116 | 0.97692 | -0.44566 | 0.0052643 | 0.0013193
117 | 0.97731 | -0.43802 | 0.0044635 | 0.0011187
118 | 0.98229 | -0.34046 | 0.002071 | 0.00051904
119 | 0.98231 | -0.34017 | 0.0016079 | 0.00040299
120 | 0.98746 | -0.24021 | 0.0072817 | 0.001825
121 | 0.9832 | -0.3221 | 0.0020965 | 0.00052544
122 | 0.98051 | -0.37461 | 0.005695 | 0.0014273
123 | 0.97946 | -0.39515 | 0.09667 | 0.024228
124 | 0.9773 | -0.43825 | 0.00052062 | 0.00013048
125 | 0.99318 | -0.12925 | 0.0035478 | 0.00088915
126 | 0.99352 | -0.12291 | 0.0004722 | 0.00011834
127 | 0.99387 | -0.1161 | 0.0017438 | 0.00043705
128 | 0.99468 | -0.1007 | 0 | 0
129 | 0.99475 | -0.099432 | 0.00096975 | 0.00024304
130 | 0.99549 | -0.085321 | 0.001864 | 0.00046716
131 | 0.99566 | -0.082099 | 0.0025174 | 0.00063092
132 | 0.9968 | -0.0608 | 0.0025258 | 0.00063304
133 | 0.99685 | -0.059742 | 0.001324 | 0.00033183
134 | 0.99717 | -0.053615 | 0 | 0
135 | 0.99819 | -0.034297 | 0.0012871 | 0.00032258
136 | 0.99821 | -0.03391 | 0.0012395 | 0.00031064
137 | 0.99869 | -0.024676 | 0.0014208 | 0.00035609
138 | 0.99982 | -0.0033416 | 0.00058204 | 0.00014587
139 | 1 | 0 | -0.54571 | -0.13954
140 | 0.99813 | -0.035388 | 0.0057867 | 0.0014503
141 | 0.99998 | 149.9956 | 0 | 0

## res_line
| p_from_mw | q_from_mvar | p_to_mw | q_to_mvar | pl_mw | ql_mvar | i_from_ka | i_to_ka | i_ka | vm_from_pu | va_from_degree | vm_to_pu | va_to_degree | loading_percent
0 | -0.0019822 | -0.00049678 | 0.0019822 | 0.00049663 | 4.893e-08 | -1.4828e-07 | 0.0030177 | 0.0030176 | 0.0030177 | 0.97742 | -0.43324 | 0.97745 | -0.43272 | 0.82903
1 | 0.0031376 | 0.00078508 | -0.0031375 | -0.00078516 | 9.9219e-08 | -8.188e-08 | 0.004776 | 0.0047761 | 0.0047761 | 0.97745 | -0.43272 | 0.97742 | -0.43339 | 1.3121
2 | -0.0051198 | -0.0012817 | 0.00512 | 0.0012817 | 1.4794e-07 | 1.327e-08 | 0.0077936 | 0.0077936 | 0.0077936 | 0.97745 | -0.43272 | 0.97748 | -0.43212 | 2.1411
3 | -0.016128 | -0.0040493 | 0.01613 | 0.0040502 | 1.512e-06 | 8.8515e-07 | 0.02465 | 0.02465 | 0.02465 | 0.97371 | -0.50627 | 0.97381 | -0.5043 | 6.7719
4 | 0.016128 | 0.0040493 | -0.016095 | -0.0040296 | 3.3605e-05 | 1.9677e-05 | 0.02465 | 0.02465 | 0.02465 | 0.97371 | -0.50627 | 0.97149 | -0.55004 | 6.7721
5 | -0.01613 | -0.0040502 | 0.01615 | 0.004062 | 2.0144e-05 | 1.1791e-05 | 0.02465 | 0.024649 | 0.02465 | 0.97381 | -0.5043 | 0.97513 | -0.47816 | 6.7719
6 | 0.0032292 | 0.00080707 | -0.0032284 | -0.00080765 | 8.1175e-07 | -5.7606e-07 | 0.0049453 | 0.0049457 | 0.0049457 | 0.97149 | -0.55004 | 0.97122 | -0.55533 | 1.3587
7 | 0.010082 | 0.0025255 | -0.010079 | -0.002524 | 2.8912e-06 | 1.4502e-06 | 0.015442 | 0.015442 | 0.015442 | 0.97149 | -0.55004 | 0.97119 | -0.55606 | 4.2424
8 | 0.0027832 | 0.00069706 | -0.002783 | -0.00069725 | 1.6199e-07 | -1.9064e-07 | 0.0042628 | 0.0042629 | 0.0042629 | 0.97149 | -0.55004 | 0.97143 | -0.55126 | 1.1711
9 | 0.0031375 | 0.00078516 | -0.0031373 | -0.00078535 | 2.2542e-07 | -1.8598e-07 | 0.0047761 | 0.0047762 | 0.0047762 | 0.97742 | -0.43339 | 0.97734 | -0.4349 | 1.3121
10 | 0.086665 | 0.021886 | -0.086553 | -0.021814 | 0.00011175 | 7.1307e-05 | 0.13199 | 0.13199 | 0.13199 | 0.97748 | -0.43212 | 0.9761 | -0.45906 | 36.2607
11 | -0.091785 | -0.023167 | 0.092005 | 0.023308 | 0.00022008 | 0.00014048 | 0.13978 | 0.13978 | 0.13978 | 0.97748 | -0.43212 | 0.98004 | -0.38219 | 38.4018
12 | -0.021945 | -0.0055143 | 0.02196 | 0.0055235 | 1.508e-05 | 9.2039e-06 | 0.033492 | 0.033492 | 0.033492 | 0.97513 | -0.47816 | 0.97587 | -0.46377 | 9.2012
13 | 0.0005253 | 0.00013019 | -0.00052528 | -0.00013134 | 2.2734e-08 | -1.1446e-06 | 0.00080429 | 0.00080471 | 0.00080471 | 0.97122 | -0.55533 | 0.97118 | -0.55624 | 0.22107
14 | 0.0070259 | 0.0017588 | -0.0070246 | -0.0017583 | 1.2741e-06 | 4.5264e-07 | 0.010764 | 0.010764 | 0.010764 | 0.97119 | -0.55606 | 0.97099 | -0.55987 | 2.9572
15 | 0.001921 | 0.00048121 | -0.0019209 | -0.00048143 | 6.9905e-08 | -2.2179e-07 | 0.0029425 | 0.0029426 | 0.0029426 | 0.97143 | -0.55126 | 0.97139 | -0.55203 | 0.8084
16 | 0.0012499 | 0.00031232 | -0.0012498 | -0.00031322 | 1.0468e-07 | -8.9905e-07 | 0.0019026 | 0.001903 | 0.001903 | 0.97734 | -0.4349 | 0.97725 | -0.43666 | 0.52279
17 | 0.061487 | 0.01551 | -0.061409 | -0.015461 | 7.8265e-05 | 4.9794e-05 | 0.09377 | 0.09377 | 0.09377 | 0.9761 | -0.45906 | 0.97475 | -0.48569 | 25.761
18 | 0.025065 | 0.0063039 | -0.02506 | -0.0063004 | 5.6392e-06 | 3.4804e-06 | 0.038219 | 0.038219 | 0.038219 | 0.9761 | -0.45906 | 0.97587 | -0.46377 | 10.4997
19 | -0.0977 | -0.024735 | 0.09805 | 0.024959 | 0.00035031 | 0.00022366 | 0.14843 | 0.14843 | 0.14843 | 0.98004 | -0.38219 | 0.98388 | -0.30779 | 40.7772
20 | 0.00052528 | 0.00013134 | -0.00052527 | -0.00013159 | 5.1075e-09 | -2.5696e-07 | 0.00080471 | 0.0008048 | 0.0008048 | 0.97118 | -0.55624 | 0.97117 | -0.55644 | 0.2211
21 | 0.0024161 | 0.00060409 | -0.0024158 | -0.00060464 | 3.0813e-07 | -5.4422e-07 | 0.003702 | 0.0037023 | 0.0037023 | 0.97099 | -0.55987 | 0.97086 | -0.56255 | 1.0171
22 | 0.0046086 | 0.0011542 | -0.0046078 | -0.0011542 | 7.7493e-07 | -1.6443e-08 | 0.0070622 | 0.0070624 | 0.0070624 | 0.97099 | -0.55987 | 0.97082 | -0.56341 | 1.9402
23 | -0.014426 | -0.0036185 | 0.014433 | 0.0036225 | 7.1235e-06 | 4.0434e-06 | 0.021727 | 0.021727 | 0.021727 | 0.98801 | -0.2284 | 0.98855 | -0.21804 | 5.9689
24 | 0.014426 | 0.0036185 | -0.014418 | -0.0036141 | 7.7285e-06 | 4.3874e-06 | 0.021727 | 0.021727 | 0.021727 | 0.98801 | -0.2284 | 0.98744 | -0.23964 | 5.969
25 | -0.025794 | -0.0064722 | 0.025797 | 0.0064743 | 3.4415e-06 | 2.1245e-06 | 0.038829 | 0.038829 | 0.038829 | 0.98855 | -0.21804 | 0.98869 | -0.21525 | 10.6673
26 | 0.011361 | 0.0028497 | -0.011352 | -0.0028451 | 8.8229e-06 | 4.6163e-06 | 0.017102 | 0.017103 | 0.017103 | 0.98855 | -0.21804 | 0.98771 | -0.23435 | 4.6986
27 | 0.01114 | 0.0027926 | -0.01114 | -0.0027924 | 2.2228e-07 | 1.1535e-07 | 0.016787 | 0.016787 | 0.016787 | 0.98744 | -0.23964 | 0.98741 | -0.24006 | 4.6119
28 | 0.056806 | 0.014307 | -0.056772 | -0.014286 | 3.3266e-05 | 2.1144e-05 | 0.086743 | 0.086743 | 0.086743 | 0.97475 | -0.48569 | 0.97413 | -0.49794 | 23.8305
29 | 0.056772 | 0.014286 | -0.056717 | -0.01425 | 5.5606e-05 | 3.5343e-05 | 0.086743 | 0.086743 | 0.086743 | 0.97413 | -0.49794 | 0.97308 | -0.51846 | 23.8305
30 | 0.0073172 | 0.0018337 | -0.0073167 | -0.0018335 | 4.8892e-07 | 1.8355e-07 | 0.011189 | 0.011189 | 0.011189 | 0.97308 | -0.51846 | 0.97301 | -0.51986 | 3.074
31 | 0.0494 | 0.012417 | -0.049352 | -0.012386 | 4.8002e-05 | 3.0443e-05 | 0.075554 | 0.075554 | 0.075554 | 0.97308 | -0.51846 | 0.97205 | -0.53883 | 20.7566
32 | -0.10609 | -0.026974 | 0.1063 | 0.02711 | 0.00021309 | 0.0001361 | 0.16059 | 0.16059 | 0.16059 | 0.98388 | -0.30779 | 0.98604 | -0.26619 | 44.1181
33 | -0.034561 | -0.0086645 | 0.034582 | 0.0086778 | 2.1213e-05 | 1.3327e-05 | 0.052967 | 0.052967 | 0.052967 | 0.97093 | -0.56105 | 0.97158 | -0.54817 | 14.5515
34 | 0.023569 | 0.0059097 | -0.023563 | -0.0059064 | 5.3148e-06 | 3.2672e-06 | 0.036121 | 0.036122 | 0.036122 | 0.97093 | -0.56105 | 0.97069 | -0.56578 | 9.9235
35 | -0.040283 | -0.010107 | 0.040301 | 0.010118 | 1.7946e-05 | 1.1329e-05 | 0.061699 | 0.061699 | 0.061699 | 0.97158 | -0.54817 | 0.97205 | -0.53883 | 16.9503
36 | 0.011015 | 0.0027615 | -0.011012 | -0.0027598 | 3.2448e-06 | 1.7016e-06 | 0.016886 | 0.016886 | 0.016886 | 0.97069 | -0.56578 | 0.97038 | -0.57196 | 4.639
37 | 0.0056012 | 0.0014035 | -0.0056004 | -0.0014034 | 7.3464e-07 | 1.3858e-07 | 0.0085657 | 0.0085658 | 0.0085658 | 0.97301 | -0.51986 | 0.97287 | -0.52262 | 2.3532
38 | -0.0097668 | -0.0024478 | 0.0097694 | 0.0024491 | 2.6413e-06 | 1.2749e-06 | 0.014723 | 0.014723 | 0.014723 | 0.98712 | -0.24574 | 0.98741 | -0.24006 | 4.0447
39 | 0.0061148 | 0.0015325 | -0.0061142 | -0.0015324 | 6.5536e-07 | 1.5652e-07 | 0.0092177 | 0.0092178 | 0.0092178 | 0.98712 | -0.24574 | 0.98701 | -0.24799 | 2.5324
40 | -0.16095 | -0.040932 | 0.16125 | 0.041121 | 0.00029619 | 0.00018887 | 0.24245 | 0.24245 | 0.24245 | 0.98869 | -0.21525 | 0.99068 | -0.17713 | 33.3039
41 | 0.12241 | 0.03126 | -0.12221 | -0.031133 | 0.00019844 | 0.0001268 | 0.18443 | 0.18443 | 0.18443 | 0.98869 | -0.21525 | 0.98694 | -0.24884 | 50.6689
42 | 0.012749 | 0.0031977 | -0.012743 | -0.0031946 | 5.6644e-06 | 3.0994e-06 | 0.019189 | 0.019189 | 0.019189 | 0.98869 | -0.21525 | 0.98821 | -0.22457 | 5.2717
43 | 0.0073573 | 0.0018438 | -0.0073545 | -0.0018428 | 2.8021e-06 | 1.0152e-06 | 0.011084 | 0.011084 | 0.011084 | 0.98771 | -0.23435 | 0.9873 | -0.24234 | 3.0451
44 | -0.16387 | -0.041779 | 0.16401 | 0.041863 | 0.00013254 | 8.4153e-05 | 0.2464 | 0.2464 | 0.2464 | 0.99068 | -0.17713 | 0.99155 | -0.16039 | 22.5637
45 | 0.11419 | 0.029123 | -0.11409 | -0.029062 | 9.5549e-05 | 6.1042e-05 | 0.17234 | 0.17234 | 0.17234 | 0.98694 | -0.24884 | 0.98604 | -0.26619 | 47.3465
46 | 0.012743 | 0.0031946 | -0.012741 | -0.0031932 | 2.5663e-06 | 1.4044e-06 | 0.019189 | 0.019189 | 0.019189 | 0.98821 | -0.22457 | 0.98799 | -0.2288 | 5.2717
47 | 0.0073545 | 0.0018428 | -0.0073515 | -0.0018417 | 2.9984e-06 | 1.0871e-06 | 0.011084 | 0.011085 | 0.011085 | 0.9873 | -0.24234 | 0.98686 | -0.25091 | 3.0452
48 | 0.0013768 | 0.00034483 | -0.0013768 | -0.00034505 | 3.1019e-08 | -2.1177e-07 | 0.0021057 | 0.0021058 | 0.0021058 | 0.97287 | -0.52262 | 0.97285 | -0.52309 | 0.57852
49 | -0.0043062 | -0.0010792 | 0.0043065 | 0.0010792 | 3.3792e-07 | -6.7802e-08 | 0.0064295 | 0.0064294 | 0.0064295 | 0.9966 | -0.064536 | 0.99669 | -0.062889 | 1.7663
50 | -0.0088668 | -0.0022221 | 0.0088676 | 0.0022225 | 8.8207e-07 | 3.8957e-07 | 0.013238 | 0.013238 | 0.013238 | 0.99669 | -0.062889 | 0.9968 | -0.0608 | 3.6367
51 | 0.0033138 | 0.00082976 | -0.003313 | -0.00083033 | 7.7907e-07 | -5.6432e-07 | 0.0049964 | 0.0049968 | 0.0049968 | 0.98686 | -0.25091 | 0.9866 | -0.25584 | 1.3727
52 | 0.16401 | 0.041576 | -0.16382 | -0.041457 | 0.00018723 | 0.00011886 | 0.24556 | 0.24556 | 0.24556 | 0.99451 | -0.10428 | 0.99327 | -0.12806 | 22.4874
53 | -0.16401 | -0.041576 | 0.16411 | 0.041641 | 0.0001035 | 6.5703e-05 | 0.24556 | 0.24556 | 0.24556 | 0.99451 | -0.10428 | 0.9952 | -0.091154 | 22.4874
54 | 0.16153 | 0.040881 | -0.16103 | -0.040567 | 0.0004935 | 0.00031468 | 0.24212 | 0.24212 | 0.24212 | 0.99327 | -0.12806 | 0.98996 | -0.19192 | 33.2588
55 | -0.16512 | -0.041894 | 0.16536 | 0.042043 | 0.00023459 | 0.00014893 | 0.24707 | 0.24707 | 0.24707 | 0.9952 | -0.091154 | 0.99674 | -0.061658 | 22.6256
56 | 0.0076605 | 0.00192 | -0.0076602 | -0.0019198 | 3.3926e-07 | 1.301e-07 | 0.011538 | 0.011538 | 0.011538 | 0.98799 | -0.2288 | 0.98795 | -0.22973 | 3.1697
57 | 0.064417 | 0.016352 | -0.064268 | -0.016257 | 0.00014928 | 9.4995e-05 | 0.0969 | 0.096901 | 0.096901 | 0.98996 | -0.19192 | 0.98746 | -0.24021 | 26.6211
58 | -0.34404 | -0.0879 | 0.34449 | 0.088192 | 0.00045582 | 0.00029118 | 0.5142 | 0.5142 | 0.5142 | 0.99674 | -0.061658 | 0.99819 | -0.034297 | 47.0881
59 | 0.17868 | 0.045857 | -0.1785 | -0.045745 | 0.00017705 | 0.00011254 | 0.26713 | 0.26713 | 0.26713 | 0.99674 | -0.061658 | 0.99566 | -0.082099 | 24.4626
60 | 0.052063 | 0.013142 | -0.051998 | -0.0131 | 6.5643e-05 | 4.1653e-05 | 0.078712 | 0.078712 | 0.078712 | 0.98466 | -0.29436 | 0.9833 | -0.32072 | 21.6241
61 | -0.056839 | -0.014339 | 0.056958 | 0.014414 | 0.00011948 | 7.5916e-05 | 0.085928 | 0.085928 | 0.085928 | 0.98466 | -0.29436 | 0.98692 | -0.25056 | 23.6066
62 | 0.0047753 | 0.0011967 | -0.0047748 | -0.0011967 | 4.6469e-07 | -5.239e-09 | 0.0072163 | 0.0072165 | 0.0072165 | 0.98466 | -0.29436 | 0.98456 | -0.29641 | 1.9825
63 | 0.04914 | 0.012384 | -0.049094 | -0.012355 | 4.5681e-05 | 2.8957e-05 | 0.074386 | 0.074387 | 0.074387 | 0.9833 | -0.32072 | 0.98231 | -0.34017 | 20.4359
64 | -0.056958 | -0.014414 | 0.056987 | 0.014432 | 2.8303e-05 | 1.7983e-05 | 0.085928 | 0.085928 | 0.085928 | 0.98692 | -0.25056 | 0.98746 | -0.24021 | 23.6066
65 | -0.16674 | -0.042549 | 0.16699 | 0.042708 | 0.00025119 | 0.00015952 | 0.2505 | 0.2505 | 0.2505 | 0.99155 | -0.16039 | 0.99318 | -0.12925 | 22.9396
66 | 0.00038234 | 9.5771e-05 | -0.00038234 | -9.5823e-05 | 5.4624e-10 | -5.2171e-08 | 0.0005858 | 0.00058582 | 0.00058582 | 0.97117 | -0.55644 | 0.97117 | -0.55647 | 0.16094
67 | 0.0024158 | 0.00060464 | -0.0024154 | -0.00060531 | 3.815e-07 | -6.7339e-07 | 0.0037023 | 0.0037026 | 0.0037026 | 0.97086 | -0.56255 | 0.97069 | -0.56587 | 1.0172
68 | 0.0021853 | 0.00054709 | -0.0021852 | -0.00054735 | 1.1142e-07 | -2.5618e-07 | 0.0033493 | 0.0033494 | 0.0033494 | 0.97082 | -0.56341 | 0.97076 | -0.56448 | 0.92016
69 | 0.001835 | 0.0004596 | -0.0018349 | -0.00045988 | 8.0007e-08 | -2.8218e-07 | 0.0028127 | 0.0028128 | 0.0028128 | 0.97076 | -0.56448 | 0.97072 | -0.56539 | 0.77275
70 | 0.00063315 | 0.00015864 | -0.00063315 | -0.00015868 | 1.3182e-09 | -4.5285e-08 | 0.00097057 | 0.00097058 | 0.00097058 | 0.97069 | -0.56587 | 0.97069 | -0.56592 | 0.26664
71 | -0.018736 | -0.0047044 | 0.018738 | 0.0047058 | 2.2933e-06 | 1.3715e-06 | 0.028376 | 0.028376 | 0.028376 | 0.98263 | -0.33331 | 0.98276 | -0.33074 | 7.7955
72 | 0.014476 | 0.0036366 | -0.014474 | -0.0036357 | 1.6887e-06 | 9.6213e-07 | 0.021924 | 0.021924 | 0.021924 | 0.98263 | -0.33331 | 0.98251 | -0.33575 | 6.0231
73 | -0.023122 | -0.0058044 | 0.023127 | 0.0058072 | 4.5336e-06 | 2.7765e-06 | 0.035013 | 0.035013 | 0.035013 | 0.98276 | -0.33074 | 0.98297 | -0.32663 | 9.6189
74 | 0.014474 | 0.0036357 | -0.014464 | -0.0036301 | 9.8218e-06 | 5.5964e-06 | 0.021924 | 0.021924 | 0.021924 | 0.98251 | -0.33575 | 0.98178 | -0.34998 | 6.0232
75 | 0.0027822 | 0.00069684 | -0.0027819 | -0.00069721 | 2.8802e-07 | -3.6451e-07 | 0.0042115 | 0.0042117 | 0.0042117 | 0.98297 | -0.32663 | 0.98286 | -0.3288 | 1.1571
76 | -0.025909 | -0.006504 | 0.02594 | 0.0065234 | 3.1353e-05 | 1.9376e-05 | 0.039224 | 0.039224 | 0.039224 | 0.98297 | -0.32663 | 0.98427 | -0.30129 | 10.7759
77 | 0.013353 | 0.0033515 | -0.013346 | -0.0033477 | 6.7971e-06 | 3.7909e-06 | 0.02024 | 0.02024 | 0.02024 | 0.98178 | -0.34998 | 0.98123 | -0.36066 | 5.5604
78 | -0.030628 | -0.0076983 | 0.030653 | 0.0077141 | 2.5271e-05 | 1.5774e-05 | 0.046311 | 0.046311 | 0.046311 | 0.98427 | -0.30129 | 0.98516 | -0.28403 | 12.7228
79 | 0.013346 | 0.0033477 | -0.013338 | -0.0033432 | 8.0518e-06 | 4.4915e-06 | 0.02024 | 0.02024 | 0.02024 | 0.98123 | -0.36066 | 0.98059 | -0.37332 | 5.5605
80 | -0.0047454 | -0.0011893 | 0.0047456 | 0.0011893 | 2.1634e-07 | -2.1398e-09 | 0.0071979 | 0.0071978 | 0.0071979 | 0.98101 | -0.36552 | 0.98106 | -0.36456 | 1.9774
81 | 0.0024902 | 0.00062345 | -0.00249 | -0.00062379 | 1.9657e-07 | -3.3816e-07 | 0.0037768 | 0.0037769 | 0.0037769 | 0.98106 | -0.36456 | 0.98097 | -0.36622 | 1.0376
82 | 0.034903 | 0.00878 | -0.034875 | -0.0087628 | 2.7445e-05 | 1.7236e-05 | 0.05295 | 0.05295 | 0.05295 | 0.98106 | -0.36456 | 0.98021 | -0.38104 | 14.5468
83 | -0.042138 | -0.010593 | 0.042181 | 0.01062 | 4.2562e-05 | 2.6888e-05 | 0.063925 | 0.063925 | 0.063925 | 0.98106 | -0.36456 | 0.98214 | -0.34343 | 17.5617
84 | -0.035705 | -0.0089801 | 0.035717 | 0.0089878 | 1.2277e-05 | 7.714e-06 | 0.053941 | 0.053941 | 0.053941 | 0.98516 | -0.28403 | 0.98553 | -0.27683 | 14.8189
85 | 0.013338 | 0.0033432 | -0.013337 | -0.0033426 | 1.1889e-06 | 6.6328e-07 | 0.02024 | 0.02024 | 0.02024 | 0.98059 | -0.37332 | 0.98049 | -0.37519 | 5.5605
86 | 0.0011703 | 0.00029304 | -0.0011702 | -0.00029329 | 2.5178e-08 | -2.5289e-07 | 0.0017751 | 0.0017752 | 0.0017752 | 0.98097 | -0.36622 | 0.98095 | -0.36667 | 0.48768
87 | 0.032792 | 0.0082407 | -0.032772 | -0.0082285 | 1.948e-05 | 1.2203e-05 | 0.049788 | 0.049788 | 0.049788 | 0.98021 | -0.38104 | 0.97958 | -0.39349 | 13.678
88 | -0.045408 | -0.011428 | 0.045414 | 0.011433 | 6.4554e-06 | 4.0854e-06 | 0.068814 | 0.068814 | 0.068814 | 0.98214 | -0.34343 | 0.98229 | -0.34046 | 18.9048
89 | 0.14794 | 0.037528 | -0.14784 | -0.037459 | 0.00010846 | 6.874e-05 | 0.22272 | 0.22272 | 0.22272 | 0.98914 | -0.207 | 0.98835 | -0.22226 | 20.3957
90 | -0.15184 | -0.038503 | 0.15206 | 0.038644 | 0.00022137 | 0.00014037 | 0.22858 | 0.22858 | 0.22858 | 0.98914 | -0.207 | 0.99072 | -0.17672 | 20.932
91 | 0.14554 | 0.036882 | -0.14549 | -0.036852 | 4.7438e-05 | 3.0057e-05 | 0.21926 | 0.21926 | 0.21926 | 0.98835 | -0.22226 | 0.988 | -0.22905 | 20.0785
92 | -0.16001 | -0.040637 | 0.16005 | 0.04066 | 3.5931e-05 | 2.2804e-05 | 0.24052 | 0.24052 | 0.24052 | 0.99072 | -0.17672 | 0.99096 | -0.17206 | 22.0259
93 | 0.14329 | 0.036301 | -0.143 | -0.036117 | 0.00028997 | 0.00018473 | 0.21595 | 0.21595 | 0.21595 | 0.988 | -0.22905 | 0.98582 | -0.27127 | 29.6631
94 | -0.16323 | -0.041456 | 0.16339 | 0.041557 | 0.00015948 | 0.00010125 | 0.24529 | 0.24529 | 0.24529 | 0.99096 | -0.17206 | 0.99202 | -0.15178 | 22.4627
95 | 0.035726 | 0.0089938 | -0.035717 | -0.0089878 | 9.5002e-06 | 5.9692e-06 | 0.053941 | 0.053941 | 0.053941 | 0.98582 | -0.27127 | 0.98553 | -0.27683 | 14.8189
96 | 0.10727 | 0.027123 | -0.10719 | -0.027068 | 8.6307e-05 | 5.5125e-05 | 0.16201 | 0.16201 | 0.16201 | 0.98582 | -0.27127 | 0.98495 | -0.28806 | 44.5073
97 | -0.16339 | -0.041557 | 0.16348 | 0.041618 | 9.5548e-05 | 6.0658e-05 | 0.24529 | 0.24529 | 0.24529 | 0.99202 | -0.15178 | 0.99265 | -0.13965 | 22.4627
98 | 0.10719 | 0.027068 | -0.10703 | -0.026967 | 0.00015834 | 0.00010113 | 0.16201 | 0.16201 | 0.16201 | 0.98495 | -0.28806 | 0.98336 | -0.31893 | 44.5074
99 | -0.16393 | -0.04173 | 0.16421 | 0.041911 | 0.00028569 | 0.00018137 | 0.24596 | 0.24596 | 0.24596 | 0.99265 | -0.13965 | 0.99454 | -0.10357 | 22.5238
100 | 0.10483 | 0.026416 | -0.10481 | -0.026405 | 1.5845e-05 | 1.0119e-05 | 0.15868 | 0.15868 | 0.15868 | 0.98336 | -0.31893 | 0.9832 | -0.3221 | 43.5931
101 | 0.0028645 | 0.00071783 | -0.0028645 | -0.0007179 | 6.863e-08 | -7.8211e-08 | 0.0043473 | 0.0043473 | 0.0043473 | 0.98049 | -0.37519 | 0.98047 | -0.3757 | 1.1943
102 | 0.010472 | 0.0026247 | -0.010471 | -0.0026242 | 1.1701e-06 | 5.9308e-07 | 0.015893 | 0.015893 | 0.015893 | 0.98049 | -0.37519 | 0.98037 | -0.37754 | 4.3662
103 | -0.0040863 | -0.001024 | 0.0040865 | 0.001024 | 2.3481e-07 | -5.4877e-08 | 0.006203 | 0.006203 | 0.006203 | 0.98024 | -0.38015 | 0.9803 | -0.37894 | 1.7041
104 | 0.0040863 | 0.001024 | -0.0040861 | -0.0010241 | 1.6941e-07 | -3.9572e-08 | 0.006203 | 0.0062031 | 0.0062031 | 0.98024 | -0.38015 | 0.9802 | -0.38102 | 1.7041
105 | -0.0061078 | -0.0015306 | 0.006108 | 0.0015306 | 1.8434e-07 | 4.5872e-08 | 0.0092711 | 0.0092711 | 0.0092711 | 0.9803 | -0.37894 | 0.98033 | -0.37831 | 2.547
106 | 0.0021756 | 0.00054525 | -0.0021756 | -0.00054525 | 8.7751e-10 | -2.1431e-09 | 0.0033027 | 0.0033027 | 0.0033027 | 0.9802 | -0.38102 | 0.98019 | -0.38103 | 0.90733
107 | 0.008401 | 0.0021054 | -0.0084007 | -0.0021052 | 3.0822e-07 | 1.3352e-07 | 0.012751 | 0.012751 | 0.012751 | 0.98037 | -0.37754 | 0.98033 | -0.37831 | 3.503
108 | -0.1697 | -0.043287 | 0.16987 | 0.043393 | 0.00016635 | 0.00010566 | 0.25418 | 0.25418 | 0.25418 | 0.99454 | -0.10357 | 0.99561 | -0.083295 | 23.2761
109 | 0.0054914 | 0.0013761 | -0.0054906 | -0.001376 | 7.8569e-07 | 1.0015e-07 | 0.0082161 | 0.0082163 | 0.0082163 | 0.99454 | -0.10357 | 0.99439 | -0.10657 | 2.2572
110 | -0.17098 | -0.043672 | 0.17107 | 0.043729 | 8.9737e-05 | 5.7003e-05 | 0.25584 | 0.25584 | 0.25584 | 0.99561 | -0.083295 | 0.99618 | -0.072444 | 23.4286
111 | 0.0015636 | 0.00039177 | -0.0015636 | -0.00039188 | 1.887e-08 | -1.0715e-07 | 0.0023398 | 0.0023399 | 0.0023399 | 0.99439 | -0.10657 | 0.99437 | -0.10683 | 0.64282
112 | -0.17371 | -0.044391 | 0.17379 | 0.044439 | 7.6089e-05 | 4.8345e-05 | 0.25979 | 0.25979 | 0.25979 | 0.99618 | -0.072444 | 0.99665 | -0.063392 | 23.7899
113 | -0.17536 | -0.044834 | 0.17545 | 0.044887 | 8.299e-05 | 5.2736e-05 | 0.26214 | 0.26214 | 0.26214 | 0.99665 | -0.063392 | 0.99717 | -0.053615 | 24.0051
114 | -0.014872 | -0.0037282 | 0.014882 | 0.0037342 | 1.0482e-05 | 6.0235e-06 | 0.022633 | 0.022633 | 0.022633 | 0.97778 | -0.42876 | 0.97853 | -0.41398 | 6.2178
115 | 0.013637 | 0.0034187 | -0.013635 | -0.0034178 | 1.4365e-06 | 8.0781e-07 | 0.020753 | 0.020753 | 0.020753 | 0.97778 | -0.42876 | 0.97767 | -0.43098 | 5.7014
116 | -0.029064 | -0.0072886 | 0.029093 | 0.0073063 | 2.8421e-05 | 1.7702e-05 | 0.044199 | 0.044199 | 0.044199 | 0.97853 | -0.41398 | 0.97958 | -0.39349 | 12.1425
117 | 0.012535 | 0.0031421 | -0.012532 | -0.0031401 | 3.5697e-06 | 1.9568e-06 | 0.019079 | 0.019079 | 0.019079 | 0.97767 | -0.43098 | 0.97737 | -0.43695 | 5.2414
118 | 0.0052664 | 0.0013196 | -0.0052649 | -0.0013194 | 1.5028e-06 | 1.8085e-07 | 0.0080179 | 0.0080182 | 0.0080182 | 0.97737 | -0.43695 | 0.97706 | -0.44295 | 2.2028
119 | 0.0072651 | 0.0018205 | -0.0072647 | -0.0018204 | 3.5395e-07 | 1.2985e-07 | 0.011061 | 0.011061 | 0.011061 | 0.97737 | -0.43695 | 0.97731 | -0.43798 | 3.0387
120 | 0.0052649 | 0.0013194 | -0.0052643 | -0.0013193 | 6.8189e-07 | 8.224e-08 | 0.0080182 | 0.0080183 | 0.0080183 | 0.97706 | -0.44295 | 0.97692 | -0.44566 | 2.2028
121 | 0.0049841 | 0.0012488 | -0.0049841 | -0.0012488 | 9.1786e-09 | 5.4821e-10 | 0.0075885 | 0.0075885 | 0.0075885 | 0.97731 | -0.43798 | 0.97731 | -0.43802 | 2.0847
122 | 0.00052063 | 0.00013018 | -0.00052062 | -0.00013048 | 5.7104e-09 | -3.0006e-07 | 0.00079258 | 0.00079269 | 0.00079269 | 0.97731 | -0.43802 | 0.9773 | -0.43825 | 0.21777
123 | -0.047485 | -0.011952 | 0.047486 | 0.011952 | 6.4993e-07 | 4.1172e-07 | 0.071951 | 0.071951 | 0.071951 | 0.98229 | -0.34046 | 0.98231 | -0.34017 | 19.7667
124 | 0.10272 | 0.02588 | -0.10246 | -0.025716 | 0.00025729 | 0.00016431 | 0.15551 | 0.15551 | 0.15551 | 0.9832 | -0.3221 | 0.98051 | -0.37461 | 42.7215
125 | 0.096765 | 0.024288 | -0.09667 | -0.024228 | 9.4703e-05 | 6.0463e-05 | 0.14686 | 0.14686 | 0.14686 | 0.98051 | -0.37461 | 0.97946 | -0.39515 | 40.3471
126 | -0.17054 | -0.043597 | 0.17059 | 0.043631 | 5.2338e-05 | 3.3248e-05 | 0.25582 | 0.25582 | 0.25582 | 0.99318 | -0.12925 | 0.99352 | -0.12291 | 23.4263
127 | -0.17107 | -0.043749 | 0.17112 | 0.043785 | 5.6377e-05 | 3.5815e-05 | 0.25652 | 0.25652 | 0.25652 | 0.99352 | -0.12291 | 0.99387 | -0.1161 | 23.4911
128 | -0.17287 | -0.044222 | 0.173 | 0.044304 | 0.00012895 | 8.1928e-05 | 0.25913 | 0.25913 | 0.25913 | 0.99387 | -0.1161 | 0.99468 | -0.1007 | 23.7302
129 | -0.173 | -0.044304 | 0.17301 | 0.044311 | 1.0667e-05 | 6.7772e-06 | 0.25913 | 0.25913 | 0.25913 | 0.99468 | -0.1007 | 0.99475 | -0.099432 | 23.7301
130 | -0.17398 | -0.044554 | 0.17409 | 0.044629 | 0.00011902 | 7.5625e-05 | 0.26058 | 0.26058 | 0.26058 | 0.99475 | -0.099432 | 0.99549 | -0.085321 | 23.863
131 | -0.17596 | -0.045096 | 0.17599 | 0.045114 | 2.7481e-05 | 1.7464e-05 | 0.26337 | 0.26337 | 0.26337 | 0.99549 | -0.085321 | 0.99566 | -0.082099 | 24.1181
132 | -0.011393 | -0.0028555 | 0.011394 | 0.0028558 | 5.7437e-07 | 2.9857e-07 | 0.017008 | 0.017008 | 0.017008 | 0.9968 | -0.0608 | 0.99685 | -0.059742 | 4.6726
133 | -0.012718 | -0.0031876 | 0.012722 | 0.0031896 | 3.7137e-06 | 2.0184e-06 | 0.018985 | 0.018984 | 0.018985 | 0.99685 | -0.059742 | 0.99717 | -0.053615 | 5.2155
134 | -0.18817 | -0.048076 | 0.18834 | 0.048182 | 0.000166 | 0.00010558 | 0.28112 | 0.28112 | 0.28112 | 0.99717 | -0.053615 | 0.99813 | -0.035388 | 25.7436
135 | -0.34578 | -0.088514 | 0.34579 | 0.088518 | 6.4831e-06 | 4.1415e-06 | 0.51612 | 0.51612 | 0.51612 | 0.99819 | -0.034297 | 0.99821 | -0.03391 | 47.2638
136 | -0.34703 | -0.088829 | 0.34718 | 0.088928 | 0.00015526 | 9.9183e-05 | 0.51797 | 0.51797 | 0.51797 | 0.99821 | -0.03391 | 0.99869 | -0.024676 | 47.433
137 | -0.3486 | -0.089284 | 0.34896 | 0.089515 | 0.00036073 | 0.00023045 | 0.52009 | 0.52008 | 0.52009 | 0.99869 | -0.024676 | 0.99982 | -0.0033416 | 47.6268
138 | -0.34955 | -0.089661 | 0.3496 | 0.089697 | 5.6667e-05 | 3.6201e-05 | 0.52095 | 0.52095 | 0.52095 | 0.99982 | -0.0033416 | 1 | 0 | 47.7061
139 | 0.19446 | 0.049844 | -0.19412 | -0.049632 | 0.00033298 | 0.00021186 | 0.28975 | 0.28975 | 0.28975 | 1 | 0 | 0.99813 | -0.035388 | 26.5335

## res_trafo
| p_hv_mw | q_hv_mvar | p_lv_mw | q_lv_mvar | pl_mw | ql_mvar | i_hv_ka | i_lv_ka | vm_hv_pu | va_hv_degree | vm_lv_pu | va_lv_degree | loading_percent
0 | -1.2729e-15 | -1.3162e-15 | 0.00165 | 1.2699e-07 | 0.00165 | 1.2699e-07 | 5.2857e-17 | 0.0023815 | 0.99998 | 149.9956 | 1 | 0 | 0.2619

## res_ext_grid
| p_mw | q_mvar
0 | 0.54863 | 0.14027

## res_load
| p_mw | q_mvar
0 | 0.0019822 | 0.00049678
1 | 0.0057951 | 0.0014524
2 | 0.0027031 | 0.00067745
3 | 0.0030534 | 0.00076526
4 | 0.00086203 | 0.00021604
5 | 0.0018874 | 0.00047303
6 | 0.005695 | 0.0014273
7 | 0.0030998 | 0.00077689
8 | 0.0019209 | 0.00048143
9 | 0.003278 | 0.00082155
10 | 0.0012498 | 0.00031322
11 | 0.0046034 | 0.0011537
12 | 0.0080409 | 0.0020152
13 | 0.010992 | 0.0027549
14 | 0.0057012 | 0.0014288
15 | 0.012548 | 0.0031449
16 | 0.0090508 | 0.0022683
17 | 0.011012 | 0.0027598
18 | 0.0017155 | 0.00042996
19 | 0.0036519 | 0.00091526
20 | 0.0013701 | 0.00034339
21 | 0.0061142 | 0.0015324
22 | 0.0039951 | 0.0010013
23 | 0.0026256 | 0.00065803
24 | 0.0080213 | 0.0020103
25 | 0.0042236 | 0.0010585
26 | 0.0013768 | 0.00034505
27 | 0.0043062 | 0.0010792
28 | 0.0045603 | 0.0011429
29 | 0.0040377 | 0.0010119
30 | 0.003313 | 0.00083033
31 | 0.0022956 | 0.00057533
32 | 0.0010091 | 0.00025291
33 | 0.0050803 | 0.0012732
34 | 0.096616 | 0.024214
35 | 0.0028583 | 0.00071635
36 | 0.0047748 | 0.0011967
37 | 0.0076602 | 0.0019198
38 | 0.0027357 | 0.00068562
39 | 0.0077873 | 0.0019517
40 | 0.00014293 | 3.5823e-05
41 | 0.0024225 | 0.00060714
42 | 0.00038234 | 9.5823e-05
43 | 0.00035013 | 8.7751e-05
44 | 0.0018349 | 0.00045988
45 | 0.0017822 | 0.00044667
46 | 0.00063315 | 0.00015868
47 | 0.0042604 | 0.0010678
48 | 0.0043836 | 0.0010986
49 | 0.0011115 | 0.00027856
50 | 0.0027819 | 0.00069721
51 | 0.0046879 | 0.0011749
52 | 0.0047454 | 0.0011893
53 | 0.0050514 | 0.001266
54 | 0.0013197 | 0.00033076
55 | 0.0020833 | 0.00052212
56 | 0.0032269 | 0.00080874
57 | 0.0038931 | 0.0009757
58 | 0.0023005 | 0.00057656
59 | 0.0079541 | 0.0019935
60 | 0.002198 | 0.00055088
61 | 0.0031765 | 0.00079611
62 | 0.00044512 | 0.00011156
63 | 0.0021992 | 0.00055118
64 | 0.0020213 | 0.00050658
65 | 0.0019106 | 0.00047883
66 | 0.0011702 | 0.00029329
67 | 0.0028645 | 0.0007179
68 | 0.0020701 | 0.0005188
69 | 0.0022927 | 0.00057461
70 | 0.0021756 | 0.00054525
71 | 0.0011144 | 0.00027929
72 | 0.003927 | 0.0009842
73 | 0.0015636 | 0.00039188
74 | 0.0026412 | 0.00066195
75 | 0.0015741 | 0.0003945
76 | 0.0012352 | 0.00030956
77 | 0.014182 | 0.0035544
78 | 0.0011002 | 0.00027575
79 | 0.0036795 | 0.00092218
80 | 0.0022806 | 0.00057157
81 | 0.0052643 | 0.0013193
82 | 0.0044635 | 0.0011187
83 | 0.002071 | 0.00051904
84 | 0.0016079 | 0.00040299
85 | 0.0072817 | 0.001825
86 | 0.0020965 | 0.00052544
87 | 0.005695 | 0.0014273
88 | 0.09667 | 0.024228
89 | 0.00052062 | 0.00013048
90 | 0.0035478 | 0.00088915
91 | 0.0004722 | 0.00011834
92 | 0.0017438 | 0.00043705
93 | 0.00096975 | 0.00024304
94 | 0.001864 | 0.00046716
95 | 0.0025174 | 0.00063092
96 | 0.0025258 | 0.00063304
97 | 0.001324 | 0.00033183
98 | 0.0012871 | 0.00032258
99 | 0.0012395 | 0.00031064
100 | 0.0014208 | 0.00035609
101 | 0.00058204 | 0.00014587
102 | 0.0029226 | 0.00073247
103 | 0.0057867 | 0.0014503

## dtypes
| element | column | dtype
0 | bus | name | object
1 | bus | vn_kv | float64
2 | bus | type | object
3 | bus | zone | object
4 | bus | in_service | bool
5 | load | name | object
6 | load | bus | uint32
7 | load | p_mw | float64
8 | load | q_mvar | float64
9 | load | const_z_percent | float64
10 | load | const_i_percent | float64
11 | load | sn_mva | float64
12 | load | scaling | float64
13 | load | in_service | bool
14 | load | type | object
15 | ext_grid | name | object
16 | ext_grid | bus | uint32
17 | ext_grid | vm_pu | float64
18 | ext_grid | va_degree | float64
19 | ext_grid | slack_weight | float64
20 | ext_grid | in_service | bool
21 | line | name | object
22 | line | std_type | object
23 | line | from_bus | uint32
24 | line | to_bus | uint32
25 | line | length_km | float64
26 | line | r_ohm_per_km | float64
27 | line | x_ohm_per_km | float64
28 | line | c_nf_per_km | float64
29 | line | g_us_per_km | float64
30 | line | max_i_ka | float64
31 | line | df | float64
32 | line | parallel | uint32
33 | line | type | object
34 | line | in_service | bool
35 | trafo | name | object
36 | trafo | std_type | object
37 | trafo | hv_bus | uint32
38 | trafo | lv_bus | uint32
39 | trafo | sn_mva | float64
40 | trafo | vn_hv_kv | float64
41 | trafo | vn_lv_kv | float64
42 | trafo | vk_percent | float64
43 | trafo | vkr_percent | float64
44 | trafo | pfe_kw | float64
45 | trafo | i0_percent | float64
46 | trafo | shift_degree | float64
47 | trafo | tap_side | object
48 | trafo | tap_neutral | int32
49 | trafo | tap_min | int32
50 | trafo | tap_max | int32
51 | trafo | tap_step_percent | float64
52 | trafo | tap_step_degree | float64
53 | trafo | tap_pos | int32
54 | trafo | tap_phase_shifter | bool
55 | trafo | parallel | uint32
56 | trafo | df | float64
57 | trafo | in_service | bool
58 | line_geodata | coords | object
59 | bus_geodata | x | float64
60 | bus_geodata | y | float64
61 | bus_geodata | coords | object
62 | res_bus | vm_pu | float64
63 | res_bus | va_degree | float64
64 | res_bus | p_mw | float64
65 | res_bus | q_mvar | float64
66 | res_line | p_from_mw | float64
67 | res_line | q_from_mvar | float64
68 | res_line | p_to_mw | float64
69 | res_line | q_to_mvar | float64
70 | res_line | pl_mw | float64
71 | res_line | ql_mvar | float64
72 | res_line | i_from_ka | float64
73 | res_line | i_to_ka | float64
74 | res_line | i_ka | float64
75 | res_line | vm_from_pu | float64
76 | res_line | va_from_degree | float64
77 | res_line | vm_to_pu | float64
78 | res_line | va_to_degree | float64
79 | res_line | loading_percent | float64
80 | res_trafo | p_hv_mw | float64
81 | res_trafo | q_hv_mvar | float64
82 | res_trafo | p_lv_mw | float64
83 | res_trafo | q_lv_mvar | float64
84 | res_trafo | pl_mw | float64
85 | res_trafo | ql_mvar | float64
86 | res_trafo | i_hv_ka | float64
87 | res_trafo | i_lv_ka | float64
88 | res_trafo | vm_hv_pu | float64
89 | res_trafo | va_hv_degree | float64
90 | res_trafo | vm_lv_pu | float64
91 | res_trafo | va_lv_degree | float64
92 | res_trafo | loading_percent | float64
93 | res_ext_grid | p_mw | float64
94 | res_ext_grid | q_mvar | float64
95 | res_load | p_mw | float64
96 | res_load | q_mvar | float64

## parameters
| version | format_version | converged | OPF_converged | name | f_hz | sn_mva
0 | 2.14.6 | 2.14.0 | TRUE | FALSE |  | 50 | 1