## bus
| name | vn_kv | type | zone | in_service
0 | bus_LV_198-7_0_4_node_0 | 0.4 | n |  | TRUE
1 | bus_LV_198-7_0_4_node_1 | 0.4 | n |  | TRUE
2 | bus_LV_198-7_0_4_node_3 | 0.4 | n |  | TRUE
3 | bus_LV_198-7_0_4_node_4 | 0.4 | n |  | TRUE
4 | bus_LV_198-7_0_4_node_2 | 0.4 | n |  | TRUE
5 | bus_LV_198-7_0_4_node_5 | 0.4 | n |  | TRUE
6 | bus_LV_198-7_0_4_node_6 | 0.4 | n |  | TRUE
7 | bus_LV_198-7_0_4_node_7 | 0.4 | n |  | TRUE
8 | bus_LV_198-7_0_4_node_32 | 0.4 | n |  | TRUE
9 | bus_LV_198-7_0_4_node_44 | 0.4 | n |  | TRUE
10 | bus_LV_198-7_0_4_node_42 | 0.4 | n |  | TRUE
11 | bus_LV_198-7_0_4_node_72 | 0.4 | n |  | TRUE
12 | bus_LV_198-7_0_4_node_160 | 0.4 | n |  | TRUE
13 | bus_LV_198-7_0_4_node_28 | 0.4 | n |  | TRUE
14 | bus_LV_198-7_0_4_node_8 | 0.4 | n |  | TRUE
15 | bus_LV_198-7_0_4_node_13 | 0.4 | n |  | TRUE
16 | bus_LV_198-7_0_4_node_11 | 0.4 | n |  | TRUE
17 | bus_LV_198-7_0_4_node_9 | 0.4 | n |  | TRUE
18 | bus_LV_198-7_0_4_node_100 | 0.4 | n |  | TRUE
19 | bus_LV_198-7_0_4_node_95 | 0.4 | n |  | TRUE
20 | bus_LV_198-7_0_4_node_12 | 0.4 | n |  | TRUE
21 | bus_LV_198-7_0_4_node_26 | 0.4 | n |  | TRUE
22 | bus_LV_198-7_0_4_node_152 | 0.4 | n |  | TRUE
23 | bus_LV_198-7_0_4_node_64 | 0.4 | n |  | TRUE
24 | bus_LV_198-7_0_4_node_49 | 0.4 | n |  | TRUE
25 | bus_LV_198-7_0_4_node_43 | 0.4 | n |  | TRUE
26 | bus_LV_198-7_0_4_node_71 | 0.4 | n |  | TRUE
27 | bus_LV_198-7_0_4_node_159 | 0.4 | n |  | TRUE
28 | bus_LV_198-7_0_4_node_27 | 0.4 | n |  | TRUE
29 | bus_LV_198-7_0_4_node_103 | 0.4 | n |  | TRUE
30 | bus_LV_198-7_0_4_node_135 | 0.4 | n |  | TRUE
31 | bus_LV_198-7_0_4_node_96 | 0.4 | n |  | TRUE
32 | bus_LV_198-7_0_4_node_101 | 0.4 | n |  | TRUE
33 | bus_LV_198-7_0_4_node_61 | 0.4 | n |  | TRUE
34 | bus_LV_198-7_0_4_node_140 | 0.4 | n |  | TRUE
35 | bus_LV_198-7_0_4_node_60 | 0.4 | n |  | TRUE
36 | bus_LV_198-7_0_4_node_25 | 0.4 | n |  | TRUE
37 | bus_LV_198-7_0_4_node_116 | 0.4 | n |  | TRUE
38 | bus_LV_198-7_0_4_node_118 | 0.4 | n |  | TRUE
39 | bus_LV_198-7_0_4_node_115 | 0.4 | n |  | TRUE
40 | bus_LV_198-7_0_4_node_153 | 0.4 | n |  | TRUE
41 | bus_LV_198-7_0_4_node_14 | 0.4 | n |  | TRUE
42 | bus_LV_198-7_0_4_node_15 | 0.4 | n |  | TRUE
43 | bus_LV_198-7_0_4_node_16 | 0.4 | n |  | TRUE
44 | bus_LV_198-7_0_4_node_17 | 0.4 | n |  | TRUE
45 | bus_LV_198-7_0_4_node_18 | 0.4 | n |  | TRUE
46 | bus_LV_198-7_0_4_node_62 | 0.4 | n |  | TRUE
47 | bus_LV_198-7_0_4_node_156 | 0.4 | n |  | TRUE
48 | bus_LV_198-7_0_4_node_63 | 0.4 | n |  | TRUE
49 | bus_LV_198-7_0_4_node_157 | 0.4 | n |  | TRUE
50 | bus_LV_198-7_0_4_node_19 | 0.4 | n |  | TRUE
51 | bus_LV_198-7_0_4_node_20 | 0.4 | n |  | TRUE
52 | bus_LV_198-7_0_4_node_21 | 0.4 | n |  | TRUE
53 | bus_LV_198-7_0_4_node_22 | 0.4 | n |  | TRUE
54 | bus_LV_198-7_0_4_node_23 | 0.4 | n |  | TRUE
55 | bus_LV_198-7_0_4_node_24 | 0.4 | n |  | TRUE
56 | bus_LV_198-7_0_4_node_142 | 0.4 | n |  | TRUE
57 | bus_LV_198-7_0_4_node_76 | 0.4 | n |  | TRUE
58 | bus_LV_198-7_0_4_node_47 | 0.4 | n |  | TRUE
59 | bus_LV_198-7_0_4_node_143 | 0.4 | n |  | TRUE
60 | bus_LV_198-7_0_4_node_77 | 0.4 | n |  | TRUE
61 | bus_LV_198-7_0_4_node_46 | 0.4 | n |  | TRUE
62 | bus_LV_198-7_0_4_node_29 | 0.4 | n |  | TRUE
63 | bus_LV_198-7_0_4_node_30 | 0.4 | n |  | TRUE
64 | bus_LV_198-7_0_4_node_31 | 0.4 | n |  | TRUE
65 | bus_LV_198-7_0_4_node_59 | 0.4 | n |  | TRUE
66 | bus_LV_198-7_0_4_node_35 | 0.4 | n |  | TRUE
67 | bus_LV_198-7_0_4_node_37 | 0.4 | n |  | TRUE
68 | bus_LV_198-7_0_4_node_33 | 0.4 | n |  | TRUE
69 | bus_LV_198-7_0_4_node_34 | 0.4 | n |  | TRUE
70 | bus_LV_198-7_0_4_node_39 | 0.4 | n |  | TRUE
71 | bus_LV_198-7_0_4_node_57 | 0.4 | n |  | TRUE
72 | bus_LV_198-7_0_4_node_55 | 0.4 | n |  | TRUE
73 | bus_LV_198-7_0_4_node_38 | 0.4 | n |  | TRUE
74 | bus_LV_198-7_0_4_node_40 | 0.4 | n |  | TRUE
75 | bus_LV_198-7_0_4_node_41 | 0.4 | n |  | TRUE
76 | bus_LV_198-7_0_4_node_127 | 0.4 | n |  | TRUE
77 | bus_LV_198-7_0_4_node_56 | 0.4 | n |  | TRUE
78 | bus_LV_198-7_0_4_node_136 | 0.4 | n |  | TRUE
79 | bus_LV_198-7_0_4_node_126 | 0.4 | n |  | TRUE
80 | bus_LV_198-7_0_4_node_58 | 0.4 | n |  | TRUE
81 | bus_LV_198-7_0_4_node_54 | 0.4 | n |  | TRUE
82 | bus_LV_198-7_0_4_node_45 | 0.4 | n |  | TRUE
83 | bus_LV_198-7_0_4_node_154 | 0.4 | n |  | TRUE
84 | bus_LV_198-7_0_4_node_48 | 0.4 | n |  | TRUE
85 | bus_LV_198-7_0_4_node_50 | 0.4 | n |  | TRUE
86 | bus_LV_198-7_0_4_node_51 | 0.4 | n |  | TRUE
87 | bus_LV_198-7_0_4_node_52 | 0.4 | n |  | TRUE
88 | bus_LV_198-7_0_4_node_53 | 0.4 | n |  | TRUE
89 | bus_LV_198-7_0_4_node_131 | 0.4 | n |  | TRUE
90 | bus_LV_198-7_0_4_node_130 | 0.4 | n |  | TRUE
91 | bus_LV_198-7_0_4_node_73 | 0.4 | n |  | TRUE
92 | bus_LV_198-7_0_4_node_149 | 0.4 | n |  | TRUE
93 | bus_LV_198-7_0_4_node_151 | 0.4 | n |  | TRUE
94 | bus_LV_198-7_0_4_node_155 | 0.4 | n |  | TRUE
95 | bus_LV_198-7_0_4_node_150 | 0.4 | n |  | TRUE
96 | bus_LV_198-7_0_4_node_65 | 0.4 | n |  | TRUE
97 | bus_LV_198-7_0_4_node_66 | 0.4 | n |  | TRUE
98 | bus_LV_198-7_0_4_node_67 | 0.4 | n |  | TRUE
99 | bus_LV_198-7_0_4_node_68 | 0.4 | n |  | TRUE
100 | bus_LV_198-7_0_4_node_69 | 0.4 | n |  | TRUE
101 | bus_LV_198-7_0_4_node_70 | 0.4 | n |  | TRUE
102 | bus_LV_198-7_0_4_node_78 | 0.4 | n |  | TRUE
103 | bus_LV_198-7_0_4_node_158 | 0.4 | n |  | TRUE
104 | bus_LV_198-7_0_4_node_147 | 0.4 | n |  | TRUE
105 | bus_LV_198-7_0_4_node_74 | 0.4 | n |  | TRUE
106 | bus_LV_198-7_0_4_node_75 | 0.4 | n |  | TRUE
107 | bus_LV_198-7_0_4_node_128 | 0.4 | n |  | TRUE
108 | bus_LV_198-7_0_4_node_141 | 0.4 | n |  | TRUE
109 | bus_LV_198-7_0_4_node_139 | 0.4 | n |  | TRUE
110 | bus_LV_198-7_0_4_node_124 | 0.4 | n |  | TRUE
111 | bus_LV_198-7_0_4_node_79 | 0.4 | n |  | TRUE
112 | bus_LV_198-7_0_4_node_80 | 0.4 | n |  | TRUE
113 | bus_LV_198-7_0_4_node_81 | 0.4 | n |  | TRUE
114 | bus_LV_198-7_0_4_node_82 | 0.4 | n |  | TRUE
115 | bus_LV_198-7_0_4_node_83 | 0.4 | n |  | TRUE
116 | bus_LV_198-7_0_4_node_84 | 0.4 | n |  | TRUE
117 | bus_LV_198-7_0_4_node_85 | 0.4 | n |  | TRUE
118 | bus_LV_198-7_0_4_node_119 | 0.4 | n |  | TRUE
119 | bus_LV_198-7_0_4_node_107 | 0.4 | n |  | TRUE
120 | bus_LV_198-7_0_4_node_113 | 0.4 | n |  | TRUE
121 | bus_LV_198-7_0_4_node_112 | 0.4 | n |  | TRUE
122 | bus_LV_198-7_0_4_node_109 | 0.4 | n |  | TRUE
123 | bus_LV_198-7_0_4_node_105 | 0.4 | n |  | TRUE
124 | bus_LV_198-7_0_4_node_114 | 0.4 | n |  | TRUE
125 | bus_LV_198-7_0_4_node_110 | 0.4 | n |  | TRUE
126 | bus_LV_198-7_0_4_node_86 | 0.4 | n |  | TRUE
127 | bus_LV_198-7_0_4_node_87 | 0.4 | n |  | TRUE
128 | bus_LV_198-7_0_4_node_88 | 0.4 | n |  | TRUE
129 | bus_LV_198-7_0_4_node_89 | 0.4 | n |  | TRUE
130 | bus_LV_198-7_0_4_node_90 | 0.4 | n |  | TRUE
131 | bus_LV_198-7_0_4_node_102 | 0.4 | n |  | TRUE
132 | bus_LV_198-7_0_4_node_98 | 0.4 | n |  | TRUE
133 | bus_LV_198-7_0_4_node_129 | 0.4 | n |  | TRUE
134 | bus_LV_198-7_0_4_node_97 | 0.4 | n |  | TRUE
135 | bus_LV_198-7_0_4_node_91 | 0.4 | n |  | TRUE
136 | bus_LV_198-7_0_4_node_92 | 0.4 | n |  | TRUE
137 | bus_LV_198-7_0_4_node_93 | 0.4 | n |  | TRUE
138 | bus_LV_198-7_0_4_node_94 | 0.4 | n |  | TRUE
139 | bus_LV_198-7_0_4_node_123 | 0.4 | n |  | TRUE
140 | bus_LV_198-7_0_4_node_111 | 0.4 | n |  | TRUE
141 | bus_LV_198-7_0_4_node_99 | 0.4 | n |  | TRUE
142 | bus_LV_198-7_0_4_node_133 | 0.4 | n |  | TRUE
143 | bus_LV_198-7_0_4_node_104 | 0.4 | n |  | TRUE
144 | bus_LV_198-7_0_4_node_106 | 0.4 | n |  | TRUE
145 | bus_LV_198-7_0_4_node_108 | 0.4 | n |  | TRUE
146 | bus_LV_198-7_0_4_node_121 | 0.4 | n |  | TRUE
147 | bus_LV_198-7_0_4_node_148 | 0.4 | n |  | TRUE
148 | bus_LV_198-7_0_4_node_145 | 0.4 | n |  | TRUE
149 | bus_LV_198-7_0_4_node_146 | 0.4 | n |  | TRUE
150 | bus_LV_198-7_0_4_node_161 | 0.4 | n |  | TRUE
151 | bus_LV_198-7_0_4_node_117 | 0.4 | n |  | TRUE
152 | bus_LV_198-7_0_4_node_120 | 0.4 | n |  | TRUE
153 | bus_LV_198-7_0_4_node_122 | 0.4 | n |  | TRUE
154 | bus_LV_198-7_0_4_node_163 | 0.4 | n |  | TRUE
155 | bus_LV_198-7_0_4_node_125 | 0.4 | n |  | TRUE
156 | bus_LV_198-7_0_4_node_134 | 0.4 | n |  | TRUE
157 | bus_LV_198-7_0_4_node_138 | 0.4 | n |  | TRUE
158 | bus_LV_198-7_0_4_node_132 | 0.4 | n |  | TRUE
159 | bus_LV_198-7_0_4_node_137 | 0.4 | n |  | TRUE
160 | bus_LV_198-7_0_4_node_144 | 0.4 | n |  | TRUE
161 | bus_LV_198-7_0_4_node_162 | 0.4 | n |  | TRUE
162 | bus_MV_7_2_node_186 | 20 | n |  | TRUE

## load
| name | bus | p_mw | q_mvar | const_z_percent | const_i_percent | sn_mva | scaling | in_service | type
0 | LV_198-7_0_4_load_0 | 0 | 0.0013565 | 0.00033997 | 0 | 0 |  | 1 | TRUE | wye
1 | LV_198-7_0_4_load_6 | 6 | 0.0025691 | 0.00064388 | 0 | 0 |  | 1 | TRUE | wye
2 | LV_198-7_0_4_load_32 | 8 | 0.0082796 | 0.0020751 | 0 | 0 |  | 1 | TRUE | wye
3 | LV_198-7_0_4_load_42 | 10 | 0.0026174 | 0.00065599 | 0 | 0 |  | 1 | TRUE | wye
4 | LV_198-7_0_4_load_72 | 11 | 0.0014553 | 0.00036473 | 0 | 0 |  | 1 | TRUE | wye
5 | LV_198-7_0_4_load_160 | 12 | 0.0029438 | 0.00073779 | 0 | 0 |  | 1 | TRUE | wye
6 | LV_198-7_0_4_load_28 | 13 | 0.001903 | 0.00047693 | 0 | 0 |  | 1 | TRUE | wye
7 | LV_198-7_0_4_load_100 | 18 | 0.0063529 | 0.0015922 | 0 | 0 |  | 1 | TRUE | wye
8 | LV_198-7_0_4_load_95 | 19 | 0.028594 | 0.0071663 | 0 | 0 |  | 1 | TRUE | wye
9 | LV_198-7_0_4_load_26 | 21 | 0.00098236 | 0.0002462 | 0 | 0 |  | 1 | TRUE | wye
10 | LV_198-7_0_4_load_152 | 22 | 0.003286 | 0.00082356 | 0 | 0 |  | 1 | TRUE | wye
11 | LV_198-7_0_4_load_49 | 24 | 0.0053881 | 0.0013504 | 0 | 0 |  | 1 | TRUE | wye
12 | LV_198-7_0_4_load_71 | 26 | 0.0032744 | 0.00082064 | 0 | 0 |  | 1 | TRUE | wye
13 | LV_198-7_0_4_load_159 | 27 | 0.004231 | 0.0010604 | 0 | 0 |  | 1 | TRUE | wye
14 | LV_198-7_0_4_load_27 | 28 | 0.0034935 | 0.00087555 | 0 | 0 |  | 1 | TRUE | wye
15 | LV_198-7_0_4_load_135 | 30 | 0.017472 | 0.0043789 | 0 | 0 |  | 1 | TRUE | wye
16 | LV_198-7_0_4_load_101 | 32 | 0.016742 | 0.0041958 | 0 | 0 |  | 1 | TRUE | wye
17 | LV_198-7_0_4_load_140 | 34 | 0.011529 | 0.0028894 | 0 | 0 |  | 1 | TRUE | wye
18 | LV_198-7_0_4_load_60 | 35 | 0.0017561 | 0.00044013 | 0 | 0 |  | 1 | TRUE | wye
19 | LV_198-7_0_4_load_25 | 36 | 0.0064204 | 0.0016091 | 0 | 0 |  | 1 | TRUE | wye
20 | LV_198-7_0_4_load_118 | 38 | 0.0052292 | 0.0013106 | 0 | 0 |  | 1 | TRUE | wye
21 | LV_198-7_0_4_load_115 | 39 | 0.0021768 | 0.00054556 | 0 | 0 |  | 1 | TRUE | wye
22 | LV_198-7_0_4_load_14 | 41 | 0.0023432 | 0.00058726 | 0 | 0 |  | 1 | TRUE | wye
23 | LV_198-7_0_4_load_15 | 42 | 0.0011946 | 0.00029939 | 0 | 0 |  | 1 | TRUE | wye
24 | LV_198-7_0_4_load_16 | 43 | 0.0023468 | 0.00058817 | 0 | 0 |  | 1 | TRUE | wye
25 | LV_198-7_0_4_load_17 | 44 | 0.0021248 | 0.00053252 | 0 | 0 |  | 1 | TRUE | wye
26 | LV_198-7_0_4_load_18 | 45 | 0.0019691 | 0.00049349 | 0 | 0 |  | 1 | TRUE | wye
27 | LV_198-7_0_4_load_156 | 47 | 0.0019695 | 0.00049361 | 0 | 0 |  | 1 | TRUE | wye
28 | LV_198-7_0_4_load_157 | 49 | 0.004453 | 0.001116 | 0 | 0 |  | 1 | TRUE | wye
29 | LV_198-7_0_4_load_19 | 50 | 0.0034679 | 0.00086914 | 0 | 0 |  | 1 | TRUE | wye
30 | LV_198-7_0_4_load_20 | 51 | 0.0011757 | 0.00029465 | 0 | 0 |  | 1 | TRUE | wye
31 | LV_198-7_0_4_load_22 | 53 | 0.0042821 | 0.0010732 | 0 | 0 |  | 1 | TRUE | wye
32 | LV_198-7_0_4_load_23 | 54 | 0.0037561 | 0.00094136 | 0 | 0 |  | 1 | TRUE | wye
33 | LV_198-7_0_4_load_24 | 55 | 0.0019157 | 0.00048012 | 0 | 0 |  | 1 | TRUE | wye
34 | LV_198-7_0_4_load_142 | 56 | 0.0051386 | 0.0012879 | 0 | 0 |  | 1 | TRUE | wye
35 | LV_198-7_0_4_load_76 | 57 | 0.0020303 | 0.00050884 | 0 | 0 |  | 1 | TRUE | wye
36 | LV_198-7_0_4_load_47 | 58 | 0.0023022 | 0.00057699 | 0 | 0 |  | 1 | TRUE | wye
37 | LV_198-7_0_4_load_77 | 60 | 0.0013616 | 0.00034125 | 0 | 0 |  | 1 | TRUE | wye
38 | LV_198-7_0_4_load_46 | 61 | 0.0045839 | 0.0011488 | 0 | 0 |  | 1 | TRUE | wye
39 | LV_198-7_0_4_load_30 | 63 | 0.0013254 | 0.00033219 | 0 | 0 |  | 1 | TRUE | wye
40 | LV_198-7_0_4_load_31 | 64 | 0.0010742 | 0.00026922 | 0 | 0 |  | 1 | TRUE | wye
41 | LV_198-7_0_4_load_59 | 65 | 0.0031396 | 0.00078685 | 0 | 0 |  | 1 | TRUE | wye
42 | LV_198-7_0_4_load_37 | 67 | 0.0026694 | 0.00066901 | 0 | 0 |  | 1 | TRUE | wye
43 | LV_198-7_0_4_load_33 | 68 | 0.0031229 | 0.00078266 | 0 | 0 |  | 1 | TRUE | wye
44 | LV_198-7_0_4_load_34 | 69 | 0.00114 | 0.00028571 | 0 | 0 |  | 1 | TRUE | wye
45 | LV_198-7_0_4_load_39 | 70 | 0.0093847 | 0.002352 | 0 | 0 |  | 1 | TRUE | wye
46 | LV_198-7_0_4_load_57 | 71 | 0.0033202 | 0.00083211 | 0 | 0 |  | 1 | TRUE | wye
47 | LV_198-7_0_4_load_38 | 73 | 0.0028634 | 0.00071763 | 0 | 0 |  | 1 | TRUE | wye
48 | LV_198-7_0_4_load_40 | 74 | 0.00086528 | 0.00021686 | 0 | 0 |  | 1 | TRUE | wye
49 | LV_198-7_0_4_load_136 | 78 | 0.0017348 | 0.00043477 | 0 | 0 |  | 1 | TRUE | wye
50 | LV_198-7_0_4_load_58 | 80 | 0.0031757 | 0.00079591 | 0 | 0 |  | 1 | TRUE | wye
51 | LV_198-7_0_4_load_54 | 81 | 0.0015499 | 0.00038844 | 0 | 0 |  | 1 | TRUE | wye
52 | LV_198-7_0_4_load_45 | 82 | 0.00078055 | 0.00019562 | 0 | 0 |  | 1 | TRUE | wye
53 | LV_198-7_0_4_load_154 | 83 | 0.0038365 | 0.00096151 | 0 | 0 |  | 1 | TRUE | wye
54 | LV_198-7_0_4_load_48 | 84 | 0.010304 | 0.0025823 | 0 | 0 |  | 1 | TRUE | wye
55 | LV_198-7_0_4_load_50 | 85 | 0.0034012 | 0.00085243 | 0 | 0 |  | 1 | TRUE | wye
56 | LV_198-7_0_4_load_52 | 87 | 0.001603 | 0.00040176 | 0 | 0 |  | 1 | TRUE | wye
57 | LV_198-7_0_4_load_131 | 89 | 0.0012553 | 0.00031461 | 0 | 0 |  | 1 | TRUE | wye
58 | LV_198-7_0_4_load_130 | 90 | 0.0013464 | 0.00033743 | 0 | 0 |  | 1 | TRUE | wye
59 | LV_198-7_0_4_load_73 | 91 | 0.0014678 | 0.00036787 | 0 | 0 |  | 1 | TRUE | wye
60 | LV_198-7_0_4_load_149 | 92 | 0.0016823 | 0.00042163 | 0 | 0 |  | 1 | TRUE | wye
61 | LV_198-7_0_4_load_155 | 94 | 0.0024284 | 0.00060861 | 0 | 0 |  | 1 | TRUE | wye
62 | LV_198-7_0_4_load_65 | 96 | 0.0024494 | 0.00061388 | 0 | 0 |  | 1 | TRUE | wye
63 | LV_198-7_0_4_load_66 | 97 | 0.0016028 | 0.00040169 | 0 | 0 |  | 1 | TRUE | wye
64 | LV_198-7_0_4_load_67 | 98 | 0.0018796 | 0.00047107 | 0 | 0 |  | 1 | TRUE | wye
65 | LV_198-7_0_4_load_68 | 99 | 0.0019598 | 0.00049118 | 0 | 0 |  | 1 | TRUE | wye
66 | LV_198-7_0_4_load_69 | 100 | 0.0019165 | 0.00048032 | 0 | 0 |  | 1 | TRUE | wye
67 | LV_198-7_0_4_load_70 | 101 | 0.002136 | 0.00053534 | 0 | 0 |  | 1 | TRUE | wye
68 | LV_198-7_0_4_load_78 | 102 | 0.0016381 | 0.00041055 | 0 | 0 |  | 1 | TRUE | wye
69 | LV_198-7_0_4_load_158 | 103 | 0.0030021 | 0.00075241 | 0 | 0 |  | 1 | TRUE | wye
70 | LV_198-7_0_4_load_147 | 104 | 0.001685 | 0.00042229 | 0 | 0 |  | 1 | TRUE | wye
71 | LV_198-7_0_4_load_74 | 105 | 0.0059539 | 0.0014922 | 0 | 0 |  | 1 | TRUE | wye
72 | LV_198-7_0_4_load_141 | 108 | 0.0037556 | 0.00094123 | 0 | 0 |  | 1 | TRUE | wye
73 | LV_198-7_0_4_load_139 | 109 | 0.0076094 | 0.0019071 | 0 | 0 |  | 1 | TRUE | wye
74 | LV_198-7_0_4_load_124 | 110 | 0.0043635 | 0.0010936 | 0 | 0 |  | 1 | TRUE | wye
75 | LV_198-7_0_4_load_79 | 111 | 0.0012753 | 0.00031961 | 0 | 0 |  | 1 | TRUE | wye
76 | LV_198-7_0_4_load_80 | 112 | 0.0032782 | 0.00082159 | 0 | 0 |  | 1 | TRUE | wye
77 | LV_198-7_0_4_load_81 | 113 | 0.0062331 | 0.0015622 | 0 | 0 |  | 1 | TRUE | wye
78 | LV_198-7_0_4_load_84 | 116 | 0.0014944 | 0.00037454 | 0 | 0 |  | 1 | TRUE | wye
79 | LV_198-7_0_4_load_85 | 117 | 0.0018266 | 0.0004578 | 0 | 0 |  | 1 | TRUE | wye
80 | LV_198-7_0_4_load_119 | 118 | 0.0030169 | 0.00075611 | 0 | 0 |  | 1 | TRUE | wye
81 | LV_198-7_0_4_load_113 | 120 | 0.0018545 | 0.00046477 | 0 | 0 |  | 1 | TRUE | wye
82 | LV_198-7_0_4_load_112 | 121 | 0.001548 | 0.00038798 | 0 | 0 |  | 1 | TRUE | wye
83 | LV_198-7_0_4_load_105 | 123 | 0.0015527 | 0.00038915 | 0 | 0 |  | 1 | TRUE | wye
84 | LV_198-7_0_4_load_114 | 124 | 0.0024208 | 0.00060671 | 0 | 0 |  | 1 | TRUE | wye
85 | LV_198-7_0_4_load_110 | 125 | 0.0010312 | 0.00025843 | 0 | 0 |  | 1 | TRUE | wye
86 | LV_198-7_0_4_load_86 | 126 | 0.0023349 | 0.00058519 | 0 | 0 |  | 1 | TRUE | wye
87 | LV_198-7_0_4_load_87 | 127 | 0.023244 | 0.0058256 | 0 | 0 |  | 1 | TRUE | wye
88 | LV_198-7_0_4_load_88 | 128 | 0.0010328 | 0.00025884 | 0 | 0 |  | 1 | TRUE | wye
89 | LV_198-7_0_4_load_90 | 130 | 0.0019056 | 0.00047759 | 0 | 0 |  | 1 | TRUE | wye
90 | LV_198-7_0_4_load_102 | 131 | 0.0045119 | 0.0011308 | 0 | 0 |  | 1 | TRUE | wye
91 | LV_198-7_0_4_load_98 | 132 | 0.0012959 | 0.00032478 | 0 | 0 |  | 1 | TRUE | wye
92 | LV_198-7_0_4_load_129 | 133 | 0.0021882 | 0.00054841 | 0 | 0 |  | 1 | TRUE | wye
93 | LV_198-7_0_4_load_97 | 134 | 0.0044748 | 0.0011215 | 0 | 0 |  | 1 | TRUE | wye
94 | LV_198-7_0_4_load_91 | 135 | 0.0013065 | 0.00032744 | 0 | 0 |  | 1 | TRUE | wye
95 | LV_198-7_0_4_load_93 | 137 | 0.0026111 | 0.00065441 | 0 | 0 |  | 1 | TRUE | wye
96 | LV_198-7_0_4_load_123 | 139 | 0.0021314 | 0.00053419 | 0 | 0 |  | 1 | TRUE | wye
97 | LV_198-7_0_4_load_111 | 140 | 0.001809 | 0.00045339 | 0 | 0 |  | 1 | TRUE | wye
98 | LV_198-7_0_4_load_99 | 141 | 0.001223 | 0.0003065 | 0 | 0 |  | 1 | TRUE | wye
99 | LV_198-7_0_4_load_133 | 142 | 0.013105 | 0.0032843 | 0 | 0 |  | 1 | TRUE | wye
100 | LV_198-7_0_4_load_104 | 143 | 0.002192 | 0.00054937 | 0 | 0 |  | 1 | TRUE | wye
101 | LV_198-7_0_4_load_106 | 144 | 0.0039559 | 0.00099143 | 0 | 0 |  | 1 | TRUE | wye
102 | LV_198-7_0_4_load_108 | 145 | 0.0023221 | 0.00058198 | 0 | 0 |  | 1 | TRUE | wye
103 | LV_198-7_0_4_load_121 | 146 | 0.01308 | 0.0032782 | 0 | 0 |  | 1 | TRUE | wye
104 | LV_198-7_0_4_load_148 | 147 | 0.0014283 | 0.00035796 | 0 | 0 |  | 1 | TRUE | wye
105 | LV_198-7_0_4_load_145 | 148 | 0.0016226 | 0.00040666 | 0 | 0 |  | 1 | TRUE | wye
106 | LV_198-7_0_4_load_146 | 149 | 0.0027687 | 0.00069389 | 0 | 0 |  | 1 | TRUE | wye
107 | LV_198-7_0_4_load_161 | 150 | 0.00069084 | 0.00017314 | 0 | 0 |  | 1 | TRUE | wye
108 | LV_198-7_0_4_load_122 | 153 | 0.0052505 | 0.0013159 | 0 | 0 |  | 1 | TRUE | wye
109 | LV_198-7_0_4_load_163 | 154 | 0.0029245 | 0.00073295 | 0 | 0 |  | 1 | TRUE | wye
110 | LV_198-7_0_4_load_125 | 155 | 0.0072549 | 0.0018183 | 0 | 0 |  | 1 | TRUE | wye
111 | LV_198-7_0_4_load_134 | 156 | 0.018346 | 0.0045979 | 0 | 0 |  | 1 | TRUE | wye
112 | LV_198-7_0_4_load_138 | 157 | 0.0029617 | 0.00074228 | 0 | 0 |  | 1 | TRUE | wye
113 | LV_198-7_0_4_load_132 | 158 | 0.0011651 | 0.00029199 | 0 | 0 |  | 1 | TRUE | wye
114 | LV_198-7_0_4_load_137 | 159 | 0.0044214 | 0.0011081 | 0 | 0 |  | 1 | TRUE | wye
115 | LV_198-7_0_4_load_162 | 161 | 0.0023361 | 0.00058548 | 0 | 0 |  | 1 | TRUE | wye

## ext_grid
| name | bus | vm_pu | va_degree | slack_weight | in_service
0 |  | 14 | 1 | 0 | 1 | TRUE

## line
| name | std_type | from_bus | to_bus | length_km | r_ohm_per_km | x_ohm_per_km | c_nf_per_km | g_us_per_km | max_i_ka | df | parallel | type | in_service
0 | LV_198-7_0_4_line_0 |  | 0 | 1 | 0.041149 | 0.125 | 0.08 | 261 | 0 | 0.364 | 1 | 1 | cs | TRUE
1 | LV_198-7_0_4_line_1 |  | 1 | 2 | 0.003961 | 0.125 | 0.08 | 261 | 0 | 0.364 | 1 | 1 | cs | TRUE
2 | LV_198-7_0_4_line_2 |  | 1 | 3 | 0.051213 | 0.125 | 0.08 | 261 | 0 | 0.364 | 1 | 1 | cs | TRUE
3 | LV_198-7_0_4_line_3 |  | 2 | 8 | 0.031049 | 0.125 | 0.08 | 261 | 0 | 0.364 | 1 | 1 | cs | TRUE
4 | LV_198-7_0_4_line_4 |  | 3 | 9 | 0.04699 | 0.125 | 0.08 | 261 | 0 | 0.364 | 1 | 1 | cs | TRUE
5 | LV_198-7_0_4_line_5 |  | 3 | 10 | 0.023483 | 0.125 | 0.08 | 261 | 0 | 0.364 | 1 | 1 | cs | TRUE
6 | LV_198-7_0_4_line_6 |  | 4 | 5 | 0.013344 | 0.125 | 0.08 | 261 | 0 | 0.364 | 1 | 1 | cs | TRUE
7 | LV_198-7_0_4_line_7 |  | 4 | 6 | 0.010773 | 0.125 | 0.08 | 261 | 0 | 0.364 | 1 | 3 | cs | TRUE
8 | LV_198-7_0_4_line_8 |  | 4 | 7 | 0.0098764 | 0.125 | 0.08 | 261 | 0 | 0.364 | 1 | 3 | cs | TRUE
9 | LV_198-7_0_4_line_9 |  | 5 | 11 | 0.0035284 | 0.125 | 0.08 | 261 | 0 | 0.364 | 1 | 1 | cs | TRUE
10 | LV_198-7_0_4_line_10 |  | 6 | 12 | 0.0052255 | 0.125 | 0.08 | 261 | 0 | 0.364 | 1 | 3 | cs | TRUE
11 | LV_198-7_0_4_line_11 |  | 7 | 13 | 0.0092159 | 0.125 | 0.08 | 261 | 0 | 0.364 | 1 | 3 | cs | TRUE
12 | LV_198-7_0_4_line_12 |  | 8 | 20 | 0.031251 | 0.125 | 0.08 | 261 | 0 | 0.364 | 1 | 1 | cs | TRUE
13 | LV_198-7_0_4_line_13 |  | 9 | 23 | 0.020933 | 0.125 | 0.08 | 261 | 0 | 0.364 | 1 | 1 | cs | TRUE
14 | LV_198-7_0_4_line_14 |  | 9 | 24 | 0.021242 | 0.125 | 0.08 | 261 | 0 | 0.364 | 1 | 1 | cs | TRUE
15 | LV_198-7_0_4_line_15 |  | 10 | 25 | 0.00717 | 0.125 | 0.08 | 261 | 0 | 0.364 | 1 | 1 | cs | TRUE
16 | LV_198-7_0_4_line_16 |  | 11 | 26 | 0.02351 | 0.125 | 0.08 | 261 | 0 | 0.364 | 1 | 1 | cs | TRUE
17 | LV_198-7_0_4_line_17 |  | 12 | 27 | 0.0061376 | 0.125 | 0.08 | 261 | 0 | 0.364 | 1 | 3 | cs | TRUE
18 | LV_198-7_0_4_line_18 |  | 13 | 28 | 0.025205 | 0.125 | 0.08 | 261 | 0 | 0.364 | 1 | 3 | cs | TRUE
19 | LV_198-7_0_4_line_19 |  | 14 | 15 | 0.017322 | 0.125 | 0.08 | 261 | 0 | 0.364 | 1 | 3 | cs | TRUE
20 | LV_198-7_0_4_line_20 |  | 14 | 16 | 0.011481 | 0.125 | 0.08 | 261 | 0 | 0.364 | 1 | 1 | cs | TRUE
21 | LV_198-7_0_4_line_21 |  | 15 | 22 | 0.013645 | 0.125 | 0.08 | 261 | 0 | 0.364 | 1 | 3 | cs | TRUE
22 | LV_198-7_0_4_line_22 |  | 16 | 19 | 0.0030276 | 0.125 | 0.08 | 261 | 0 | 0.364 | 1 | 1 | cs | TRUE
23 | LV_198-7_0_4_line_23 |  | 16 | 17 | 0.027223 | 0.125 | 0.08 | 261 | 0 | 0.364 | 1 | 1 | cs | TRUE
24 | LV_198-7_0_4_line_24 |  | 17 | 18 | 0.020437 | 0.125 | 0.08 | 261 | 0 | 0.364 | 1 | 1 | cs | TRUE
25 | LV_198-7_0_4_line_25 |  | 18 | 32 | 0.013985 | 0.125 | 0.08 | 261 | 0 | 0.364 | 1 | 1 | cs | TRUE
26 | LV_198-7_0_4_line_26 |  | 20 | 21 | 0.018005 | 0.125 | 0.08 | 261 | 0 | 0.364 | 1 | 1 | cs | TRUE
27 | LV_198-7_0_4_line_27 |  | 21 | 36 | 0.032644 | 0.125 | 0.08 | 261 | 0 | 0.364 | 1 | 1 | cs | TRUE
28 | LV_198-7_0_4_line_28 |  | 22 | 40 | 0.018088 | 0.125 | 0.08 | 261 | 0 | 0.364 | 1 | 3 | cs | TRUE
29 | LV_198-7_0_4_line_29 |  | 23 | 83 | 0.0088562 | 0.125 | 0.08 | 261 | 0 | 0.364 | 1 | 3 | cs | TRUE
30 | LV_198-7_0_4_line_30 |  | 23 | 46 | 0.006824 | 0.125 | 0.08 | 261 | 0 | 0.364 | 1 | 3 | cs | TRUE
31 | LV_198-7_0_4_line_31 |  | 24 | 84 | 0.0046761 | 0.125 | 0.08 | 261 | 0 | 0.364 | 1 | 1 | cs | TRUE
32 | LV_198-7_0_4_line_32 |  | 25 | 82 | 0.024777 | 0.125 | 0.08 | 261 | 0 | 0.364 | 1 | 1 | cs | TRUE
33 | LV_198-7_0_4_line_33 |  | 27 | 94 | 0.0037318 | 0.125 | 0.08 | 261 | 0 | 0.364 | 1 | 3 | cs | TRUE
34 | LV_198-7_0_4_line_34 |  | 28 | 62 | 0.0031679 | 0.125 | 0.08 | 261 | 0 | 0.364 | 1 | 3 | cs | TRUE
35 | LV_198-7_0_4_line_35 |  | 29 | 30 | 0.014396 | 0.125 | 0.08 | 261 | 0 | 0.364 | 1 | 3 | cs | TRUE
36 | LV_198-7_0_4_line_36 |  | 29 | 31 | 0.015802 | 0.125 | 0.08 | 261 | 0 | 0.364 | 1 | 3 | cs | TRUE
37 | LV_198-7_0_4_line_37 |  | 30 | 142 | 0.0062237 | 0.125 | 0.08 | 261 | 0 | 0.364 | 1 | 2 | cs | TRUE
38 | LV_198-7_0_4_line_38 |  | 31 | 34 | 0.0093463 | 0.125 | 0.08 | 261 | 0 | 0.364 | 1 | 3 | cs | TRUE
39 | LV_198-7_0_4_line_39 |  | 32 | 131 | 0.011869 | 0.125 | 0.08 | 261 | 0 | 0.364 | 1 | 1 | cs | TRUE
40 | LV_198-7_0_4_line_40 |  | 33 | 34 | 0.0026452 | 0.125 | 0.08 | 261 | 0 | 0.364 | 1 | 3 | cs | TRUE
41 | LV_198-7_0_4_line_41 |  | 33 | 35 | 0.011057 | 0.125 | 0.08 | 261 | 0 | 0.364 | 1 | 3 | cs | TRUE
42 | LV_198-7_0_4_line_42 |  | 35 | 65 | 0.010409 | 0.125 | 0.08 | 261 | 0 | 0.364 | 1 | 3 | cs | TRUE
43 | LV_198-7_0_4_line_43 |  | 37 | 38 | 0.017435 | 0.125 | 0.08 | 261 | 0 | 0.364 | 1 | 1 | cs | TRUE
44 | LV_198-7_0_4_line_44 |  | 37 | 39 | 0.011882 | 0.125 | 0.08 | 261 | 0 | 0.364 | 1 | 1 | cs | TRUE
45 | LV_198-7_0_4_line_45 |  | 38 | 153 | 0.0083896 | 0.125 | 0.08 | 261 | 0 | 0.364 | 1 | 1 | cs | TRUE
46 | LV_198-7_0_4_line_46 |  | 39 | 151 | 0.011262 | 0.125 | 0.08 | 261 | 0 | 0.364 | 1 | 1 | cs | TRUE
47 | LV_198-7_0_4_line_47 |  | 40 | 147 | 0.0042523 | 0.125 | 0.08 | 261 | 0 | 0.364 | 1 | 3 | cs | TRUE
48 | LV_198-7_0_4_line_48 |  | 40 | 152 | 0.01398 | 0.125 | 0.08 | 261 | 0 | 0.364 | 1 | 1 | cs | TRUE
49 | LV_198-7_0_4_line_49 |  | 41 | 42 | 0.012325 | 0.125 | 0.08 | 261 | 0 | 0.364 | 1 | 1 | cs | TRUE
50 | LV_198-7_0_4_line_50 |  | 41 | 43 | 0.0078429 | 0.125 | 0.08 | 261 | 0 | 0.364 | 1 | 1 | cs | TRUE
51 | LV_198-7_0_4_line_51 |  | 42 | 44 | 0.0076515 | 0.125 | 0.08 | 261 | 0 | 0.364 | 1 | 1 | cs | TRUE
52 | LV_198-7_0_4_line_52 |  | 43 | 45 | 0.0079566 | 0.125 | 0.08 | 261 | 0 | 0.364 | 1 | 1 | cs | TRUE
53 | LV_198-7_0_4_line_53 |  | 44 | 46 | 0.029691 | 0.125 | 0.08 | 261 | 0 | 0.364 | 1 | 1 | cs | TRUE
54 | LV_198-7_0_4_line_54 |  | 45 | 47 | 0.0080633 | 0.125 | 0.08 | 261 | 0 | 0.364 | 1 | 1 | cs | TRUE
55 | LV_198-7_0_4_line_55 |  | 46 | 48 | 0.008971 | 0.125 | 0.08 | 261 | 0 | 0.364 | 1 | 3 | cs | TRUE
56 | LV_198-7_0_4_line_56 |  | 47 | 49 | 0.0059952 | 0.125 | 0.08 | 261 | 0 | 0.364 | 1 | 1 | cs | TRUE
57 | LV_198-7_0_4_line_57 |  | 48 | 92 | 0.011463 | 0.125 | 0.08 | 261 | 0 | 0.364 | 1 | 3 | cs | TRUE
58 | LV_198-7_0_4_line_58 |  | 50 | 51 | 0.014699 | 0.125 | 0.08 | 261 | 0 | 0.364 | 1 | 1 | cs | TRUE
59 | LV_198-7_0_4_line_59 |  | 50 | 52 | 0.0090838 | 0.125 | 0.08 | 261 | 0 | 0.364 | 1 | 1 | cs | TRUE
60 | LV_198-7_0_4_line_60 |  | 51 | 53 | 0.014779 | 0.125 | 0.08 | 261 | 0 | 0.364 | 1 | 1 | cs | TRUE
61 | LV_198-7_0_4_line_61 |  | 52 | 54 | 0.018056 | 0.125 | 0.08 | 261 | 0 | 0.364 | 1 | 1 | cs | TRUE
62 | LV_198-7_0_4_line_62 |  | 52 | 55 | 0.023927 | 0.125 | 0.08 | 261 | 0 | 0.364 | 1 | 1 | cs | TRUE
63 | LV_198-7_0_4_line_63 |  | 53 | 56 | 0.025539 | 0.125 | 0.08 | 261 | 0 | 0.364 | 1 | 1 | cs | TRUE
64 | LV_198-7_0_4_line_64 |  | 54 | 57 | 0.011711 | 0.125 | 0.08 | 261 | 0 | 0.364 | 1 | 1 | cs | TRUE
65 | LV_198-7_0_4_line_65 |  | 55 | 58 | 0.0021044 | 0.125 | 0.08 | 261 | 0 | 0.364 | 1 | 1 | cs | TRUE
66 | LV_198-7_0_4_line_66 |  | 56 | 59 | 0.052195 | 0.125 | 0.08 | 261 | 0 | 0.364 | 1 | 1 | cs | TRUE
67 | LV_198-7_0_4_line_67 |  | 57 | 60 | 0.0073499 | 0.125 | 0.08 | 261 | 0 | 0.364 | 1 | 1 | cs | TRUE
68 | LV_198-7_0_4_line_68 |  | 58 | 61 | 0.018217 | 0.125 | 0.08 | 261 | 0 | 0.364 | 1 | 1 | cs | TRUE
69 | LV_198-7_0_4_line_69 |  | 59 | 160 | 0.006941 | 0.125 | 0.08 | 261 | 0 | 0.364 | 1 | 1 | cs | TRUE
70 | LV_198-7_0_4_line_70 |  | 60 | 111 | 0.0092505 | 0.125 | 0.08 | 261 | 0 | 0.364 | 1 | 1 | cs | TRUE
71 | LV_198-7_0_4_line_71 |  | 61 | 84 | 0.0037964 | 0.125 | 0.08 | 261 | 0 | 0.364 | 1 | 1 | cs | TRUE
72 | LV_198-7_0_4_line_72 |  | 62 | 63 | 0.015602 | 0.125 | 0.08 | 261 | 0 | 0.364 | 1 | 3 | cs | TRUE
73 | LV_198-7_0_4_line_73 |  | 62 | 64 | 0.025731 | 0.125 | 0.08 | 261 | 0 | 0.364 | 1 | 1 | cs | TRUE
74 | LV_198-7_0_4_line_74 |  | 63 | 65 | 0.019261 | 0.125 | 0.08 | 261 | 0 | 0.364 | 1 | 3 | cs | TRUE
75 | LV_198-7_0_4_line_75 |  | 64 | 66 | 0.033812 | 0.125 | 0.08 | 261 | 0 | 0.364 | 1 | 1 | cs | TRUE
76 | LV_198-7_0_4_line_76 |  | 66 | 67 | 0.023213 | 0.125 | 0.08 | 261 | 0 | 0.364 | 1 | 1 | cs | TRUE
77 | LV_198-7_0_4_line_77 |  | 66 | 68 | 0.032769 | 0.125 | 0.08 | 261 | 0 | 0.364 | 1 | 1 | cs | TRUE
78 | LV_198-7_0_4_line_78 |  | 67 | 70 | 0.0054 | 0.125 | 0.08 | 261 | 0 | 0.364 | 1 | 1 | cs | TRUE
79 | LV_198-7_0_4_line_79 |  | 68 | 69 | 0.0093178 | 0.125 | 0.08 | 261 | 0 | 0.364 | 1 | 1 | cs | TRUE
80 | LV_198-7_0_4_line_80 |  | 70 | 73 | 0.0096984 | 0.125 | 0.08 | 261 | 0 | 0.364 | 1 | 1 | cs | TRUE
81 | LV_198-7_0_4_line_81 |  | 71 | 72 | 0.032707 | 0.125 | 0.08 | 261 | 0 | 0.364 | 1 | 1 | cs | TRUE
82 | LV_198-7_0_4_line_82 |  | 72 | 81 | 0.0098228 | 0.125 | 0.08 | 261 | 0 | 0.364 | 1 | 1 | cs | TRUE
83 | LV_198-7_0_4_line_83 |  | 72 | 87 | 0.011154 | 0.125 | 0.08 | 261 | 0 | 0.364 | 1 | 1 | cs | TRUE
84 | LV_198-7_0_4_line_84 |  | 73 | 74 | 0.0093442 | 0.125 | 0.08 | 261 | 0 | 0.364 | 1 | 1 | cs | TRUE
85 | LV_198-7_0_4_line_85 |  | 75 | 76 | 0.044303 | 0.125 | 0.08 | 261 | 0 | 0.364 | 1 | 1 | cs | TRUE
86 | LV_198-7_0_4_line_86 |  | 75 | 77 | 0.051272 | 0.125 | 0.08 | 261 | 0 | 0.364 | 1 | 1 | cs | TRUE
87 | LV_198-7_0_4_line_87 |  | 76 | 78 | 0.020549 | 0.125 | 0.08 | 261 | 0 | 0.364 | 1 | 1 | cs | TRUE
88 | LV_198-7_0_4_line_88 |  | 76 | 79 | 0.031763 | 0.125 | 0.08 | 261 | 0 | 0.364 | 1 | 1 | cs | TRUE
89 | LV_198-7_0_4_line_89 |  | 77 | 80 | 0.033487 | 0.125 | 0.08 | 261 | 0 | 0.364 | 1 | 1 | cs | TRUE
90 | LV_198-7_0_4_line_90 |  | 77 | 81 | 0.021916 | 0.125 | 0.08 | 261 | 0 | 0.364 | 1 | 1 | cs | TRUE
91 | LV_198-7_0_4_line_91 |  | 78 | 156 | 0.013832 | 0.125 | 0.08 | 261 | 0 | 0.364 | 1 | 1 | cs | TRUE
92 | LV_198-7_0_4_line_92 |  | 79 | 110 | 0.017897 | 0.125 | 0.08 | 261 | 0 | 0.364 | 1 | 1 | cs | TRUE
93 | LV_198-7_0_4_line_93 |  | 79 | 106 | 0.020546 | 0.125 | 0.08 | 261 | 0 | 0.364 | 1 | 1 | cs | TRUE
94 | LV_198-7_0_4_line_94 |  | 80 | 91 | 0.015417 | 0.125 | 0.08 | 261 | 0 | 0.364 | 1 | 1 | cs | TRUE
95 | LV_198-7_0_4_line_95 |  | 83 | 93 | 0.0055595 | 0.125 | 0.08 | 261 | 0 | 0.364 | 1 | 3 | cs | TRUE
96 | LV_198-7_0_4_line_96 |  | 85 | 86 | 0.023064 | 0.125 | 0.08 | 261 | 0 | 0.364 | 1 | 1 | cs | TRUE
97 | LV_198-7_0_4_line_97 |  | 86 | 87 | 0.01468 | 0.125 | 0.08 | 261 | 0 | 0.364 | 1 | 1 | cs | TRUE
98 | LV_198-7_0_4_line_98 |  | 86 | 88 | 0.032042 | 0.125 | 0.08 | 261 | 0 | 0.364 | 1 | 1 | cs | TRUE
99 | LV_198-7_0_4_line_99 |  | 88 | 89 | 0.016498 | 0.125 | 0.08 | 261 | 0 | 0.364 | 1 | 1 | cs | TRUE
100 | LV_198-7_0_4_line_100 |  | 89 | 90 | 0.039567 | 0.125 | 0.08 | 261 | 0 | 0.364 | 1 | 1 | cs | TRUE
101 | LV_198-7_0_4_line_101 |  | 90 | 158 | 0.027214 | 0.125 | 0.08 | 261 | 0 | 0.364 | 1 | 1 | cs | TRUE
102 | LV_198-7_0_4_line_102 |  | 92 | 95 | 0.01361 | 0.125 | 0.08 | 261 | 0 | 0.364 | 1 | 3 | cs | TRUE
103 | LV_198-7_0_4_line_103 |  | 93 | 94 | 0.018975 | 0.125 | 0.08 | 261 | 0 | 0.364 | 1 | 3 | cs | TRUE
104 | LV_198-7_0_4_line_104 |  | 95 | 104 | 0.028309 | 0.125 | 0.08 | 261 | 0 | 0.364 | 1 | 3 | cs | TRUE
105 | LV_198-7_0_4_line_105 |  | 95 | 101 | 0.01414 | 0.125 | 0.08 | 261 | 0 | 0.364 | 1 | 1 | cs | TRUE
106 | LV_198-7_0_4_line_106 |  | 96 | 97 | 0.025841 | 0.125 | 0.08 | 261 | 0 | 0.364 | 1 | 1 | cs | TRUE
107 | LV_198-7_0_4_line_107 |  | 96 | 98 | 0.0045045 | 0.125 | 0.08 | 261 | 0 | 0.364 | 1 | 1 | cs | TRUE
108 | LV_198-7_0_4_line_108 |  | 97 | 99 | 0.0020616 | 0.125 | 0.08 | 261 | 0 | 0.364 | 1 | 1 | cs | TRUE
109 | LV_198-7_0_4_line_109 |  | 98 | 100 | 0.005987 | 0.125 | 0.08 | 261 | 0 | 0.364 | 1 | 1 | cs | TRUE
110 | LV_198-7_0_4_line_110 |  | 99 | 101 | 0.0016546 | 0.125 | 0.08 | 261 | 0 | 0.364 | 1 | 1 | cs | TRUE
111 | LV_198-7_0_4_line_111 |  | 100 | 102 | 0.0061707 | 0.125 | 0.08 | 261 | 0 | 0.364 | 1 | 1 | cs | TRUE
112 | LV_198-7_0_4_line_112 |  | 102 | 103 | 0.0086634 | 0.125 | 0.08 | 261 | 0 | 0.364 | 1 | 1 | cs | TRUE
113 | LV_198-7_0_4_line_113 |  | 104 | 149 | 0.0011971 | 0.125 | 0.08 | 261 | 0 | 0.364 | 1 | 3 | cs | TRUE
114 | LV_198-7_0_4_line_114 |  | 105 | 106 | 0.026929 | 0.125 | 0.08 | 261 | 0 | 0.364 | 1 | 1 | cs | TRUE
115 | LV_198-7_0_4_line_115 |  | 106 | 107 | 0.010468 | 0.125 | 0.08 | 261 | 0 | 0.364 | 1 | 1 | cs | TRUE
116 | LV_198-7_0_4_line_116 |  | 107 | 108 | 0.055949 | 0.125 | 0.08 | 261 | 0 | 0.364 | 1 | 1 | cs | TRUE
117 | LV_198-7_0_4_line_117 |  | 107 | 109 | 0.028897 | 0.125 | 0.08 | 261 | 0 | 0.364 | 1 | 1 | cs | TRUE
118 | LV_198-7_0_4_line_118 |  | 109 | 157 | 0.022273 | 0.125 | 0.08 | 261 | 0 | 0.364 | 1 | 1 | cs | TRUE
119 | LV_198-7_0_4_line_119 |  | 110 | 155 | 0.034699 | 0.125 | 0.08 | 261 | 0 | 0.364 | 1 | 1 | cs | TRUE
120 | LV_198-7_0_4_line_120 |  | 112 | 113 | 0.02573 | 0.125 | 0.08 | 261 | 0 | 0.364 | 1 | 1 | cs | TRUE
121 | LV_198-7_0_4_line_121 |  | 112 | 114 | 0.0079241 | 0.125 | 0.08 | 261 | 0 | 0.364 | 1 | 1 | cs | TRUE
122 | LV_198-7_0_4_line_122 |  | 113 | 115 | 0.022689 | 0.125 | 0.08 | 261 | 0 | 0.364 | 1 | 1 | cs | TRUE
123 | LV_198-7_0_4_line_123 |  | 114 | 116 | 0.01929 | 0.125 | 0.08 | 261 | 0 | 0.364 | 1 | 1 | cs | TRUE
124 | LV_198-7_0_4_line_124 |  | 114 | 117 | 0.017265 | 0.125 | 0.08 | 261 | 0 | 0.364 | 1 | 1 | cs | TRUE
125 | LV_198-7_0_4_line_125 |  | 115 | 118 | 0.015746 | 0.125 | 0.08 | 261 | 0 | 0.364 | 1 | 1 | cs | TRUE
126 | LV_198-7_0_4_line_126 |  | 115 | 119 | 0.005988 | 0.125 | 0.08 | 261 | 0 | 0.364 | 1 | 1 | cs | TRUE
127 | LV_198-7_0_4_line_127 |  | 116 | 120 | 0.00011922 | 0.125 | 0.08 | 261 | 0 | 0.364 | 1 | 1 | cs | TRUE
128 | LV_198-7_0_4_line_128 |  | 117 | 121 | 0.0092263 | 0.125 | 0.08 | 261 | 0 | 0.364 | 1 | 1 | cs | TRUE
129 | LV_198-7_0_4_line_129 |  | 119 | 122 | 0.016914 | 0.125 | 0.08 | 261 | 0 | 0.364 | 1 | 1 | cs | TRUE
130 | LV_198-7_0_4_line_130 |  | 119 | 123 | 0.013862 | 0.125 | 0.08 | 261 | 0 | 0.364 | 1 | 1 | cs | TRUE
131 | LV_198-7_0_4_line_131 |  | 120 | 124 | 0.014813 | 0.125 | 0.08 | 261 | 0 | 0.364 | 1 | 1 | cs | TRUE
132 | LV_198-7_0_4_line_132 |  | 121 | 125 | 0.0078391 | 0.125 | 0.08 | 261 | 0 | 0.364 | 1 | 1 | cs | TRUE
133 | LV_198-7_0_4_line_133 |  | 122 | 147 | 0.020839 | 0.125 | 0.08 | 261 | 0 | 0.364 | 1 | 3 | cs | TRUE
134 | LV_198-7_0_4_line_134 |  | 122 | 148 | 0.0072727 | 0.125 | 0.08 | 261 | 0 | 0.364 | 1 | 3 | cs | TRUE
135 | LV_198-7_0_4_line_135 |  | 123 | 143 | 0.026316 | 0.125 | 0.08 | 261 | 0 | 0.364 | 1 | 1 | cs | TRUE
136 | LV_198-7_0_4_line_136 |  | 124 | 150 | 0.0013666 | 0.125 | 0.08 | 261 | 0 | 0.364 | 1 | 1 | cs | TRUE
137 | LV_198-7_0_4_line_137 |  | 125 | 140 | 0.007518 | 0.125 | 0.08 | 261 | 0 | 0.364 | 1 | 1 | cs | TRUE
138 | LV_198-7_0_4_line_138 |  | 126 | 127 | 0.022524 | 0.125 | 0.08 | 261 | 0 | 0.364 | 1 | 1 | cs | TRUE
139 | LV_198-7_0_4_line_139 |  | 126 | 128 | 0.0009043 | 0.125 | 0.08 | 261 | 0 | 0.364 | 1 | 1 | cs | TRUE
140 | LV_198-7_0_4_line_140 |  | 127 | 129 | 0.004427 | 0.125 | 0.08 | 261 | 0 | 0.364 | 1 | 1 | cs | TRUE
141 | LV_198-7_0_4_line_141 |  | 128 | 130 | 0.0026636 | 0.125 | 0.08 | 261 | 0 | 0.364 | 1 | 1 | cs | TRUE
142 | LV_198-7_0_4_line_142 |  | 129 | 131 | 0.01697 | 0.125 | 0.08 | 261 | 0 | 0.364 | 1 | 1 | cs | TRUE
143 | LV_198-7_0_4_line_143 |  | 129 | 132 | 0.012114 | 0.125 | 0.08 | 261 | 0 | 0.364 | 1 | 1 | cs | TRUE
144 | LV_198-7_0_4_line_144 |  | 130 | 133 | 0.0015527 | 0.125 | 0.08 | 261 | 0 | 0.364 | 1 | 1 | cs | TRUE
145 | LV_198-7_0_4_line_145 |  | 132 | 134 | 0.02187 | 0.125 | 0.08 | 261 | 0 | 0.364 | 1 | 1 | cs | TRUE
146 | LV_198-7_0_4_line_146 |  | 134 | 141 | 0.0089962 | 0.125 | 0.08 | 261 | 0 | 0.364 | 1 | 1 | cs | TRUE
147 | LV_198-7_0_4_line_147 |  | 135 | 136 | 0.025226 | 0.125 | 0.08 | 261 | 0 | 0.364 | 1 | 1 | cs | TRUE
148 | LV_198-7_0_4_line_148 |  | 135 | 137 | 0.032215 | 0.125 | 0.08 | 261 | 0 | 0.364 | 1 | 1 | cs | TRUE
149 | LV_198-7_0_4_line_149 |  | 136 | 138 | 0.007687 | 0.125 | 0.08 | 261 | 0 | 0.364 | 1 | 1 | cs | TRUE
150 | LV_198-7_0_4_line_150 |  | 138 | 139 | 0.020203 | 0.125 | 0.08 | 261 | 0 | 0.364 | 1 | 1 | cs | TRUE
151 | LV_198-7_0_4_line_151 |  | 138 | 140 | 0.019366 | 0.125 | 0.08 | 261 | 0 | 0.364 | 1 | 1 | cs | TRUE
152 | LV_198-7_0_4_line_152 |  | 142 | 156 | 0.00518 | 0.125 | 0.08 | 261 | 0 | 0.364 | 1 | 1 | cs | TRUE
153 | LV_198-7_0_4_line_153 |  | 143 | 144 | 0.015446 | 0.125 | 0.08 | 261 | 0 | 0.364 | 1 | 1 | cs | TRUE
154 | LV_198-7_0_4_line_154 |  | 144 | 145 | 0.0024725 | 0.125 | 0.08 | 261 | 0 | 0.364 | 1 | 1 | cs | TRUE
155 | LV_198-7_0_4_line_155 |  | 145 | 146 | 0.045859 | 0.125 | 0.08 | 261 | 0 | 0.364 | 1 | 1 | cs | TRUE
156 | LV_198-7_0_4_line_156 |  | 148 | 149 | 0.015979 | 0.125 | 0.08 | 261 | 0 | 0.364 | 1 | 3 | cs | TRUE
157 | LV_198-7_0_4_line_157 |  | 151 | 152 | 0.011287 | 0.125 | 0.08 | 261 | 0 | 0.364 | 1 | 1 | cs | TRUE
158 | LV_198-7_0_4_line_158 |  | 152 | 154 | 0.004261 | 0.125 | 0.08 | 261 | 0 | 0.364 | 1 | 1 | cs | TRUE
159 | LV_198-7_0_4_line_159 |  | 157 | 159 | 0.016786 | 0.125 | 0.08 | 261 | 0 | 0.364 | 1 | 1 | cs | TRUE
160 | LV_198-7_0_4_line_160 |  | 160 | 161 | 0.057884 | 0.125 | 0.08 | 261 | 0 | 0.364 | 1 | 1 | cs | TRUE

## trafo
| name | std_type | hv_bus | lv_bus | sn_mva | vn_hv_kv | vn_lv_kv | vk_percent | vkr_percent | pfe_kw | i0_percent | shift_degree | tap_side | tap_neutral | tap_min | tap_max | tap_step_percent | tap_step_degree | tap_pos | tap_phase_shifter | parallel | df | in_service
0 | LV_198-7_0_4_trafo_8 | 0.63 MVA 20/0.4 kV | 162 | 14 | 0.63 | 20 | 0.4 | 6 | 1.206 | 1.65 | 0.2619 | 150 | hv | 0 | -2 | 2 | 2.5 | 0 | 0 | FALSE | 1 | 1 | TRUE

## line_geodata
| x0 | y0 | x1 | y1 | x2 | y2 | x3 | y3 | x4 | y4 | x5 | y5 | x6 | y6 | x7 | y7 | x8 | y8
0 | 2698654.9554 | 1246489.985 | 2698695.2723 | 1246498.2163
1 | 2698654.2106 | 1246493.8756 | 2698654.9554 | 1246489.985
2 | 2698654.9554 | 1246489.985 | 2698656.4205 | 1246482.3034 | 2698656.3956 | 1246473.8186 | 2698658.4501 | 1246471.5844 | 2698661.6149 | 1246468.9128 | 2698664.6628 | 1246466.4616 | 2698676.6345 | 1246458.5102 | 2698680.8419 | 1246456.3007 | 2698685.113 | 1246454.348
3 | 2698654.2106 | 1246493.8756 | 2698684.5965 | 1246500.2558
4 | 2698685.113 | 1246454.348 | 2698689.7036 | 1246452.7231 | 2698695.0329 | 1246451.6554 | 2698700.172 | 1246451.1183 | 2698707.6881 | 1246450.7542 | 2698719.4653 | 1246450.4055 | 2698731.8036 | 1246450.8446
5 | 2698685.113 | 1246454.348 | 2698672.5618 | 1246450.8142 | 2698668.0515 | 1246449.4381 | 2698664.1793 | 1246447.8503 | 2698662.8321 | 1246447.0971
6 | 2698762.8121 | 1246510.6404 | 2698768.1091 | 1246512.8637 | 2698771.228 | 1246513.8608 | 2698775.5135 | 1246514.6662
7 | 2698762.8121 | 1246510.6404 | 2698761.9555 | 1246504.0099 | 2698761.323 | 1246499.972
8 | 2698761.8854 | 1246520.4548 | 2698762.5558 | 1246516.4962 | 2698762.8121 | 1246510.6404
9 | 2698775.5135 | 1246514.6662 | 2698778.9831 | 1246515.3077
10 | 2698760.5144 | 1246494.8094 | 2698761.323 | 1246499.972
11 | 2698761.8854 | 1246520.4548 | 2698756.8907 | 1246528.1998
12 | 2698715.181 | 1246506.6777 | 2698684.5965 | 1246500.2558
13 | 2698731.8036 | 1246450.8446 | 2698752.7353 | 1246452.4721
14 | 2698731.8036 | 1246450.8446 | 2698730.9185 | 1246429.6215
15 | 2698656.5737 | 1246443.5982 | 2698662.8321 | 1246447.0971
16 | 2698802.2225 | 1246518.7852 | 2698789.5911 | 1246517.2693 | 2698778.9831 | 1246515.3077
17 | 2698760.5144 | 1246494.8094 | 2698759.5646 | 1246488.7457
18 | 2698756.8907 | 1246528.1998 | 2698746.0745 | 1246550.9666
19 | 2698832.0711 | 1246519.7678 | 2698840.7167 | 1246519.1781 | 2698840.0371 | 1246510.549
20 | 2698832.0711 | 1246519.7678 | 2698832.3047 | 1246524.7867 | 2698832.5144 | 1246531.2397
21 | 2698840.0371 | 1246510.549 | 2698839.4296 | 1246499.408 | 2698839.7276 | 1246496.9381
22 | 2698832.5144 | 1246531.2397 | 2698829.4977 | 1246531.4959
23 | 2698832.5144 | 1246531.2397 | 2698836.3731 | 1246530.4589 | 2698841.3334 | 1246529.3185 | 2698851.1746 | 1246526.8028 | 2698851.8129 | 1246529.3042 | 2698852.3116 | 1246534.739
24 | 2698852.3116 | 1246534.739 | 2698865.3497 | 1246533.522 | 2698872.5158 | 1246535.1205
25 | 2698872.5158 | 1246535.1205 | 2698872.5158 | 1246535.1205 | 2698877.8896 | 1246538.6239 | 2698883.581 | 1246543.6157
26 | 2698715.181 | 1246506.6777 | 2698710.2724 | 1246524.0006
27 | 2698710.2724 | 1246524.0006 | 2698710.2041 | 1246524.2418 | 2698697.394 | 1246538.9845 | 2698690.4719 | 1246540.8819 | 2698684.9788 | 1246539.418
28 | 2698842.1421 | 1246479.0152 | 2698841.1568 | 1246485.0924 | 2698839.7276 | 1246496.9381
29 | 2698752.7353 | 1246452.4721 | 2698755.0224 | 1246458.0478 | 2698755.7209 | 1246460.7899
30 | 2698752.7353 | 1246452.4721 | 2698759.556 | 1246453.0416
31 | 2698730.7237 | 1246424.9494 | 2698730.9185 | 1246429.6215
32 | 2698656.5737 | 1246443.5982 | 2698653.1367 | 1246439.4712 | 2698646.9827 | 1246435.1655 | 2698641.0084 | 1246430.9518 | 2698638.779 | 1246426.9005
33 | 2698759.5646 | 1246488.7457 | 2698759.4356 | 1246487.9222 | 2698759.076 | 1246485.0464
34 | 2698744.7151 | 1246553.828 | 2698746.0745 | 1246550.9666
35 | 2698822.0706 | 1246569.4396 | 2698822.5799 | 1246574.2407 | 2698821.9489 | 1246583.0815 | 2698821.8023 | 1246583.7704
36 | 2698822.0706 | 1246569.4396 | 2698819.5529 | 1246565.0165 | 2698812.9163 | 1246556.5883
37 | 2698821.8023 | 1246583.7704 | 2698820.5068 | 1246589.8577
38 | 2698812.9163 | 1246556.5883 | 2698806.3331 | 1246557.1902 | 2698803.6003 | 1246557.0655
39 | 2698892.504 | 1246551.442 | 2698883.581 | 1246543.6157
40 | 2698800.9579 | 1246556.9449 | 2698803.6003 | 1246557.0655
41 | 2698800.9579 | 1246556.9449 | 2698789.9175 | 1246556.3331
42 | 2698789.9175 | 1246556.3331 | 2698779.5247 | 1246555.7571
43 | 2698862.9106 | 1246507.628 | 2698880.2049 | 1246505.4138
44 | 2698862.9106 | 1246507.628 | 2698862.2841 | 1246505.7828 | 2698863.2599 | 1246495.8974
45 | 2698880.2049 | 1246505.4138 | 2698888.5266 | 1246504.3484
46 | 2698864.3662 | 1246484.69 | 2698863.2599 | 1246495.8974
47 | 2698842.1421 | 1246479.0152 | 2698842.828 | 1246474.8186
48 | 2698856.0375 | 1246477.1454 | 2698849.5555 | 1246478.0158 | 2698842.1421 | 1246479.0152
49 | 2698776.1681 | 1246411.731 | 2698773.4525 | 1246423.7535
50 | 2698776.1681 | 1246411.731 | 2698777.8961 | 1246404.0809
51 | 2698771.7667 | 1246431.217 | 2698771.7667 | 1246431.217 | 2698773.4525 | 1246423.7535
52 | 2698777.8961 | 1246404.0809 | 2698779.6491 | 1246396.3198
53 | 2698759.556 | 1246453.0416 | 2698764.5909 | 1246431.0974 | 2698771.7667 | 1246431.217
54 | 2698779.6491 | 1246396.3198 | 2698781.4257 | 1246388.4546
55 | 2698759.556 | 1246453.0416 | 2698768.5005 | 1246454.0136
56 | 2698782.7466 | 1246382.6067 | 2698781.4257 | 1246388.4546
57 | 2698768.5005 | 1246454.0136 | 2698779.9251 | 1246454.9462
58 | 2698729.4468 | 1246367.8413 | 2698729.5036 | 1246360.3252 | 2698730.0282 | 1246353.1614
59 | 2698729.3782 | 1246376.9248 | 2698729.4468 | 1246367.8413
60 | 2698731.1347 | 1246338.4239 | 2698730.9414 | 1246340.6895 | 2698730.0282 | 1246353.1614
61 | 2698729.3782 | 1246376.9248 | 2698711.3231 | 1246376.7995
62 | 2698729.3782 | 1246376.9248 | 2698729.9526 | 1246400.8449
63 | 2698733.3057 | 1246312.9774 | 2698731.1347 | 1246338.4239
64 | 2698711.3231 | 1246376.7995 | 2698699.6128 | 1246376.7182 | 2698699.6128 | 1246376.7182
65 | 2698730.0031 | 1246402.9487 | 2698729.9526 | 1246400.8449
66 | 2698738.7128 | 1246261.0684 | 2698734.8378 | 1246295.0191 | 2698733.467 | 1246311.0864 | 2698733.3057 | 1246312.9774
67 | 2698699.6128 | 1246376.7182 | 2698695.3156 | 1246378.8705 | 2698695.1933 | 1246381.4114
68 | 2698730.5655 | 1246421.1563 | 2698730.2704 | 1246414.0795 | 2698730.0031 | 1246402.9487
69 | 2698738.7128 | 1246261.0684 | 2698731.7886 | 1246260.3526
70 | 2698694.7483 | 1246390.6511 | 2698695.1933 | 1246381.4114
71 | 2698730.5655 | 1246421.1563 | 2698730.7237 | 1246424.9494
72 | 2698744.7151 | 1246553.828 | 2698760.293 | 1246554.6913
73 | 2698744.7151 | 1246553.828 | 2698726.718 | 1246572.2182
74 | 2698779.5247 | 1246555.7571 | 2698760.293 | 1246554.6913
75 | 2698701.3121 | 1246594.5148 | 2698724.5851 | 1246574.3977 | 2698726.718 | 1246572.2182
76 | 2698701.3121 | 1246594.5148 | 2698708.5729 | 1246602.2194 | 2698716.4411 | 1246608.3774 | 2698718.2125 | 1246610.3283
77 | 2698701.3121 | 1246594.5148 | 2698687.1705 | 1246607.1115 | 2698677.7024 | 1246617.1932
78 | 2698718.2125 | 1246610.3283 | 2698721.8424 | 1246614.3262
79 | 2698671.3237 | 1246623.9854 | 2698677.7024 | 1246617.1932
80 | 2698728.3619 | 1246621.5064 | 2698721.8424 | 1246614.3262
81 | 2698766.194 | 1246747.4578 | 2698741.1708 | 1246726.3969
82 | 2698766.194 | 1246747.4578 | 2698767.9343 | 1246737.7904
83 | 2698766.194 | 1246747.4578 | 2698773.8249 | 1246755.5929
84 | 2698734.6432 | 1246628.4244 | 2698728.3619 | 1246621.5064
85 | 2698807.2005 | 1246627.0698 | 2698792.1282 | 1246668.7399
86 | 2698792.1282 | 1246668.7399 | 2698774.365 | 1246716.8479
87 | 2698807.2005 | 1246627.0698 | 2698814.5375 | 1246607.8749
88 | 2698807.2005 | 1246627.0698 | 2698829.656 | 1246635.595 | 2698832.5168 | 1246637.5664 | 2698834.9958 | 1246641.1327
89 | 2698774.365 | 1246716.8479 | 2698805.3582 | 1246729.5283
90 | 2698774.365 | 1246716.8479 | 2698768.1339 | 1246736.6817 | 2698767.9343 | 1246737.7904
91 | 2698814.5375 | 1246607.8749 | 2698816.7751 | 1246602.0211 | 2698819.2727 | 1246594.8806
92 | 2698834.9958 | 1246641.1327 | 2698849.7784 | 1246631.0435
93 | 2698834.9958 | 1246641.1327 | 2698847.1015 | 1246657.7584
94 | 2698805.3582 | 1246729.5283 | 2698805.7014 | 1246729.6687 | 2698816.4278 | 1246719.1174
95 | 2698757.0931 | 1246466.1775 | 2698755.7209 | 1246460.7899
96 | 2698783.8685 | 1246766.3 | 2698776.7007 | 1246788.2222
97 | 2698783.8685 | 1246766.3 | 2698773.8249 | 1246755.5929
98 | 2698808.6724 | 1246786.6512 | 2698797.0857 | 1246776.517 | 2698783.8685 | 1246766.3
99 | 2698808.6724 | 1246786.6512 | 2698819.2113 | 1246778.0646 | 2698821.3585 | 1246776.1099
100 | 2698821.3585 | 1246776.1099 | 2698850.6174 | 1246749.4736
101 | 2698870.7412 | 1246731.1538 | 2698850.6174 | 1246749.4736
102 | 2698793.4902 | 1246456.0536 | 2698779.9251 | 1246454.9462
103 | 2698757.0931 | 1246466.1775 | 2698758.1022 | 1246477.2584 | 2698759.076 | 1246485.0464
104 | 2698793.4902 | 1246456.0536 | 2698812.0735 | 1246456.2411 | 2698821.7814 | 1246455.6752
105 | 2698793.4902 | 1246456.0536 | 2698795.5277 | 1246445.7796 | 2698797.3515 | 1246442.6
106 | 2698804.3954 | 1246414.035 | 2698799.0372 | 1246439.3141
107 | 2698804.3954 | 1246414.035 | 2698805.3294 | 1246409.6284
108 | 2698799.0372 | 1246439.3141 | 2698798.9204 | 1246439.8648 | 2698798.1748 | 1246441.1648
109 | 2698805.3294 | 1246409.6284 | 2698806.5708 | 1246403.7716
110 | 2698797.3515 | 1246442.6 | 2698798.1748 | 1246441.1648
111 | 2698807.8503 | 1246397.735 | 2698806.5708 | 1246403.7716
112 | 2698809.6467 | 1246389.2599 | 2698807.8503 | 1246397.735
113 | 2698822.9765 | 1246455.6055 | 2698821.7814 | 1246455.6752
114 | 2698847.1015 | 1246657.7584 | 2698837.4463 | 1246668.1611 | 2698828.0998 | 1246676.8121
115 | 2698853.2918 | 1246666.2126 | 2698847.1015 | 1246657.7584
116 | 2698853.2918 | 1246666.2126 | 2698858.6189 | 1246671.6056 | 2698878.3646 | 1246699.4341 | 2698880.7278 | 1246701.3416 | 2698883.7187 | 1246702.3033 | 2698886.7026 | 1246701.4191 | 2698889.0733 | 1246696.9885
117 | 2698853.2918 | 1246666.2126 | 2698857.7103 | 1246662.6613 | 2698859.3071 | 1246665.2232 | 2698876.1711 | 1246654.0868
118 | 2698893.0415 | 1246649.7959 | 2698893.0415 | 1246649.7959 | 2698889.9868 | 1246644.9634 | 2698876.1711 | 1246654.0868
119 | 2698849.7784 | 1246631.0435 | 2698858.7402 | 1246624.927 | 2698861.244 | 1246628.3714 | 2698877.5498 | 1246617.5135
120 | 2698917.4005 | 1246449.2249 | 2698891.7344 | 1246451.036
121 | 2698925.305 | 1246448.6672 | 2698917.4005 | 1246449.2249
122 | 2698869.1018 | 1246452.6331 | 2698891.7344 | 1246451.036
123 | 2698925.305 | 1246448.6672 | 2698927.6637 | 1246467.8124
124 | 2698925.305 | 1246448.6672 | 2698942.562 | 1246448.136
125 | 2698869.1018 | 1246452.6331 | 2698871.1754 | 1246468.2423
126 | 2698863.1108 | 1246453.0558 | 2698869.1018 | 1246452.6331
127 | 2698927.6783 | 1246467.9307 | 2698927.6637 | 1246467.8124
128 | 2698942.562 | 1246448.136 | 2698944.279 | 1246448.0832 | 2698951.76 | 1246448.7261
129 | 2698846.1893 | 1246454.2524 | 2698863.1108 | 1246453.0558
130 | 2698863.1108 | 1246453.0558 | 2698863.4739 | 1246439.1986
131 | 2698927.6783 | 1246467.9307 | 2698929.4896 | 1246482.633
132 | 2698959.5703 | 1246449.3973 | 2698951.76 | 1246448.7261
133 | 2698846.1893 | 1246454.2524 | 2698842.828 | 1246474.8186
134 | 2698846.1893 | 1246454.2524 | 2698838.9289 | 1246454.6756
135 | 2698868.3988 | 1246413.3586 | 2698865.8819 | 1246425.0803 | 2698863.485 | 1246438.7732 | 2698863.4739 | 1246439.1986
136 | 2698929.6567 | 1246483.9893 | 2698929.4896 | 1246482.633
137 | 2698959.5703 | 1246449.3973 | 2698967.0607 | 1246450.041
138 | 2698926.5704 | 1246579.1298 | 2698911.0617 | 1246566.8989 | 2698908.8282 | 1246565.2557
139 | 2698927.2804 | 1246579.6898 | 2698926.5704 | 1246579.1298
140 | 2698905.2624 | 1246562.6322 | 2698908.8282 | 1246565.2557
141 | 2698927.2804 | 1246579.6898 | 2698929.3719 | 1246581.3392
142 | 2698905.2624 | 1246562.6322 | 2698892.504 | 1246551.442
143 | 2698905.2624 | 1246562.6322 | 2698913.0972 | 1246553.3929
144 | 2698929.3719 | 1246581.3392 | 2698930.5911 | 1246582.3008
145 | 2698929.4706 | 1246539.0399 | 2698922.2012 | 1246544.0892 | 2698913.6861 | 1246552.6983 | 2698913.0972 | 1246553.3929
146 | 2698928.1988 | 1246530.134 | 2698929.4706 | 1246539.0399 | 2698929.4706 | 1246539.0399
147 | 2698993.5868 | 1246454.3664 | 2698982.1647 | 1246476.8578
148 | 2698955.9175 | 1246489.0758 | 2698977.3761 | 1246486.2872 | 2698982.1647 | 1246476.8578
149 | 2698993.5868 | 1246454.3664 | 2698986.3554 | 1246451.6992
150 | 2698986.3554 | 1246451.6992 | 2698994.1913 | 1246433.078
151 | 2698986.3554 | 1246451.6992 | 2698967.0607 | 1246450.041
152 | 2698820.5068 | 1246589.8577 | 2698819.6946 | 1246593.6744 | 2698819.2727 | 1246594.8806
153 | 2698868.3988 | 1246413.3586 | 2698871.1493 | 1246400.5491 | 2698871.7597 | 1246398.2853
154 | 2698871.7597 | 1246398.2853 | 2698872.4033 | 1246395.8981
155 | 2698881.0235 | 1246350.9163 | 2698879.804 | 1246361.3853 | 2698877.5948 | 1246374.2474 | 2698874.3548 | 1246388.66 | 2698872.4033 | 1246395.8981
156 | 2698838.9289 | 1246454.6756 | 2698822.9765 | 1246455.6055
157 | 2698856.0375 | 1246477.1454 | 2698858.2588 | 1246479.8623 | 2698861.5729 | 1246482.742 | 2698864.3662 | 1246484.69
158 | 2698860.2707 | 1246476.5599 | 2698856.0375 | 1246477.1454
159 | 2698893.0415 | 1246649.7959 | 2698906.8692 | 1246640.2797
160 | 2698691.2273 | 1246301.3315 | 2698697.6312 | 1246294.2659 | 2698725.9216 | 1246263.7576 | 2698728.7208 | 1246261.7248 | 2698731.7886 | 1246260.3526

## bus_geodata
| x | y | coords
0 | 2698695.2723 | 1246498.2163
1 | 2698654.9554 | 1246489.985
2 | 2698654.2106 | 1246493.8756
3 | 2698685.113 | 1246454.348
4 | 2698762.8121 | 1246510.6404
5 | 2698775.5135 | 1246514.6662
6 | 2698761.323 | 1246499.972
7 | 2698761.8854 | 1246520.4548
8 | 2698684.5965 | 1246500.2558
9 | 2698731.8036 | 1246450.8446
10 | 2698662.8321 | 1246447.0971
11 | 2698778.9831 | 1246515.3077
12 | 2698760.5144 | 1246494.8094
13 | 2698756.8907 | 1246528.1998
14 | 2698832.0711 | 1246519.7678
15 | 2698840.0371 | 1246510.549
16 | 2698832.5144 | 1246531.2397
17 | 2698852.3116 | 1246534.739
18 | 2698872.5158 | 1246535.1205
19 | 2698829.4977 | 1246531.4959
20 | 2698715.181 | 1246506.6777
21 | 2698710.2724 | 1246524.0006
22 | 2698839.7276 | 1246496.9381
23 | 2698752.7353 | 1246452.4721
24 | 2698730.9185 | 1246429.6215
25 | 2698656.5737 | 1246443.5982
26 | 2698802.2225 | 1246518.7852
27 | 2698759.5646 | 1246488.7457
28 | 2698746.0745 | 1246550.9666
29 | 2698822.0706 | 1246569.4396
30 | 2698821.8023 | 1246583.7704
31 | 2698812.9163 | 1246556.5883
32 | 2698883.581 | 1246543.6157
33 | 2698800.9579 | 1246556.9449
34 | 2698803.6003 | 1246557.0655
35 | 2698789.9175 | 1246556.3331
36 | 2698684.9788 | 1246539.418
37 | 2698862.9106 | 1246507.628
38 | 2698880.2049 | 1246505.4138
39 | 2698863.2599 | 1246495.8974
40 | 2698842.1421 | 1246479.0152
41 | 2698776.1681 | 1246411.731
42 | 2698773.4525 | 1246423.7535
43 | 2698777.8961 | 1246404.0809
44 | 2698771.7667 | 1246431.217
45 | 2698779.6491 | 1246396.3198
46 | 2698759.556 | 1246453.0416
47 | 2698781.4257 | 1246388.4546
48 | 2698768.5005 | 1246454.0136
49 | 2698782.7466 | 1246382.6067
50 | 2698729.4468 | 1246367.8413
51 | 2698730.0282 | 1246353.1614
52 | 2698729.3782 | 1246376.9248
53 | 2698731.1347 | 1246338.4239
54 | 2698711.3231 | 1246376.7995
55 | 2698729.9526 | 1246400.8449
56 | 2698733.3057 | 1246312.9774
57 | 2698699.6128 | 1246376.7182
58 | 2698730.0031 | 1246402.9487
59 | 2698738.7128 | 1246261.0684
60 | 2698695.1933 | 1246381.4114
61 | 2698730.5655 | 1246421.1563
62 | 2698744.7151 | 1246553.828
63 | 2698760.293 | 1246554.6913
64 | 2698726.718 | 1246572.2182
65 | 2698779.5247 | 1246555.7571
66 | 2698701.3121 | 1246594.5148
67 | 2698718.2125 | 1246610.3283
68 | 2698677.7024 | 1246617.1932
69 | 2698671.3237 | 1246623.9854
70 | 2698721.8424 | 1246614.3262
71 | 2698741.1708 | 1246726.3969
72 | 2698766.194 | 1246747.4578
73 | 2698728.3619 | 1246621.5064
74 | 2698734.6432 | 1246628.4244
75 | 2698792.1282 | 1246668.7399
76 | 2698807.2005 | 1246627.0698
77 | 2698774.365 | 1246716.8479
78 | 2698814.5375 | 1246607.8749
79 | 2698834.9958 | 1246641.1327
80 | 2698805.3582 | 1246729.5283
81 | 2698767.9343 | 1246737.7904
82 | 2698638.779 | 1246426.9005
83 | 2698755.7209 | 1246460.7899
84 | 2698730.7237 | 1246424.9494
85 | 2698776.7007 | 1246788.2222
86 | 2698783.8685 | 1246766.3
87 | 2698773.8249 | 1246755.5929
88 | 2698808.6724 | 1246786.6512
89 | 2698821.3585 | 1246776.1099
90 | 2698850.6174 | 1246749.4736
91 | 2698816.4278 | 1246719.1174
92 | 2698779.9251 | 1246454.9462
93 | 2698757.0931 | 1246466.1775
94 | 2698759.076 | 1246485.0464
95 | 2698793.4902 | 1246456.0536
96 | 2698804.3954 | 1246414.035
97 | 2698799.0372 | 1246439.3141
98 | 2698805.3294 | 1246409.6284
99 | 2698798.1748 | 1246441.1648
100 | 2698806.5708 | 1246403.7716
101 | 2698797.3515 | 1246442.6
102 | 2698807.8503 | 1246397.735
103 | 2698809.6467 | 1246389.2599
104 | 2698821.7814 | 1246455.6752
105 | 2698828.0998 | 1246676.8121
106 | 2698847.1015 | 1246657.7584
107 | 2698853.2918 | 1246666.2126
108 | 2698889.0733 | 1246696.9885
109 | 2698876.1711 | 1246654.0868
110 | 2698849.7784 | 1246631.0435
111 | 2698694.7483 | 1246390.6511
112 | 2698917.4005 | 1246449.2249
113 | 2698891.7344 | 1246451.036
114 | 2698925.305 | 1246448.6672
115 | 2698869.1018 | 1246452.6331
116 | 2698927.6637 | 1246467.8124
117 | 2698942.562 | 1246448.136
118 | 2698871.1754 | 1246468.2423
119 | 2698863.1108 | 1246453.0558
120 | 2698927.6783 | 1246467.9307
121 | 2698951.76 | 1246448.7261
122 | 2698846.1893 | 1246454.2524
123 | 2698863.4739 | 1246439.1986
124 | 2698929.4896 | 1246482.633
125 | 2698959.5703 | 1246449.3973
126 | 2698926.5704 | 1246579.1298
127 | 2698908.8282 | 1246565.2557
128 | 2698927.2804 | 1246579.6898
129 | 2698905.2624 | 1246562.6322
130 | 2698929.3719 | 1246581.3392
131 | 2698892.504 | 1246551.442
132 | 2698913.0972 | 1246553.3929
133 | 2698930.5911 | 1246582.3008
134 | 2698929.4706 | 1246539.0399
135 | 2698982.1647 | 1246476.8578
136 | 2698993.5868 | 1246454.3664
137 | 2698955.9175 | 1246489.0758
138 | 2698986.3554 | 1246451.6992
139 | 2698994.1913 | 1246433.078
140 | 2698967.0607 | 1246450.041
141 | 2698928.1988 | 1246530.134
142 | 2698820.5068 | 1246589.8577
143 | 2698868.3988 | 1246413.3586
144 | 2698871.7597 | 1246398.2853
145 | 2698872.4033 | 1246395.8981
146 | 2698881.0235 | 1246350.9163
147 | 2698842.828 | 1246474.8186
148 | 2698838.9289 | 1246454.6756
149 | 2698822.9765 | 1246455.6055
150 | 2698929.6567 | 1246483.9893
151 | 2698864.3662 | 1246484.69
152 | 2698856.0375 | 1246477.1454
153 | 2698888.5266 | 1246504.3484
154 | 2698860.2707 | 1246476.5599
155 | 2698877.5498 | 1246617.5135
156 | 2698819.2727 | 1246594.8806
157 | 2698893.0415 | 1246649.7959
158 | 2698870.7412 | 1246731.1538
159 | 2698906.8692 | 1246640.2797
160 | 2698731.7886 | 1246260.3526
161 | 2698691.2273 | 1246301.3315
162 | 2698832.3047 | 1246524.7867

## line_std_types
| c_nf_per_km | r_ohm_per_km | x_ohm_per_km | max_i_ka | type | q_mm2 | alpha | voltage_rating
NAYY 4x50 SE | 210 | 0.642 | 0.083 | 0.142 | cs | 50 | 0.00403 | LV
NAYY 4x120 SE | 264 | 0.225 | 0.08 | 0.242 | cs | 120 | 0.00403 | LV
NAYY 4x150 SE | 261 | 0.208 | 0.08 | 0.27 | cs | 150 | 0.00403 | LV
NA2XS2Y 1x95 RM/25 12/20 kV | 216 | 0.313 | 0.132 | 0.252 | cs | 95 | 0.00403 | MV
NA2XS2Y 1x185 RM/25 12/20 kV | 273 | 0.161 | 0.117 | 0.362 | cs | 185 | 0.00403 | MV
NA2XS2Y 1x240 RM/25 12/20 kV | 304 | 0.122 | 0.112 | 0.421 | cs | 240 | 0.00403 | MV
NA2XS2Y 1x95 RM/25 6/10 kV | 315 | 0.313 | 0.123 | 0.249 | cs | 95 | 0.00403 | MV
NA2XS2Y 1x185 RM/25 6/10 kV | 406 | 0.161 | 0.11 | 0.358 | cs | 185 | 0.00403 | MV
NA2XS2Y 1x240 RM/25 6/10 kV | 456 | 0.122 | 0.105 | 0.416 | cs | 240 | 0.00403 | MV
NA2XS2Y 1x150 RM/25 12/20 kV | 250 | 0.206 | 0.116 | 0.319 | cs | 150 | 0.00403 | MV
NA2XS2Y 1x120 RM/25 12/20 kV | 230 | 0.253 | 0.119 | 0.283 | cs | 120 | 0.00403 | MV
NA2XS2Y 1x70 RM/25 12/20 kV | 190 | 0.443 | 0.132 | 0.22 | cs | 70 | 0.00403 | MV
NA2XS2Y 1x150 RM/25 6/10 kV | 360 | 0.206 | 0.11 | 0.315 | cs | 150 | 0.00403 | MV
NA2XS2Y 1x120 RM/25 6/10 kV | 340 | 0.253 | 0.113 | 0.28 | cs | 120 | 0.00403 | MV
NA2XS2Y 1x70 RM/25 6/10 kV | 280 | 0.443 | 0.123 | 0.217 | cs | 70 | 0.00403 | MV
N2XS(FL)2Y 1x120 RM/35 64/110 kV | 112 | 0.153 | 0.166 | 0.366 | cs | 120 | 0.00393 | HV
N2XS(FL)2Y 1x185 RM/35 64/110 kV | 125 | 0.099 | 0.156 | 0.457 | cs | 185 | 0.00393 | HV
N2XS(FL)2Y 1x240 RM/35 64/110 kV | 135 | 0.075 | 0.149 | 0.526 | cs | 240 | 0.00393 | HV
N2XS(FL)2Y 1x300 RM/35 64/110 kV | 144 | 0.06 | 0.144 | 0.588 | cs | 300 | 0.00393 | HV
15-AL1/3-ST1A 0.4 | 11 | 1.8769 | 0.35 | 0.105 | ol | 16 | 0.00403 | LV
24-AL1/4-ST1A 0.4 | 11.25 | 1.2012 | 0.335 | 0.14 | ol | 24 | 0.00403 | LV
48-AL1/8-ST1A 0.4 | 12.2 | 0.5939 | 0.3 | 0.21 | ol | 48 | 0.00403 | LV
94-AL1/15-ST1A 0.4 | 13.2 | 0.306 | 0.29 | 0.35 | ol | 94 | 0.00403 | LV
34-AL1/6-ST1A 10.0 | 9.7 | 0.8342 | 0.36 | 0.17 | ol | 34 | 0.00403 | MV
48-AL1/8-ST1A 10.0 | 10.1 | 0.5939 | 0.35 | 0.21 | ol | 48 | 0.00403 | MV
70-AL1/11-ST1A 10.0 | 10.4 | 0.4132 | 0.339 | 0.29 | ol | 70 | 0.00403 | MV
94-AL1/15-ST1A 10.0 | 10.75 | 0.306 | 0.33 | 0.35 | ol | 94 | 0.00403 | MV
122-AL1/20-ST1A 10.0 | 11.1 | 0.2376 | 0.323 | 0.41 | ol | 122 | 0.00403 | MV
149-AL1/24-ST1A 10.0 | 11.25 | 0.194 | 0.315 | 0.47 | ol | 149 | 0.00403 | MV
34-AL1/6-ST1A 20.0 | 9.15 | 0.8342 | 0.382 | 0.17 | ol | 34 | 0.00403 | MV
48-AL1/8-ST1A 20.0 | 9.5 | 0.5939 | 0.372 | 0.21 | ol | 48 | 0.00403 | MV
70-AL1/11-ST1A 20.0 | 9.7 | 0.4132 | 0.36 | 0.29 | ol | 70 | 0.00403 | MV
94-AL1/15-ST1A 20.0 | 10 | 0.306 | 0.35 | 0.35 | ol | 94 | 0.00403 | MV
122-AL1/20-ST1A 20.0 | 10.3 | 0.2376 | 0.344 | 0.41 | ol | 122 | 0.00403 | MV
149-AL1/24-ST1A 20.0 | 10.5 | 0.194 | 0.337 | 0.47 | ol | 149 | 0.00403 | MV
184-AL1/30-ST1A 20.0 | 10.75 | 0.1571 | 0.33 | 0.535 | ol | 184 | 0.00403 | MV
243-AL1/39-ST1A 20.0 | 11 | 0.1188 | 0.32 | 0.645 | ol | 243 | 0.00403 | MV
48-AL1/8-ST1A 110.0 | 8 | 0.5939 | 0.46 | 0.21 | ol | 48 | 0.00403 | HV
70-AL1/11-ST1A 110.0 | 8.4 | 0.4132 | 0.45 | 0.29 | ol | 70 | 0.00403 | HV
94-AL1/15-ST1A 110.0 | 8.65 | 0.306 | 0.44 | 0.35 | ol | 94 | 0.00403 | HV
122-AL1/20-ST1A 110.0 | 8.5 | 0.2376 | 0.43 | 0.41 | ol | 122 | 0.00403 | HV
149-AL1/24-ST1A 110.0 | 8.75 | 0.194 | 0.41 | 0.47 | ol | 149 | 0.00403 | HV
184-AL1/30-ST1A 110.0 | 8.8 | 0.1571 | 0.4 | 0.535 | ol | 184 | 0.00403 | HV
243-AL1/39-ST1A 110.0 | 9 | 0.1188 | 0.39 | 0.645 | ol | 243 | 0.00403 | HV
305-AL1/39-ST1A 110.0 | 9.2 | 0.0949 | 0.38 | 0.74 | ol | 305 | 0.00403 | HV
490-AL1/64-ST1A 110.0 | 9.75 | 0.059 | 0.37 | 0.96 | ol | 490 | 0.00403 | HV
679-AL1/86-ST1A 110.0 | 9.95 | 0.042 | 0.36 | 1.15 | ol | 679 | 0.00403 | HV
490-AL1/64-ST1A 220.0 | 10 | 0.059 | 0.285 | 0.96 | ol | 490 | 0.00403 | HV
679-AL1/86-ST1A 220.0 | 11.7 | 0.042 | 0.275 | 1.15 | ol | 679 | 0.00403 | HV
490-AL1/64-ST1A 380.0 | 11 | 0.059 | 0.253 | 0.96 | ol | 490 | 0.00403 | HV
679-AL1/86-ST1A 380.0 | 14.6 | 0.042 | 0.25 | 1.15 | ol | 679 | 0.00403 | HV

## trafo_std_types
| i0_percent | pfe_kw | vkr_percent | sn_mva | vn_lv_kv | vn_hv_kv | vk_percent | shift_degree | vector_group | tap_side | tap_neutral | tap_min | tap_max | tap_step_degree | tap_step_percent | tap_phase_shifter
160 MVA 380/110 kV | 0.06 | 60 | 0.25 | 160 | 110 | 380 | 12.2 | 0 | Yy0 | hv | 0 | -9 | 9 | 0 | 1.5 | FALSE
100 MVA 220/110 kV | 0.06 | 55 | 0.26 | 100 | 110 | 220 | 12 | 0 | Yy0 | hv | 0 | -9 | 9 | 0 | 1.5 | FALSE
63 MVA 110/20 kV | 0.04 | 22 | 0.32 | 63 | 20 | 110 | 18 | 150 | YNd5 | hv | 0 | -9 | 9 | 0 | 1.5 | FALSE
40 MVA 110/20 kV | 0.05 | 18 | 0.34 | 40 | 20 | 110 | 16.2 | 150 | YNd5 | hv | 0 | -9 | 9 | 0 | 1.5 | FALSE
25 MVA 110/20 kV | 0.07 | 14 | 0.41 | 25 | 20 | 110 | 12 | 150 | YNd5 | hv | 0 | -9 | 9 | 0 | 1.5 | FALSE
63 MVA 110/10 kV | 0.04 | 22 | 0.32 | 63 | 10 | 110 | 18 | 150 | YNd5 | hv | 0 | -9 | 9 | 0 | 1.5 | FALSE
40 MVA 110/10 kV | 0.05 | 18 | 0.34 | 40 | 10 | 110 | 16.2 | 150 | YNd5 | hv | 0 | -9 | 9 | 0 | 1.5 | FALSE
25 MVA 110/10 kV | 0.07 | 14 | 0.41 | 25 | 10 | 110 | 12 | 150 | YNd5 | hv | 0 | -9 | 9 | 0 | 1.5 | FALSE
0.25 MVA 20/0.4 kV | 0.32 | 0.8 | 1.44 | 0.25 | 0.4 | 20 | 6 | 150 | Yzn5 | hv | 0 | -2 | 2 | 0 | 2.5 | FALSE
0.4 MVA 20/0.4 kV | 0.3375 | 1.35 | 1.425 | 0.4 | 0.4 | 20 | 6 | 150 | Dyn5 | hv | 0 | -2 | 2 | 0 | 2.5 | FALSE
0.63 MVA 20/0.4 kV | 0.2619 | 1.65 | 1.206 | 0.63 | 0.4 | 20 | 6 | 150 | Dyn5 | hv | 0 | -2 | 2 | 0 | 2.5 | FALSE
0.25 MVA 10/0.4 kV | 0.24 | 0.6 | 1.2 | 0.25 | 0.4 | 10 | 4 | 150 | Dyn5 | hv | 0 | -2 | 2 | 0 | 2.5 | FALSE
0.4 MVA 10/0.4 kV | 0.2375 | 0.95 | 1.325 | 0.4 | 0.4 | 10 | 4 | 150 | Dyn5 | hv | 0 | -2 | 2 | 0 | 2.5 | FALSE
0.63 MVA 10/0.4 kV | 0.1873 | 1.18 | 1.0794 | 0.63 | 0.4 | 10 | 4 | 150 | Dyn5 | hv | 0 | -2 | 2 | 0 | 2.5 | FALSE

## trafo3w_std_types
| sn_hv_mva | sn_mv_mva | sn_lv_mva | vn_hv_kv | vn_mv_kv | vn_lv_kv | vk_hv_percent | vk_mv_percent | vk_lv_percent | vkr_hv_percent | vkr_mv_percent | vkr_lv_percent | pfe_kw | i0_percent | shift_mv_degree | shift_lv_degree | vector_group | tap_side | tap_neutral | tap_min | tap_max | tap_step_percent
63/25/38 MVA 110/20/10 kV | 63 | 25 | 38 | 110 | 20 | 10 | 10.4 | 10.4 | 10.4 | 0.28 | 0.32 | 0.35 | 35 | 0.89 | 0 | 0 | YN0yn0yn0 | hv | 0 | -10 | 10 | 1.2
63/25/38 MVA 110/10/10 kV | 63 | 25 | 38 | 110 | 10 | 10 | 10.4 | 10.4 | 10.4 | 0.28 | 0.32 | 0.35 | 35 | 0.89 | 0 | 0 | YN0yn0yn0 | hv | 0 | -10 | 10 | 1.2

## fuse_std_types
| fuse_type | i_rated_a | t_avg | t_min | t_total | x_avg | x_min | x_total
HV 100A | HV 100A | 100 | 0 | [10.0, 3.64, 0.854, 0.281, 0.1, 0.0531, 0.022, 0.01] | [10.0, 4.267, 1.21, 0.403, 0.1, 0.058, 0.022, 0.01] | 0 | [300.0, 350.0, 450.0, 550.0, 700.0, 850.0, 1200.0, 1752.0] | [600.0, 700.0, 900.0, 1150.0, 1665.0, 2000.0, 3000.0, 4313.0]
HV 10A | HV 10A | 10 | 0 | [10.0, 1675.0, 0.344, 0.156, 0.1, 0.0417, 0.0171, 0.01] | [10.0, 1.3, 0.3, 0.155, 0.1, 0.0555, 0.023, 0.01] | 0 | [30.0, 32.0, 35.0, 37.0, 39.0, 50.0, 70.0, 88.0] | [60.0, 70.0, 80.0, 87.0, 94.0, 110.0, 150.0, 216.0]
HV 125A | HV 125A | 125 | 0 | [10.0, 1.82, 0.344, 0.1, 0.0467, 0.0269, 0.01] | [10.0, 2.478, 0.426, 0.1, 0.0427, 0.0211, 0.01] | 0 | [375.0, 500.0, 700.0, 925.0, 1200.0, 1500.0, 2341.0] | [750.0, 1000.0, 1500.0, 2200.0, 3000.0, 4000.0, 5765.0]
HV 160A | HV 160A | 160 | 0 | [10.0, 4.15, 1.03, 0.198, 0.1, 0.051, 0.0172, 0.01] | [10.0, 2.3, 0.734, 0.274, 0.1, 0.046, 0.0177, 0.01] | 0 | [480.0, 550.0, 700.0, 1000.0, 1260.0, 1600.0, 2500.0, 3227.0] | [960.0, 1300.0, 1700.0, 2200.0, 2996.0, 4000.0, 6000.0, 7946.0]
HV 16A | HV 16A | 16 | 0 | [10.0, 0.352, 0.164, 0.1, 0.0649, 0.0342, 0.01] | [10.0, 2.34, 0.722, 0.181, 0.1, 0.055, 0.0296, 0.01] | 0 | [48.0, 60.0, 65.0, 71.0, 80.0, 100.0, 162.0] | [96.0, 110.0, 125.0, 150.0, 168.0, 200.0, 250.0, 398.0]
HV 200A | HV 200A | 200 | 0 | [10.0, 4.267, 1.21, 0.403, 0.1, 0.058, 0.022, 0.01] | [10.0, 3.73, 1.654, 0.328, 0.1, 0.0531, 0.019, 0.01] | 0 | [600.0, 700.0, 900.0, 1150.0, 1665.0, 2000.0, 3000.0, 4313.0] | [1200.0, 1500.0, 1800.0, 2700.0, 3960.0, 5000.0, 7500.0, 10620.0]
HV 20A | HV 20A | 20 | 0 | [10.0, 1.3, 0.3, 0.155, 0.1, 0.0555, 0.023, 0.01] | [10.0, 1.3, 0.161, 0.1, 0.0611, 0.0399, 0.0141, 0.01] | 0 | [60.0, 70.0, 80.0, 87.0, 94.0, 110.0, 150.0, 216.0] | [120.0, 150.0, 200.0, 223.0, 260.0, 300.0, 450.0, 532.0]
HV 25A | HV 25A | 25 | 0 | [10.0, 2.512, 0.833, 0.299, 0.1, 0.0372, 0.0223, 0.01] | [10.0, 3.125, 0.597, 0.198, 0.1, 0.0378, 0.022, 0.01] | 0 | [75.0, 82.0, 90.0, 100.0, 124.0, 170.0, 200.0, 289.0] | [150.0, 170.0, 210.0, 250.0, 294.0, 400.0, 500.0, 711.0]
HV 31.5A | HV 31.5A | 31.5 | 0 | [10.0, 2.34, 0.722, 0.181, 0.1, 0.055, 0.0296, 0.01] | [10.0, 2.84, 0.368, 0.164, 0.1, 0.0621, 0.0378, 0.0195, 0.01] | 0 | [95.0, 110.0, 125.0, 150.0, 165.0, 200.0, 250.0, 390.0] | [189.0, 220.0, 300.0, 350.0, 393.0, 450.0, 530.0, 700.0, 960.0]
HV 40A | HV 40A | 40 | 0 | [10.0, 1.3, 0.161, 0.1, 0.0611, 0.0399, 0.0141, 0.01] | [10.0, 2.05, 0.369, 0.198, 0.1, 0.051, 0.0298, 0.01] | 0 | [120.0, 150.0, 200.0, 223.0, 260.0, 300.0, 450.0, 532.0] | [240.0, 300.0, 400.0, 450.0, 530.0, 650.0, 800.0, 1311.0]
HV 50A | HV 50A | 50 | 0 | [10.0, 3.215, 0.597, 0.198, 0.1, 0.0378, 0.022, 0.01] | [10.0, 3.64, 0.854, 0.281, 0.1, 0.0531, 0.022, 0.01] | 0 | [150.0, 170.0, 210.0, 250.0, 294.0, 400.0, 500.0, 711.0] | [300.0, 350.0, 450.0, 550.0, 700.0, 850.0, 1200.0, 1752.0]
HV 6.3A | HV 6.3A | 6.3 | 0 | [10.0, 1.39, 0.344, 0.168, 0.1, 0.056, 0.0263, 0.01] | [10.0, 1.711, 0.516, 0.198, 0.1, 0.0634, 0.0303, 0.01] | 0 | [19.0, 19.5, 20.4, 20.8, 22.0, 25.0, 32.0, 48.0] | [38.0, 40.0, 43.0, 48.0, 53.0, 60.0, 75.0, 118.0]
HV 63A | HV 63A | 63 | 0 | [10.0, 2.84, 0.368, 0.164, 0.1, 0.0621, 0.0378, 0.0195, 0.01] | [10.0, 1.82, 0.344, 0.1, 0.0467, 0.0269, 0.01] | 0 | [189.0, 220.0, 300.0, 350.0, 393.0, 450.0, 530.0, 700.0, 961.0] | [378.0, 500.0, 700.0, 934.0, 1200.0, 1500.0, 2366.0]
HV 80A | HV 80A | 80 | 0 | [10.0, 2.05, 0.369, 0.198, 0.1, 0.051, 0.0298, 0.01] | [10.0, 4.15, 1.03, 0.198, 0.1, 0.051, 0.0172, 0.01] | 0 | [240.0, 300.0, 400.0, 450.0, 530.0, 650.0, 800.0, 1311.0] | [480.0, 550.0, 700.0, 1000.0, 1260.0, 1600.0, 2500.0, 3227.0]
Siemens NH-1-100 | Siemens NH-1-100 | 100 | [5400.0, 2000.0, 400.0, 20.0, 1.0, 0.2, 0.012, 0.004] | 0 | 0 | [150.0, 190.0, 250.0, 430.0, 900.0, 1250.0, 2700.0, 3600.0] | 0 | 0
Siemens NH-1-125 | Siemens NH-1-125 | 125 | [4800.0, 120.0, 7.0, 0.1, 0.004] | 0 | 0 | [180.0, 400.0, 740.0, 2000.0, 4250.0] | 0 | 0
Siemens NH-1-16 | Siemens NH-1-16 | 16 | [4000.0, 400.0, 2.0, 0.1, 0.04, 0.01] | 0 | 0 | [26.0, 35.0, 75.0, 150.0, 200.0, 300.0] | 0 | 0
Siemens NH-1-160 | Siemens NH-1-160 | 160 | [4800.0, 120.0, 7.0, 0.1, 0.004] | 0 | 0 | [210.0, 500.0, 900.0, 2300.0, 5000.0] | 0 | 0
Siemens NH-1-25 | Siemens NH-1-25 | 25 | [4000.0, 1000.0, 10.0, 0.2, 0.02, 0.01] | 0 | 0 | [40.0, 50.0, 100.0, 210.0, 400.0, 500.0] | 0 | 0
Siemens NH-1-50 | Siemens NH-1-50 | 50 | [4000.0, 40.0, 4.0, 1.0, 0.02, 0.01] | 0 | 0 | [86.0, 200.0, 300.0, 400.0, 1000.0, 1280.0] | 0 | 0
Siemens NH-1-63 | Siemens NH-1-63 | 63 | [4000.0, 100.0, 10.0, 2.0, 0.04, 0.01] | 0 | 0 | [100.0, 200.0, 300.0, 400.0, 1000.0, 1500.0] | 0 | 0
Siemens NH-1-80 | Siemens NH-1-80 | 80 | [4800.0, 120.0, 7.0, 0.1, 0.01] | 0 | 0 | [150.58, 250.0, 450.0, 1150.0, 2470.0] | 0 | 0
Siemens NH-2-1000 | Siemens NH-2-1000 | 1000 | [4800.0, 120.0, 7.0, 0.1, 0.004] | 0 | 0 | [1900.0, 3500.0, 8400.0, 24000.0, 52000.0] | 0 | 0
Siemens NH-2-200 | Siemens NH-2-200 | 200 | [4800.0, 120.0, 7.0, 0.1, 0.004] | 0 | 0 | [280.0, 650.0, 1200.0, 3000.0, 7000.0] | 0 | 0
Siemens NH-2-224 | Siemens NH-2-224 | 224 | [4800.0, 120.0, 7.0, 0.2, 0.04, 0.004] | 0 | 0 | [400.0, 750.0, 1453.0, 3025.0, 4315.0, 7600.0] | 0 | 0
Siemens NH-2-250 | Siemens NH-2-250 | 250 | [4800.0, 120.0, 7.0, 0.1, 0.004] | 0 | 0 | [450.0, 800.0, 1650.0, 4000.0, 8500.0] | 0 | 0
Siemens NH-2-315 | Siemens NH-2-315 | 315 | [4800.0, 120.0, 7.0, 0.1, 0.004] | 0 | 0 | [550.0, 920.0, 1900.0, 5000.0, 11000.0] | 0 | 0
Siemens NH-2-355 | Siemens NH-2-355 | 355 | [4800.0, 120.0, 6.0, 0.1, 0.004] | 0 | 0 | [650.0, 1116.27, 2350.0, 5840.0, 12790.0] | 0 | 0
Siemens NH-2-400 | Siemens NH-2-400 | 400 | [4800.0, 120.0, 7.0, 0.1, 0.004] | 0 | 0 | [720.0, 1350.0, 2800.0, 6500.0, 15000.0] | 0 | 0
Siemens NH-2-425 | Siemens NH-2-425 | 425 | [4800.0, 120.0, 7.0, 0.1, 0.004] | 0 | 0 | [850.0, 1500.0, 3050.0, 7500.0, 16500.0] | 0 | 0
Siemens NH-2-630 | Siemens NH-2-630 | 630 | [4800.0, 120.0, 7.0, 0.1, 0.004] | 0 | 0 | [1200.0, 2000.0, 4800.0, 12000.0, 26000.0] | 0 | 0

## res_bus
| vm_pu | va_degree | p_mw | q_mvar
0 | 0.98121 | -0.36032 | 0.0013565 | 0.00033997
1 | 0.98126 | -0.35931 | 0 | 0
2 | 0.9812 | -0.36044 | 0 | 0
3 | 0.98207 | -0.34353 | 0 | 0
4 | 0.98131 | -0.35802 | 0 | 0
5 | 0.98125 | -0.35916 | 0 | 0
6 | 0.98182 | -0.34799 | 0.0025691 | 0.00064388
7 | 0.98085 | -0.36693 | 0 | 0
8 | 0.98075 | -0.36926 | 0.0082796 | 0.0020751
9 | 0.98296 | -0.32618 | 0 | 0
10 | 0.982 | -0.34497 | 0.0026174 | 0.00065599
11 | 0.98124 | -0.35946 | 0.0014553 | 0.00036473
12 | 0.98208 | -0.34306 | 0.0029438 | 0.00073779
13 | 0.98042 | -0.37526 | 0.001903 | 0.00047693
14 | 1 | 0 | -0.45759 | -0.11681
15 | 0.9981 | -0.035846 | 0 | 0
16 | 0.99902 | -0.018809 | 0 | 0
17 | 0.9974 | -0.04991 | 0 | 0
18 | 0.99618 | -0.073324 | 0.0063529 | 0.0015922
19 | 0.99894 | -0.020321 | 0.028594 | 0.0071663
20 | 0.98054 | -0.37345 | 0 | 0
21 | 0.98042 | -0.37587 | 0.00098236 | 0.0002462
22 | 0.9966 | -0.06418 | 0.003286 | 0.00082356
23 | 0.98431 | -0.29987 | 0 | 0
24 | 0.98199 | -0.3451 | 0.0053881 | 0.0013504
25 | 0.98199 | -0.34507 | 0 | 0
26 | 0.98116 | -0.36086 | 0.0032744 | 0.00082064
27 | 0.98238 | -0.33715 | 0.004231 | 0.0010604
28 | 0.97927 | -0.39778 | 0.0034935 | 0.00087555
29 | 0.9761 | -0.4598 | 0 | 0
30 | 0.97563 | -0.46905 | 0.017472 | 0.0043789
31 | 0.97662 | -0.44966 | 0 | 0
32 | 0.99543 | -0.087816 | 0.016742 | 0.0041958
33 | 0.97702 | -0.44179 | 0 | 0
34 | 0.97692 | -0.44367 | 0.011529 | 0.0028894
35 | 0.97742 | -0.43393 | 0.0017561 | 0.00044013
36 | 0.98022 | -0.37967 | 0.0064204 | 0.0016091
37 | 0.99407 | -0.11259 | 0 | 0
38 | 0.9939 | -0.11581 | 0.0052292 | 0.0013106
39 | 0.99418 | -0.11039 | 0.0021768 | 0.00054556
40 | 0.99464 | -0.10152 | 0 | 0
41 | 0.98412 | -0.30367 | 0.0023432 | 0.00058726
42 | 0.98426 | -0.30077 | 0.0011946 | 0.00029939
43 | 0.98404 | -0.30519 | 0.0023468 | 0.00058817
44 | 0.98436 | -0.2988 | 0.0021248 | 0.00053252
45 | 0.98398 | -0.30639 | 0.0019691 | 0.00049349
46 | 0.98481 | -0.29005 | 0 | 0
47 | 0.98393 | -0.30732 | 0.0019695 | 0.00049361
48 | 0.98553 | -0.27627 | 0 | 0
49 | 0.9839 | -0.3078 | 0.004453 | 0.001116
50 | 0.98045 | -0.37518 | 0.0034679 | 0.00086914
51 | 0.98028 | -0.37863 | 0.0011757 | 0.00029465
52 | 0.98059 | -0.37248 | 0 | 0
53 | 0.98012 | -0.38178 | 0.0042821 | 0.0010732
54 | 0.98045 | -0.37524 | 0.0037561 | 0.00094136
55 | 0.98114 | -0.36172 | 0.0019157 | 0.00048012
56 | 0.97994 | -0.38525 | 0.0051386 | 0.0012879
57 | 0.9804 | -0.37623 | 0.0020303 | 0.00050884
58 | 0.98119 | -0.3607 | 0.0023022 | 0.00057699
59 | 0.97983 | -0.38747 | 0 | 0
60 | 0.98038 | -0.37658 | 0.0013616 | 0.00034125
61 | 0.98168 | -0.35112 | 0.0045839 | 0.0011488
62 | 0.97913 | -0.40055 | 0 | 0
63 | 0.97853 | -0.41219 | 0.0013254 | 0.00033219
64 | 0.97862 | -0.41044 | 0.0010742 | 0.00026922
65 | 0.9778 | -0.42643 | 0.0031396 | 0.00078685
66 | 0.97799 | -0.42278 | 0 | 0
67 | 0.97765 | -0.42946 | 0.0026694 | 0.00066901
68 | 0.97787 | -0.42533 | 0.0031229 | 0.00078266
69 | 0.97786 | -0.42552 | 0.00114 | 0.00028571
70 | 0.97759 | -0.43075 | 0.0093847 | 0.002352
71 | 0.97112 | -0.55804 | 0.0033202 | 0.00083211
72 | 0.97122 | -0.55603 | 0 | 0
73 | 0.97756 | -0.43141 | 0.0028634 | 0.00071763
74 | 0.97755 | -0.43156 | 0.00086528 | 0.00021686
75 | 0.97248 | -0.53101 | 0 | 0
76 | 0.97324 | -0.51608 | 0 | 0
77 | 0.97161 | -0.54831 | 0 | 0
78 | 0.97429 | -0.49545 | 0.0017348 | 0.00043477
79 | 0.97216 | -0.53734 | 0 | 0
80 | 0.97146 | -0.55118 | 0.0031757 | 0.00079591
81 | 0.97133 | -0.55384 | 0.0015499 | 0.00038844
82 | 0.98197 | -0.34542 | 0.00078055 | 0.00019562
83 | 0.98384 | -0.30892 | 0.0038365 | 0.00096151
84 | 0.9818 | -0.34881 | 0.010304 | 0.0025823
85 | 0.97096 | -0.56124 | 0.0034012 | 0.00085243
86 | 0.97103 | -0.55979 | 0 | 0
87 | 0.97113 | -0.55784 | 0.001603 | 0.00040176
88 | 0.97092 | -0.56202 | 0 | 0
89 | 0.97086 | -0.56317 | 0.0012553 | 0.00031461
90 | 0.97077 | -0.56501 | 0.0013464 | 0.00033743
91 | 0.97144 | -0.5516 | 0.0014678 | 0.00036787
92 | 0.98643 | -0.2587 | 0.0016823 | 0.00042163
93 | 0.98355 | -0.31447 | 0 | 0
94 | 0.98257 | -0.33346 | 0.0024284 | 0.00060861
95 | 0.98752 | -0.23775 | 0 | 0
96 | 0.987 | -0.24786 | 0.0024494 | 0.00061388
97 | 0.98726 | -0.24283 | 0.0016028 | 0.00040169
98 | 0.98697 | -0.24854 | 0.0018796 | 0.00047107
99 | 0.98728 | -0.24237 | 0.0019598 | 0.00049118
100 | 0.98693 | -0.24924 | 0.0019165 | 0.00048032
101 | 0.98731 | -0.24194 | 0.002136 | 0.00053534
102 | 0.98691 | -0.24975 | 0.0016381 | 0.00041055
103 | 0.98688 | -0.25022 | 0.0030021 | 0.00075241
104 | 0.98993 | -0.19152 | 0.001685 | 0.00042229
105 | 0.97154 | -0.54967 | 0.0059539 | 0.0014922
106 | 0.97169 | -0.5467 | 0 | 0
107 | 0.97151 | -0.55033 | 0 | 0
108 | 0.97131 | -0.55421 | 0.0037556 | 0.00094123
109 | 0.9711 | -0.55833 | 0.0076094 | 0.0019071
110 | 0.97197 | -0.54117 | 0.0043635 | 0.0010936
111 | 0.98037 | -0.37679 | 0.0012753 | 0.00031961
112 | 0.98992 | -0.19215 | 0.0032782 | 0.00082159
113 | 0.99044 | -0.18208 | 0.0062331 | 0.0015622
114 | 0.98979 | -0.19479 | 0 | 0
115 | 0.99103 | -0.1707 | 0 | 0
116 | 0.98967 | -0.19701 | 0.0014944 | 0.00037454
117 | 0.98959 | -0.19856 | 0.0018266 | 0.0004578
118 | 0.99098 | -0.17155 | 0.0030169 | 0.00075611
119 | 0.9912 | -0.16738 | 0 | 0
120 | 0.98967 | -0.19702 | 0.0018545 | 0.00046477
121 | 0.9895 | -0.20027 | 0.001548 | 0.00038798
122 | 0.99204 | -0.15108 | 0 | 0
123 | 0.9909 | -0.17307 | 0.0015527 | 0.00038915
124 | 0.98963 | -0.19784 | 0.0024208 | 0.00060671
125 | 0.98944 | -0.20151 | 0.0010312 | 0.00025843
126 | 0.99411 | -0.11326 | 0.0023349 | 0.00058519
127 | 0.99427 | -0.1103 | 0.023244 | 0.0058256
128 | 0.99411 | -0.11335 | 0.0010328 | 0.00025884
129 | 0.99439 | -0.1079 | 0 | 0
130 | 0.9941 | -0.11354 | 0.0019056 | 0.00047759
131 | 0.99497 | -0.096633 | 0.0045119 | 0.0011308
132 | 0.99431 | -0.1094 | 0.0012959 | 0.00032478
133 | 0.99409 | -0.1136 | 0.0021882 | 0.00054841
134 | 0.9942 | -0.1116 | 0.0044748 | 0.0011215
135 | 0.98916 | -0.20695 | 0.0013065 | 0.00032744
136 | 0.98925 | -0.20519 | 0 | 0
137 | 0.98908 | -0.20845 | 0.0026111 | 0.00065441
138 | 0.98928 | -0.20465 | 0 | 0
139 | 0.98924 | -0.20542 | 0.0021314 | 0.00053419
140 | 0.98939 | -0.20257 | 0.001809 | 0.00045339
141 | 0.99419 | -0.11179 | 0.001223 | 0.0003065
142 | 0.97538 | -0.47405 | 0.013105 | 0.0032843
143 | 0.99039 | -0.18314 | 0.002192 | 0.00054937
144 | 0.99011 | -0.18845 | 0.0039559 | 0.00099143
145 | 0.99008 | -0.18913 | 0.0023221 | 0.00058198
146 | 0.98953 | -0.1998 | 0.01308 | 0.0032782
147 | 0.9942 | -0.10993 | 0.0014283 | 0.00035796
148 | 0.99141 | -0.16315 | 0.0016226 | 0.00040666
149 | 0.99003 | -0.18956 | 0.0027687 | 0.00069389
150 | 0.98963 | -0.19785 | 0.00069084 | 0.00017314
151 | 0.99431 | -0.10788 | 0 | 0
152 | 0.99444 | -0.10536 | 0 | 0
153 | 0.99386 | -0.11659 | 0.0052505 | 0.0013159
154 | 0.99443 | -0.10558 | 0.0029245 | 0.00073295
155 | 0.97173 | -0.54582 | 0.0072549 | 0.0018183
156 | 0.97502 | -0.48115 | 0.018346 | 0.0045979
157 | 0.97095 | -0.56137 | 0.0029617 | 0.00074228
158 | 0.97074 | -0.56559 | 0.0011651 | 0.00029199
159 | 0.97088 | -0.56275 | 0.0044214 | 0.0011081
160 | 0.97981 | -0.38776 | 0 | 0
161 | 0.97969 | -0.39022 | 0.0023361 | 0.00058548
162 | 0.99998 | 149.9956 | 0 | 0

## res_line
| p_from_mw | q_from_mvar | p_to_mw | q_to_mvar | pl_mw | ql_mvar | i_from_ka | i_to_ka | i_ka | vm_from_pu | va_from_degree | vm_to_pu | va_to_degree | loading_percent
0 | -0.0013565 | -0.00033997 | 0.0013565 | 0.00033949 | 6.5293e-08 | -4.7798e-07 | 0.0020571 | 0.0020569 | 0.0020571 | 0.98121 | -0.36032 | 0.98126 | -0.35931 | 0.56514
1 | 0.015693 | 0.0039359 | -0.015692 | -0.0039354 | 8.4129e-07 | 4.8839e-07 | 0.023799 | 0.023799 | 0.023799 | 0.98126 | -0.35931 | 0.9812 | -0.36044 | 6.5381
2 | -0.01705 | -0.0042754 | 0.017063 | 0.0042829 | 1.2839e-05 | 7.5694e-06 | 0.025856 | 0.025855 | 0.025856 | 0.98126 | -0.35931 | 0.98207 | -0.34353 | 7.1032
3 | 0.015692 | 0.0039354 | -0.015686 | -0.0039316 | 6.5945e-06 | 3.8285e-06 | 0.023799 | 0.023799 | 0.023799 | 0.9812 | -0.36044 | 0.98075 | -0.36926 | 6.5382
4 | -0.020461 | -0.005134 | 0.020478 | 0.0051443 | 1.6938e-05 | 1.0246e-05 | 0.031004 | 0.031004 | 0.031004 | 0.98207 | -0.34353 | 0.98296 | -0.32618 | 8.5176
5 | 0.0033982 | 0.00085107 | -0.003398 | -0.00085122 | 2.3345e-07 | -1.477e-07 | 0.0051487 | 0.0051488 | 0.0051488 | 0.98207 | -0.34353 | 0.982 | -0.34497 | 1.4145
6 | 0.0047302 | 0.0011852 | -0.00473 | -0.0011852 | 2.5744e-07 | -3.8096e-09 | 0.0071726 | 0.0071727 | 0.0071727 | 0.98131 | -0.35802 | 0.98125 | -0.35916 | 1.9705
7 | -0.15521 | -0.039252 | 0.15528 | 0.039299 | 7.4667e-05 | 4.7378e-05 | 0.23548 | 0.23548 | 0.23548 | 0.98131 | -0.35802 | 0.98182 | -0.34799 | 21.5637
8 | 0.15048 | 0.038066 | -0.15041 | -0.038026 | 6.4348e-05 | 4.0808e-05 | 0.2283 | 0.2283 | 0.2283 | 0.98131 | -0.35802 | 0.98085 | -0.36693 | 20.9069
9 | 0.00473 | 0.0011852 | -0.0047299 | -0.0011852 | 6.8072e-08 | -1.0035e-09 | 0.0071727 | 0.0071727 | 0.0071727 | 0.98125 | -0.35916 | 0.98124 | -0.35946 | 1.9705
10 | -0.15785 | -0.039943 | 0.15789 | 0.039967 | 3.7426e-05 | 2.3755e-05 | 0.23937 | 0.23937 | 0.23937 | 0.98182 | -0.34799 | 0.98208 | -0.34306 | 21.9203
11 | 0.15041 | 0.038026 | -0.15035 | -0.037987 | 6.0045e-05 | 3.808e-05 | 0.2283 | 0.2283 | 0.2283 | 0.98085 | -0.36693 | 0.98042 | -0.37526 | 20.9069
12 | 0.0074063 | 0.0018565 | -0.0074048 | -0.001856 | 1.4798e-06 | 5.5281e-07 | 0.011237 | 0.011237 | 0.011237 | 0.98075 | -0.36926 | 0.98054 | -0.37345 | 3.0871
13 | -0.069888 | -0.01756 | 0.069975 | 0.017616 | 8.789e-05 | 5.5984e-05 | 0.10581 | 0.10581 | 0.10581 | 0.98296 | -0.32618 | 0.98431 | -0.29987 | 29.0694
14 | 0.04941 | 0.012415 | -0.049365 | -0.012387 | 4.4578e-05 | 2.8261e-05 | 0.074809 | 0.074809 | 0.074809 | 0.98296 | -0.32618 | 0.98199 | -0.3451 | 20.5519
15 | 0.00078057 | 0.00019523 | -0.00078056 | -0.00019532 | 3.7608e-09 | -8.8301e-08 | 0.0011827 | 0.0011827 | 0.0011827 | 0.982 | -0.34497 | 0.98199 | -0.34507 | 0.32491
16 | 0.0032746 | 0.00082048 | -0.0032744 | -0.00082064 | 2.174e-07 | -1.5781e-07 | 0.0049658 | 0.0049659 | 0.0049659 | 0.98124 | -0.35946 | 0.98116 | -0.36086 | 1.3643
17 | -0.16083 | -0.040704 | 0.16088 | 0.040733 | 4.5612e-05 | 2.8959e-05 | 0.24383 | 0.24383 | 0.24383 | 0.98208 | -0.34306 | 0.98238 | -0.33715 | 22.3287
18 | 0.14845 | 0.037511 | -0.14829 | -0.037409 | 0.00016009 | 0.00010151 | 0.22542 | 0.22542 | 0.22542 | 0.98042 | -0.37526 | 0.97927 | -0.39778 | 20.6425
19 | 0.3617 | 0.093058 | -0.36107 | -0.092656 | 0.00062921 | 0.00040201 | 0.53907 | 0.53907 | 0.53907 | 1 | 0 | 0.9981 | -0.035846 | 49.3657
20 | 0.094242 | 0.02375 | -0.094157 | -0.023696 | 8.472e-05 | 5.407e-05 | 0.14028 | 0.14028 | 0.14028 | 1 | 0 | 0.99902 | -0.018809 | 38.5383
21 | 0.36107 | 0.092656 | -0.36058 | -0.092339 | 0.00049567 | 0.00031669 | 0.53907 | 0.53907 | 0.53907 | 0.9981 | -0.035846 | 0.9966 | -0.06418 | 49.3657
22 | 0.028596 | 0.0071676 | -0.028594 | -0.0071663 | 2.0597e-06 | 1.2786e-06 | 0.042593 | 0.042593 | 0.042593 | 0.99902 | -0.018809 | 0.99894 | -0.020321 | 11.7015
23 | 0.065561 | 0.016528 | -0.065464 | -0.016466 | 9.7418e-05 | 6.1991e-05 | 0.097686 | 0.097686 | 0.097686 | 0.99902 | -0.018809 | 0.9974 | -0.04991 | 26.8368
24 | 0.065464 | 0.016466 | -0.06539 | -0.01642 | 7.3133e-05 | 4.6539e-05 | 0.097686 | 0.097686 | 0.097686 | 0.9974 | -0.04991 | 0.99618 | -0.073324 | 26.8368
25 | 0.059038 | 0.014828 | -0.058997 | -0.014802 | 4.0795e-05 | 2.5927e-05 | 0.088197 | 0.088197 | 0.088197 | 0.99618 | -0.073324 | 0.99543 | -0.087816 | 24.2299
26 | 0.0074048 | 0.001856 | -0.0074039 | -0.0018556 | 8.5259e-07 | 3.1858e-07 | 0.011237 | 0.011237 | 0.011237 | 0.98054 | -0.37345 | 0.98042 | -0.37587 | 3.0872
27 | 0.0064216 | 0.0016094 | -0.0064204 | -0.0016091 | 1.1628e-06 | 3.3264e-07 | 0.0097463 | 0.0097464 | 0.0097464 | 0.98042 | -0.37587 | 0.98022 | -0.37967 | 2.6776
28 | 0.35729 | 0.091516 | -0.35665 | -0.091103 | 0.00064515 | 0.00041219 | 0.53417 | 0.53417 | 0.53417 | 0.9966 | -0.06418 | 0.99464 | -0.10152 | 48.9165
29 | 0.17167 | 0.043555 | -0.1716 | -0.043508 | 7.4673e-05 | 4.7453e-05 | 0.25972 | 0.25972 | 0.25972 | 0.98431 | -0.29987 | 0.98384 | -0.30892 | 23.7837
30 | -0.24165 | -0.061171 | 0.24176 | 0.061244 | 0.00011397 | 7.2681e-05 | 0.36553 | 0.36553 | 0.36553 | 0.98431 | -0.29987 | 0.98481 | -0.29005 | 33.4735
31 | 0.043977 | 0.011037 | -0.043969 | -0.011032 | 7.7883e-06 | 4.9253e-06 | 0.066644 | 0.066644 | 0.066644 | 0.98199 | -0.3451 | 0.9818 | -0.34881 | 18.3089
32 | 0.00078056 | 0.00019532 | -0.00078055 | -0.00019562 | 1.2997e-08 | -3.0513e-07 | 0.0011827 | 0.0011828 | 0.0011828 | 0.98199 | -0.34507 | 0.98197 | -0.34542 | 0.32494
33 | -0.16511 | -0.041794 | 0.16514 | 0.041812 | 2.921e-05 | 1.8553e-05 | 0.25024 | 0.25024 | 0.25024 | 0.98238 | -0.33715 | 0.98257 | -0.33346 | 22.9156
34 | 0.1448 | 0.036533 | -0.14478 | -0.036521 | 1.9185e-05 | 1.2159e-05 | 0.22011 | 0.22011 | 0.22011 | 0.97927 | -0.39778 | 0.97913 | -0.40055 | 20.1564
35 | 0.10555 | 0.026555 | -0.1055 | -0.026526 | 4.6608e-05 | 2.929e-05 | 0.16094 | 0.16094 | 0.16094 | 0.9761 | -0.4598 | 0.97563 | -0.46905 | 14.738
36 | -0.10555 | -0.026555 | 0.1056 | 0.026587 | 5.1161e-05 | 3.215e-05 | 0.16094 | 0.16094 | 0.16094 | 0.9761 | -0.4598 | 0.97662 | -0.44966 | 14.738
37 | 0.088029 | 0.022147 | -0.088008 | -0.022133 | 2.1045e-05 | 1.3313e-05 | 0.13429 | 0.13429 | 0.13429 | 0.97563 | -0.46905 | 0.97538 | -0.47405 | 18.4466
38 | -0.1056 | -0.026587 | 0.10563 | 0.026606 | 3.026e-05 | 1.9015e-05 | 0.16094 | 0.16094 | 0.16094 | 0.97662 | -0.44966 | 0.97692 | -0.44367 | 14.738
39 | 0.042255 | 0.010606 | -0.042237 | -0.010595 | 1.7761e-05 | 1.1213e-05 | 0.063171 | 0.063171 | 0.063171 | 0.99543 | -0.087816 | 0.99497 | -0.096633 | 17.3546
40 | 0.11717 | 0.029502 | -0.11716 | -0.029495 | 1.0535e-05 | 6.6432e-06 | 0.1785 | 0.1785 | 0.1785 | 0.97702 | -0.44179 | 0.97692 | -0.44367 | 16.346
41 | -0.11717 | -0.029502 | 0.11721 | 0.02953 | 4.4038e-05 | 2.7769e-05 | 0.1785 | 0.1785 | 0.1785 | 0.97702 | -0.44179 | 0.97742 | -0.43393 | 16.346
42 | -0.11897 | -0.02997 | 0.11901 | 0.029997 | 4.2706e-05 | 2.6941e-05 | 0.18117 | 0.18117 | 0.18117 | 0.97742 | -0.43393 | 0.9778 | -0.42643 | 16.5909
43 | 0.010481 | 0.0026273 | -0.01048 | -0.0026265 | 1.6095e-06 | 8.0411e-07 | 0.01569 | 0.01569 | 0.01569 | 0.99407 | -0.11259 | 0.9939 | -0.11581 | 4.3104
44 | -0.010481 | -0.0026273 | 0.010483 | 0.0026278 | 1.0969e-06 | 5.4795e-07 | 0.01569 | 0.01569 | 0.01569 | 0.99407 | -0.11259 | 0.99418 | -0.11039 | 4.3104
45 | 0.0052507 | 0.0013159 | -0.0052505 | -0.0013159 | 1.9442e-07 | 1.5705e-08 | 0.0078611 | 0.0078611 | 0.0078611 | 0.9939 | -0.11581 | 0.99386 | -0.11659 | 2.1596
46 | -0.012659 | -0.0031734 | 0.012661 | 0.0031742 | 1.5162e-06 | 8.2433e-07 | 0.018948 | 0.018948 | 0.018948 | 0.99418 | -0.11039 | 0.99431 | -0.10788 | 5.2055
47 | 0.34106 | 0.087194 | -0.34092 | -0.087105 | 0.00013871 | 8.861e-05 | 0.51084 | 0.51084 | 0.51084 | 0.99464 | -0.10152 | 0.9942 | -0.10993 | 46.7806
48 | 0.01559 | 0.0039096 | -0.015587 | -0.003908 | 2.8519e-06 | 1.6438e-06 | 0.023324 | 0.023324 | 0.023324 | 0.99464 | -0.10152 | 0.99444 | -0.10536 | 6.4077
49 | -0.013083 | -0.0032792 | 0.013085 | 0.0032802 | 1.8088e-06 | 1.001e-06 | 0.019782 | 0.019782 | 0.019782 | 0.98412 | -0.30367 | 0.98426 | -0.30077 | 5.4347
50 | 0.01074 | 0.002692 | -0.010739 | -0.0026916 | 7.7561e-07 | 3.9675e-07 | 0.016239 | 0.016239 | 0.016239 | 0.98412 | -0.30367 | 0.98404 | -0.30519 | 4.4614
51 | -0.01428 | -0.0035796 | 0.014281 | 0.0035804 | 1.3373e-06 | 7.5859e-07 | 0.021588 | 0.021588 | 0.021588 | 0.98426 | -0.30077 | 0.98436 | -0.2988 | 5.9308
52 | 0.0083924 | 0.0021034 | -0.0083919 | -0.0021032 | 4.8054e-07 | 2.0647e-07 | 0.012691 | 0.012691 | 0.012691 | 0.98404 | -0.30519 | 0.98398 | -0.30639 | 3.4864
53 | -0.016406 | -0.0041129 | 0.016413 | 0.0041169 | 6.848e-06 | 4.0051e-06 | 0.0248 | 0.0248 | 0.0248 | 0.98436 | -0.2988 | 0.98481 | -0.29005 | 6.8132
54 | 0.0064229 | 0.0016097 | -0.0064226 | -0.0016096 | 2.8526e-07 | 8.0152e-08 | 0.009713 | 0.009713 | 0.009713 | 0.98398 | -0.30639 | 0.98393 | -0.30732 | 2.6684
55 | -0.25818 | -0.065361 | 0.25835 | 0.06547 | 0.00017085 | 0.000109 | 0.39033 | 0.39033 | 0.39033 | 0.98481 | -0.29005 | 0.98553 | -0.27627 | 35.7445
56 | 0.0044531 | 0.001116 | -0.004453 | -0.001116 | 1.0196e-07 | -1.0887e-08 | 0.0067344 | 0.0067345 | 0.0067345 | 0.98393 | -0.30732 | 0.9839 | -0.3078 | 1.8501
57 | -0.25835 | -0.06547 | 0.25857 | 0.065609 | 0.0002183 | 0.00013927 | 0.39033 | 0.39033 | 0.39033 | 0.98553 | -0.27627 | 0.98643 | -0.2587 | 35.7445
58 | 0.012938 | 0.0032426 | -0.012936 | -0.0032415 | 2.1254e-06 | 1.1749e-06 | 0.019636 | 0.019636 | 0.019636 | 0.98045 | -0.37518 | 0.98028 | -0.37863 | 5.3945
59 | -0.016406 | -0.0041118 | 0.016408 | 0.004113 | 2.1119e-06 | 1.237e-06 | 0.024899 | 0.024899 | 0.024899 | 0.98045 | -0.37518 | 0.98059 | -0.37248 | 6.8404
60 | 0.01176 | 0.0029468 | -0.011759 | -0.0029459 | 1.7662e-06 | 9.4406e-07 | 0.017851 | 0.017852 | 0.017852 | 0.98028 | -0.37863 | 0.98012 | -0.38178 | 4.9043
61 | 0.0084246 | 0.0021114 | -0.0084235 | -0.0021109 | 1.1066e-06 | 4.8048e-07 | 0.012784 | 0.012784 | 0.012784 | 0.98059 | -0.37248 | 0.98045 | -0.37524 | 3.5121
62 | -0.024833 | -0.0062244 | 0.024846 | 0.0062322 | 1.2741e-05 | 7.8524e-06 | 0.037683 | 0.037683 | 0.037683 | 0.98059 | -0.37248 | 0.98114 | -0.36172 | 10.3525
63 | 0.0074765 | 0.0018727 | -0.0074753 | -0.0018722 | 1.2339e-06 | 4.6787e-07 | 0.01135 | 0.011351 | 0.011351 | 0.98012 | -0.38178 | 0.97994 | -0.38525 | 3.1183
64 | 0.0046675 | 0.0011695 | -0.0046672 | -0.0011695 | 2.2036e-07 | -6.6499e-09 | 0.0070836 | 0.0070837 | 0.0070837 | 0.98045 | -0.37524 | 0.9804 | -0.37623 | 1.9461
65 | -0.026761 | -0.0067124 | 0.026763 | 0.0067132 | 1.3001e-06 | 8.0548e-07 | 0.040589 | 0.040589 | 0.040589 | 0.98114 | -0.36172 | 0.98119 | -0.3607 | 11.1507
66 | 0.0023367 | 0.00058436 | -0.0023364 | -0.00058486 | 2.4637e-07 | -4.9981e-07 | 0.0035477 | 0.003548 | 0.003548 | 0.97994 | -0.38525 | 0.97983 | -0.38747 | 0.97471
67 | 0.002637 | 0.0006607 | -0.0026369 | -0.00066076 | 4.4148e-08 | -6.4425e-08 | 0.0040022 | 0.0040022 | 0.0040022 | 0.9804 | -0.37623 | 0.98038 | -0.37658 | 1.0995
68 | -0.029065 | -0.0072902 | 0.029078 | 0.0072984 | 1.3274e-05 | 8.2649e-06 | 0.04408 | 0.04408 | 0.04408 | 0.98119 | -0.3607 | 0.98168 | -0.35112 | 12.1099
69 | 0.0023364 | 0.00058486 | -0.0023364 | -0.00058493 | 3.2765e-08 | -6.6453e-08 | 0.003548 | 0.003548 | 0.003548 | 0.97983 | -0.38747 | 0.97981 | -0.38776 | 0.97472
70 | 0.0012753 | 0.00031951 | -0.0012753 | -0.00031961 | 1.2997e-08 | -1.0833e-07 | 0.0019356 | 0.0019356 | 0.0019356 | 0.98038 | -0.37658 | 0.98037 | -0.37679 | 0.53177
71 | -0.033662 | -0.0084472 | 0.033666 | 0.0084496 | 3.707e-06 | 2.3245e-06 | 0.051028 | 0.051028 | 0.051028 | 0.98168 | -0.35112 | 0.9818 | -0.34881 | 14.0187
72 | 0.12363 | 0.031212 | -0.12356 | -0.031168 | 6.8903e-05 | 4.351e-05 | 0.18796 | 0.18797 | 0.18797 | 0.97913 | -0.40055 | 0.97853 | -0.41219 | 17.2129
73 | 0.021148 | 0.0053093 | -0.021138 | -0.0053033 | 9.9692e-06 | 6.0568e-06 | 0.032143 | 0.032143 | 0.032143 | 0.97913 | -0.40055 | 0.97862 | -0.41044 | 8.8305
74 | 0.12223 | 0.030836 | -0.12215 | -0.030784 | 8.325e-05 | 5.2555e-05 | 0.18595 | 0.18595 | 0.18595 | 0.97853 | -0.41219 | 0.9778 | -0.42643 | 17.0284
75 | 0.020064 | 0.0050341 | -0.020052 | -0.0050269 | 1.1803e-05 | 7.1291e-06 | 0.03051 | 0.03051 | 0.03051 | 0.97862 | -0.41044 | 0.97799 | -0.42278 | 8.3818
76 | 0.015789 | 0.0039587 | -0.015784 | -0.0039558 | 5.0237e-06 | 2.924e-06 | 0.024023 | 0.024023 | 0.024023 | 0.97799 | -0.42278 | 0.97765 | -0.42946 | 6.5998
77 | 0.0042634 | 0.0010682 | -0.0042629 | -0.0010683 | 5.1706e-07 | -8.0219e-08 | 0.0064866 | 0.0064868 | 0.0064868 | 0.97799 | -0.42278 | 0.97787 | -0.42533 | 1.7821
78 | 0.013114 | 0.0032868 | -0.013113 | -0.0032864 | 8.0678e-07 | 4.4863e-07 | 0.01996 | 0.01996 | 0.01996 | 0.97765 | -0.42946 | 0.97759 | -0.43075 | 5.4836
79 | 0.00114 | 0.0002856 | -0.00114 | -0.00028571 | 1.0515e-08 | -1.1016e-07 | 0.0017347 | 0.0017348 | 0.0017348 | 0.97787 | -0.42533 | 0.97786 | -0.42552 | 0.47658
80 | 0.0037288 | 0.00093433 | -0.0037287 | -0.00093438 | 1.1715e-07 | -4.6614e-08 | 0.0056756 | 0.0056757 | 0.0056757 | 0.97759 | -0.43075 | 0.97756 | -0.43141 | 1.5592
81 | -0.0033202 | -0.00083211 | 0.0033205 | 0.00083191 | 3.1743e-07 | -2.0155e-07 | 0.0050874 | 0.0050873 | 0.0050874 | 0.97112 | -0.55804 | 0.97122 | -0.55603 | 1.3976
82 | -0.012094 | -0.0030297 | 0.012095 | 0.0030304 | 1.2646e-06 | 6.878e-07 | 0.018529 | 0.018529 | 0.018529 | 0.97122 | -0.55603 | 0.97133 | -0.55384 | 5.0904
83 | 0.0087735 | 0.0021978 | -0.0087728 | -0.0021975 | 7.5574e-07 | 3.4565e-07 | 0.013442 | 0.013442 | 0.013442 | 0.97122 | -0.55603 | 0.97113 | -0.55784 | 3.6928
84 | 0.00086528 | 0.00021675 | -0.00086528 | -0.00021686 | 6.0786e-09 | -1.1326e-07 | 0.0013171 | 0.0013171 | 0.0013171 | 0.97756 | -0.43141 | 0.97755 | -0.43156 | 0.36184
85 | -0.018308 | -0.0045935 | 0.018321 | 0.0046013 | 1.3039e-05 | 7.795e-06 | 0.028015 | 0.028015 | 0.028015 | 0.97248 | -0.53101 | 0.97324 | -0.51608 | 7.6965
86 | 0.018308 | 0.0045935 | -0.018293 | -0.0045845 | 1.5091e-05 | 9.0224e-06 | 0.028015 | 0.028016 | 0.028016 | 0.97248 | -0.53101 | 0.97161 | -0.54831 | 7.6966
87 | -0.054705 | -0.013741 | 0.054759 | 0.013776 | 5.3923e-05 | 3.4255e-05 | 0.083651 | 0.083651 | 0.083651 | 0.97324 | -0.51608 | 0.97429 | -0.49545 | 22.9811
88 | 0.036384 | 0.0091401 | -0.036347 | -0.0091169 | 3.687e-05 | 2.3202e-05 | 0.055636 | 0.055636 | 0.055636 | 0.97324 | -0.51608 | 0.97216 | -0.53734 | 15.2847
89 | 0.0046442 | 0.0011636 | -0.0046436 | -0.0011636 | 6.3527e-07 | -8.0956e-09 | 0.0071125 | 0.0071127 | 0.0071127 | 0.97161 | -0.54831 | 0.97146 | -0.55118 | 1.954
90 | 0.013649 | 0.0034209 | -0.013645 | -0.0034188 | 3.591e-06 | 2.0269e-06 | 0.020903 | 0.020903 | 0.020903 | 0.97161 | -0.54831 | 0.97133 | -0.55384 | 5.7426
91 | -0.056494 | -0.01421 | 0.056532 | 0.014235 | 3.863e-05 | 2.4551e-05 | 0.086301 | 0.086301 | 0.086301 | 0.97429 | -0.49545 | 0.97502 | -0.48115 | 23.709
92 | 0.011622 | 0.0029136 | -0.01162 | -0.0029124 | 2.1239e-06 | 1.1375e-06 | 0.017789 | 0.017789 | 0.017789 | 0.97216 | -0.53734 | 0.97197 | -0.54117 | 4.8872
93 | 0.024725 | 0.0062033 | -0.024714 | -0.0061965 | 1.1036e-05 | 6.8086e-06 | 0.037847 | 0.037847 | 0.037847 | 0.97216 | -0.53734 | 0.97169 | -0.5467 | 10.3975
94 | 0.0014679 | 0.0003677 | -0.0014678 | -0.00036787 | 2.9225e-08 | -1.7217e-07 | 0.0022483 | 0.0022484 | 0.0022484 | 0.97146 | -0.55118 | 0.97144 | -0.5516 | 0.61768
95 | 0.16776 | 0.042546 | -0.16772 | -0.042518 | 4.4805e-05 | 2.8464e-05 | 0.25392 | 0.25392 | 0.25392 | 0.98384 | -0.30892 | 0.98355 | -0.31447 | 23.2523
96 | -0.0034012 | -0.00085243 | 0.0034015 | 0.00085229 | 2.3499e-07 | -1.3489e-07 | 0.0052125 | 0.0052124 | 0.0052125 | 0.97096 | -0.56124 | 0.97103 | -0.55979 | 1.432
97 | -0.0071691 | -0.0017955 | 0.0071697 | 0.0017957 | 6.6437e-07 | 2.4358e-07 | 0.010986 | 0.010985 | 0.010986 | 0.97103 | -0.55979 | 0.97113 | -0.55784 | 3.018
98 | 0.0037676 | 0.00094316 | -0.0037672 | -0.0009433 | 4.0049e-07 | -1.4001e-07 | 0.0057732 | 0.0057733 | 0.0057733 | 0.97103 | -0.55979 | 0.97092 | -0.56202 | 1.5861
99 | 0.0037672 | 0.0009433 | -0.003767 | -0.00094338 | 2.0621e-07 | -7.2046e-08 | 0.0057733 | 0.0057734 | 0.0057734 | 0.97092 | -0.56202 | 0.97086 | -0.56317 | 1.5861
100 | 0.0025117 | 0.00062876 | -0.0025115 | -0.00062911 | 2.1987e-07 | -3.4852e-07 | 0.0038494 | 0.0038495 | 0.0038495 | 0.97086 | -0.56317 | 0.97077 | -0.56501 | 1.0576
101 | 0.0011651 | 0.00029168 | -0.0011651 | -0.00029199 | 3.2547e-08 | -3.1561e-07 | 0.0017858 | 0.0017859 | 0.0017859 | 0.97077 | -0.56501 | 0.97074 | -0.56559 | 0.49063
102 | -0.26025 | -0.066031 | 0.26051 | 0.066198 | 0.00026258 | 0.00016753 | 0.39287 | 0.39287 | 0.39287 | 0.98643 | -0.2587 | 0.98752 | -0.23775 | 35.9769
103 | 0.16772 | 0.042518 | -0.16757 | -0.042421 | 0.00015293 | 9.7151e-05 | 0.25392 | 0.25392 | 0.25392 | 0.98355 | -0.31447 | 0.98257 | -0.33346 | 23.2524
104 | -0.2771 | -0.070358 | 0.27772 | 0.070753 | 0.00061789 | 0.00039436 | 0.41787 | 0.41787 | 0.41787 | 0.98752 | -0.23775 | 0.98993 | -0.19152 | 38.2664
105 | 0.016592 | 0.0041601 | -0.016588 | -0.0041582 | 3.3143e-06 | 1.9403e-06 | 0.025001 | 0.025001 | 0.025001 | 0.98752 | -0.23775 | 0.98731 | -0.24194 | 6.8685
106 | -0.010886 | -0.0027283 | 0.010889 | 0.0027297 | 2.6103e-06 | 1.3402e-06 | 0.016412 | 0.016412 | 0.016412 | 0.987 | -0.24786 | 0.98726 | -0.24283 | 4.5089
107 | 0.008437 | 0.0021145 | -0.0084367 | -0.0021143 | 2.7329e-07 | 1.1734e-07 | 0.01272 | 0.01272 | 0.01272 | 0.987 | -0.24786 | 0.98697 | -0.24854 | 3.4944
108 | -0.012492 | -0.0031314 | 0.012492 | 0.0031315 | 2.7406e-07 | 1.4904e-07 | 0.018828 | 0.018828 | 0.018828 | 0.98726 | -0.24283 | 0.98728 | -0.24237 | 5.1726
109 | 0.0065572 | 0.0016433 | -0.0065569 | -0.0016432 | 2.1942e-07 | 6.3921e-08 | 0.009886 | 0.009886 | 0.009886 | 0.98697 | -0.24854 | 0.98693 | -0.24924 | 2.7159
110 | -0.014452 | -0.0036227 | 0.014452 | 0.0036229 | 2.9438e-07 | 1.6724e-07 | 0.021782 | 0.021782 | 0.021782 | 0.98728 | -0.24237 | 0.98731 | -0.24194 | 5.984
111 | 0.0046405 | 0.0011629 | -0.0046403 | -0.0011629 | 1.1327e-07 | -6.3566e-09 | 0.0069965 | 0.0069965 | 0.0069965 | 0.98693 | -0.24924 | 0.98691 | -0.24975 | 1.9221
112 | 0.0030022 | 0.00075234 | -0.0030021 | -0.00075241 | 6.6567e-08 | -6.8094e-08 | 0.0045266 | 0.0045266 | 0.0045266 | 0.98691 | -0.24975 | 0.98688 | -0.25022 | 1.2436
113 | -0.27941 | -0.071175 | 0.27943 | 0.071192 | 2.6447e-05 | 1.688e-05 | 0.4204 | 0.4204 | 0.4204 | 0.98993 | -0.19152 | 0.99003 | -0.18956 | 38.4983
114 | -0.0059539 | -0.0014922 | 0.0059548 | 0.0014924 | 8.3974e-07 | 2.0392e-07 | 0.0091191 | 0.009119 | 0.0091191 | 0.97154 | -0.54967 | 0.97169 | -0.5467 | 2.5052
115 | 0.018759 | 0.0047041 | -0.018756 | -0.0047021 | 3.2397e-06 | 1.9438e-06 | 0.028728 | 0.028728 | 0.028728 | 0.97169 | -0.5467 | 0.97151 | -0.55033 | 7.8923
116 | 0.0037563 | 0.00094099 | -0.0037556 | -0.00094123 | 6.9447e-07 | -2.4818e-07 | 0.0057532 | 0.0057534 | 0.0057534 | 0.97151 | -0.55033 | 0.97131 | -0.55421 | 1.5806
117 | 0.015 | 0.0037612 | -0.014994 | -0.0037579 | 5.72e-06 | 3.3031e-06 | 0.022975 | 0.022975 | 0.022975 | 0.97151 | -0.55033 | 0.9711 | -0.55833 | 6.3118
118 | 0.0073844 | 0.0018508 | -0.0073834 | -0.0018504 | 1.0694e-06 | 4.089e-07 | 0.011315 | 0.011315 | 0.011315 | 0.9711 | -0.55833 | 0.97095 | -0.56137 | 3.1086
119 | 0.0072565 | 0.0018188 | -0.0072549 | -0.0018183 | 1.6059e-06 | 5.9783e-07 | 0.011109 | 0.011109 | 0.011109 | 0.97197 | -0.54117 | 0.97173 | -0.54582 | 3.052
120 | -0.022011 | -0.0055174 | 0.022022 | 0.0055238 | 1.0563e-05 | 6.4292e-06 | 0.033087 | 0.033087 | 0.033087 | 0.98992 | -0.19215 | 0.99044 | -0.18208 | 9.0897
121 | 0.018733 | 0.0046958 | -0.018731 | -0.0046944 | 2.3562e-06 | 1.4061e-06 | 0.028159 | 0.028159 | 0.028159 | 0.98992 | -0.19215 | 0.98979 | -0.19479 | 7.736
122 | -0.028255 | -0.0070859 | 0.02827 | 0.0070955 | 1.5333e-05 | 9.5208e-06 | 0.042451 | 0.042451 | 0.042451 | 0.99044 | -0.18208 | 0.99103 | -0.1707 | 11.6624
123 | 0.0064614 | 0.0016192 | -0.0064607 | -0.001619 | 6.8256e-07 | 1.8894e-07 | 0.0097138 | 0.0097139 | 0.0097139 | 0.98979 | -0.19479 | 0.98967 | -0.19701 | 2.6686
124 | 0.012269 | 0.0030751 | -0.012267 | -0.0030739 | 2.2028e-06 | 1.1879e-06 | 0.018445 | 0.018445 | 0.018445 | 0.98979 | -0.19479 | 0.98959 | -0.19856 | 5.0674
125 | 0.003017 | 0.00075598 | -0.0030169 | -0.00075611 | 1.2117e-07 | -1.2533e-07 | 0.00453 | 0.00453 | 0.00453 | 0.99103 | -0.1707 | 0.99098 | -0.17155 | 1.2445
126 | -0.031287 | -0.0078514 | 0.031292 | 0.0078545 | 4.9563e-06 | 3.0948e-06 | 0.046981 | 0.046981 | 0.046981 | 0.99103 | -0.1707 | 0.9912 | -0.16738 | 12.9068
127 | 0.0049663 | 0.0012445 | -0.0049662 | -0.0012445 | 2.4918e-09 | 6.3297e-11 | 0.0074669 | 0.0074669 | 0.0074669 | 0.98967 | -0.19701 | 0.98967 | -0.19702 | 2.0514
128 | 0.01044 | 0.0026161 | -0.01044 | -0.0026157 | 8.5269e-07 | 4.2719e-07 | 0.015699 | 0.015699 | 0.015699 | 0.98959 | -0.19856 | 0.9895 | -0.20027 | 4.3128
129 | -0.054424 | -0.013662 | 0.054466 | 0.013689 | 4.2348e-05 | 2.6884e-05 | 0.08171 | 0.08171 | 0.08171 | 0.9912 | -0.16738 | 0.99204 | -0.15108 | 22.4479
130 | 0.023132 | 0.0058072 | -0.023125 | -0.0058033 | 6.2697e-06 | 3.834e-06 | 0.034729 | 0.034729 | 0.034729 | 0.9912 | -0.16738 | 0.9909 | -0.17307 | 9.5411
131 | 0.0031118 | 0.00077973 | -0.0031117 | -0.00077984 | 1.216e-07 | -1.1252e-07 | 0.0046787 | 0.0046787 | 0.0046787 | 0.98967 | -0.19702 | 0.98963 | -0.19784 | 1.2854
132 | 0.0088915 | 0.0022277 | -0.008891 | -0.0022275 | 5.2555e-07 | 2.3566e-07 | 0.013371 | 0.013371 | 0.013371 | 0.9895 | -0.20027 | 0.98944 | -0.20151 | 3.6733
133 | -0.33882 | -0.086317 | 0.33949 | 0.086747 | 0.0006741 | 0.00043061 | 0.50871 | 0.50871 | 0.50871 | 0.99204 | -0.15108 | 0.9942 | -0.10993 | 46.5849
134 | 0.28435 | 0.072628 | -0.28418 | -0.072522 | 0.00016575 | 0.0001058 | 0.427 | 0.427 | 0.427 | 0.99204 | -0.15108 | 0.99141 | -0.16315 | 39.1023
135 | 0.021573 | 0.0054142 | -0.021562 | -0.0054079 | 1.0358e-05 | 6.2903e-06 | 0.032398 | 0.032398 | 0.032398 | 0.9909 | -0.17307 | 0.99039 | -0.18314 | 8.9005
136 | 0.00069084 | 0.00017312 | -0.00069084 | -0.00017314 | 5.5297e-10 | -1.7205e-08 | 0.0010388 | 0.0010388 | 0.0010388 | 0.98963 | -0.19784 | 0.98963 | -0.19785 | 0.28537
137 | 0.0078598 | 0.0019691 | -0.0078594 | -0.0019689 | 3.9389e-07 | 1.5554e-07 | 0.01182 | 0.01182 | 0.01182 | 0.98944 | -0.20151 | 0.98939 | -0.20257 | 3.2473
138 | -0.0074616 | -0.00187 | 0.0074626 | 0.0018704 | 1.0536e-06 | 3.8223e-07 | 0.011169 | 0.011169 | 0.011169 | 0.99411 | -0.11326 | 0.99427 | -0.1103 | 3.0683
139 | 0.0051266 | 0.0012848 | -0.0051266 | -0.0012848 | 1.9969e-08 | 1.0555e-09 | 0.0076737 | 0.0076737 | 0.0076737 | 0.99411 | -0.11326 | 0.99411 | -0.11335 | 2.1082
140 | -0.030707 | -0.007696 | 0.030711 | 0.0076982 | 3.5061e-06 | 2.1865e-06 | 0.045956 | 0.045956 | 0.045956 | 0.99427 | -0.1103 | 0.99439 | -0.1079 | 12.6253
141 | 0.0040938 | 0.001026 | -0.0040938 | -0.001026 | 3.7506e-08 | -1.0529e-08 | 0.0061278 | 0.0061278 | 0.0061278 | 0.99411 | -0.11335 | 0.9941 | -0.11354 | 1.6835
142 | -0.037705 | -0.0094511 | 0.037726 | 0.0094638 | 2.026e-05 | 1.2746e-05 | 0.056423 | 0.056423 | 0.056423 | 0.99439 | -0.1079 | 0.99497 | -0.096633 | 15.5009
143 | 0.0069947 | 0.0017529 | -0.0069942 | -0.0017528 | 4.9769e-07 | 1.6139e-07 | 0.010467 | 0.010467 | 0.010467 | 0.99439 | -0.1079 | 0.99431 | -0.1094 | 2.8756
144 | 0.0021882 | 0.00054839 | -0.0021882 | -0.00054841 | 6.2468e-09 | -1.6133e-08 | 0.0032754 | 0.0032754 | 0.0032754 | 0.9941 | -0.11354 | 0.99409 | -0.1136 | 0.89983
145 | 0.0056983 | 0.001428 | -0.0056977 | -0.0014279 | 5.9642e-07 | 9.8074e-08 | 0.0085277 | 0.0085278 | 0.0085278 | 0.99431 | -0.1094 | 0.9942 | -0.1116 | 2.3428
146 | 0.001223 | 0.00030639 | -0.001223 | -0.0003065 | 1.1303e-08 | -1.0942e-07 | 0.0018304 | 0.0018304 | 0.0018304 | 0.9942 | -0.1116 | 0.99419 | -0.11179 | 0.50286
147 | -0.0039178 | -0.00098156 | 0.0039182 | 0.00098145 | 3.2856e-07 | -1.1355e-07 | 0.0058936 | 0.0058934 | 0.0058936 | 0.98916 | -0.20695 | 0.98925 | -0.20519 | 1.6191
148 | 0.0026113 | 0.00065412 | -0.0026111 | -0.00065441 | 1.8641e-07 | -2.9418e-07 | 0.0039281 | 0.0039283 | 0.0039283 | 0.98916 | -0.20695 | 0.98908 | -0.20845 | 1.0792
149 | -0.0039182 | -0.00098145 | 0.0039183 | 0.00098141 | 1.0012e-07 | -3.4617e-08 | 0.0058934 | 0.0058934 | 0.0058934 | 0.98925 | -0.20519 | 0.98928 | -0.20465 | 1.6191
150 | 0.0021315 | 0.00053398 | -0.0021314 | -0.00053419 | 7.7873e-08 | -2.0954e-07 | 0.003206 | 0.0032061 | 0.0032061 | 0.98928 | -0.20465 | 0.98924 | -0.20542 | 0.8808
151 | -0.0060498 | -0.0015154 | 0.0060504 | 0.0015155 | 6.013e-07 | 1.3616e-07 | 0.0090994 | 0.0090994 | 0.0090994 | 0.98928 | -0.20465 | 0.98939 | -0.20257 | 2.4998
152 | 0.074903 | 0.018849 | -0.074878 | -0.018833 | 2.5377e-05 | 1.6177e-05 | 0.1143 | 0.1143 | 0.1143 | 0.97538 | -0.47405 | 0.97502 | -0.48115 | 31.4008
153 | 0.01937 | 0.0048585 | -0.019365 | -0.0048556 | 4.9065e-06 | 2.9414e-06 | 0.029104 | 0.029105 | 0.029105 | 0.99039 | -0.18314 | 0.99011 | -0.18845 | 7.9958
154 | 0.01541 | 0.0038642 | -0.015409 | -0.0038639 | 4.9729e-07 | 2.8647e-07 | 0.023159 | 0.023159 | 0.023159 | 0.99011 | -0.18845 | 0.99008 | -0.18913 | 6.3625
155 | 0.013087 | 0.0032819 | -0.01308 | -0.0032782 | 6.6534e-06 | 3.6687e-06 | 0.019669 | 0.01967 | 0.01967 | 0.99008 | -0.18913 | 0.98953 | -0.1998 | 5.4037
156 | 0.28256 | 0.072116 | -0.2822 | -0.071886 | 0.00036004 | 0.00022981 | 0.42456 | 0.42456 | 0.42456 | 0.99141 | -0.16315 | 0.99003 | -0.18956 | 38.8793
157 | -0.012661 | -0.0031742 | 0.012662 | 0.003175 | 1.5196e-06 | 8.2613e-07 | 0.018948 | 0.018948 | 0.018948 | 0.99431 | -0.10788 | 0.99444 | -0.10536 | 5.2055
158 | 0.0029245 | 0.00073292 | -0.0029245 | -0.00073295 | 3.06e-08 | -3.5697e-08 | 0.0043761 | 0.0043761 | 0.0043761 | 0.99444 | -0.10536 | 0.99443 | -0.10558 | 1.2022
159 | 0.0044216 | 0.0011081 | -0.0044214 | -0.0011081 | 2.8904e-07 | -2.2605e-08 | 0.0067763 | 0.0067764 | 0.0067764 | 0.97095 | -0.56137 | 0.97088 | -0.56275 | 1.8616
160 | 0.0023364 | 0.00058493 | -0.0023361 | -0.00058548 | 2.7327e-07 | -5.5406e-07 | 0.003548 | 0.0035482 | 0.0035482 | 0.97981 | -0.38776 | 0.97969 | -0.39022 | 0.97479

## res_trafo
| p_hv_mw | q_hv_mvar | p_lv_mw | q_lv_mvar | pl_mw | ql_mvar | i_hv_ka | i_lv_ka | vm_hv_pu | va_hv_degree | vm_lv_pu | va_lv_degree | loading_percent
0 | -1.2729e-15 | -1.3162e-15 | 0.00165 | 1.2699e-07 | 0.00165 | 1.2699e-07 | 5.2857e-17 | 0.0023815 | 0.99998 | 149.9956 | 1 | 0 | 0.2619

## res_ext_grid
| p_mw | q_mvar
0 | 0.45759 | 0.11681

## res_load
| p_mw | q_mvar
0 | 0.0013565 | 0.00033997
1 | 0.0025691 | 0.00064388
2 | 0.0082796 | 0.0020751
3 | 0.0026174 | 0.00065599
4 | 0.0014553 | 0.00036473
5 | 0.0029438 | 0.00073779
6 | 0.001903 | 0.00047693
7 | 0.0063529 | 0.0015922
8 | 0.028594 | 0.0071663
9 | 0.00098236 | 0.0002462
10 | 0.003286 | 0.00082356
11 | 0.0053881 | 0.0013504
12 | 0.0032744 | 0.00082064
13 | 0.004231 | 0.0010604
14 | 0.0034935 | 0.00087555
15 | 0.017472 | 0.0043789
16 | 0.016742 | 0.0041958
17 | 0.011529 | 0.0028894
18 | 0.0017561 | 0.00044013
19 | 0.0064204 | 0.0016091
20 | 0.0052292 | 0.0013106
21 | 0.0021768 | 0.00054556
22 | 0.0023432 | 0.00058726
23 | 0.0011946 | 0.00029939
24 | 0.0023468 | 0.00058817
25 | 0.0021248 | 0.00053252
26 | 0.0019691 | 0.00049349
27 | 0.0019695 | 0.00049361
28 | 0.004453 | 0.001116
29 | 0.0034679 | 0.00086914
30 | 0.0011757 | 0.00029465
31 | 0.0042821 | 0.0010732
32 | 0.0037561 | 0.00094136
33 | 0.0019157 | 0.00048012
34 | 0.0051386 | 0.0012879
35 | 0.0020303 | 0.00050884
36 | 0.0023022 | 0.00057699
37 | 0.0013616 | 0.00034125
38 | 0.0045839 | 0.0011488
39 | 0.0013254 | 0.00033219
40 | 0.0010742 | 0.00026922
41 | 0.0031396 | 0.00078685
42 | 0.0026694 | 0.00066901
43 | 0.0031229 | 0.00078266
44 | 0.00114 | 0.00028571
45 | 0.0093847 | 0.002352
46 | 0.0033202 | 0.00083211
47 | 0.0028634 | 0.00071763
48 | 0.00086528 | 0.00021686
49 | 0.0017348 | 0.00043477
50 | 0.0031757 | 0.00079591
51 | 0.0015499 | 0.00038844
52 | 0.00078055 | 0.00019562
53 | 0.0038365 | 0.00096151
54 | 0.010304 | 0.0025823
55 | 0.0034012 | 0.00085243
56 | 0.001603 | 0.00040176
57 | 0.0012553 | 0.00031461
58 | 0.0013464 | 0.00033743
59 | 0.0014678 | 0.00036787
60 | 0.0016823 | 0.00042163
61 | 0.0024284 | 0.00060861
62 | 0.0024494 | 0.00061388
63 | 0.0016028 | 0.00040169
64 | 0.0018796 | 0.00047107
65 | 0.0019598 | 0.00049118
66 | 0.0019165 | 0.00048032
67 | 0.002136 | 0.00053534
68 | 0.0016381 | 0.00041055
69 | 0.0030021 | 0.00075241
70 | 0.001685 | 0.00042229
71 | 0.0059539 | 0.0014922
72 | 0.0037556 | 0.00094123
73 | 0.0076094 | 0.0019071
74 | 0.0043635 | 0.0010936
75 | 0.0012753 | 0.00031961
76 | 0.0032782 | 0.00082159
77 | 0.0062331 | 0.0015622
78 | 0.0014944 | 0.00037454
79 | 0.0018266 | 0.0004578
80 | 0.0030169 | 0.00075611
81 | 0.0018545 | 0.00046477
82 | 0.001548 | 0.00038798
83 | 0.0015527 | 0.00038915
84 | 0.0024208 | 0.00060671
85 | 0.0010312 | 0.00025843
86 | 0.0023349 | 0.00058519
87 | 0.023244 | 0.0058256
88 | 0.0010328 | 0.00025884
89 | 0.0019056 | 0.00047759
90 | 0.0045119 | 0.0011308
91 | 0.0012959 | 0.00032478
92 | 0.0021882 | 0.00054841
93 | 0.0044748 | 0.0011215
94 | 0.0013065 | 0.00032744
95 | 0.0026111 | 0.00065441
96 | 0.0021314 | 0.00053419
97 | 0.001809 | 0.00045339
98 | 0.001223 | 0.0003065
99 | 0.013105 | 0.0032843
100 | 0.002192 | 0.00054937
101 | 0.0039559 | 0.00099143
102 | 0.0023221 | 0.00058198
103 | 0.01308 | 0.0032782
104 | 0.0014283 | 0.00035796
105 | 0.0016226 | 0.00040666
106 | 0.0027687 | 0.00069389
107 | 0.00069084 | 0.00017314
108 | 0.0052505 | 0.0013159
109 | 0.0029245 | 0.00073295
110 | 0.0072549 | 0.0018183
111 | 0.018346 | 0.0045979
112 | 0.0029617 | 0.00074228
113 | 0.0011651 | 0.00029199
114 | 0.0044214 | 0.0011081
115 | 0.0023361 | 0.00058548

## dtypes
| element | column | dtype
0 | bus | name | object
1 | bus | vn_kv | float64
2 | bus | type | object
3 | bus | zone | object
4 | bus | in_service | bool
5 | load | name | object
6 | load | bus | uint32
7 | load | p_mw | float64
8 | load | q_mvar | float64
9 | load | const_z_percent | float64
10 | load | const_i_percent | float64
11 | load | sn_mva | float64
12 | load | scaling | float64
13 | load | in_service | bool
14 | load | type | object
15 | ext_grid | name | object
16 | ext_grid | bus | uint32
17 | ext_grid | vm_pu | float64
18 | ext_grid | va_degree | float64
19 | ext_grid | slack_weight | float64
20 | ext_grid | in_service | bool
21 | line | name | object
22 | line | std_type | object
23 | line | from_bus | uint32
24 | line | to_bus | uint32
25 | line | length_km | float64
26 | line | r_ohm_per_km | float64
27 | line | x_ohm_per_km | float64
28 | line | c_nf_per_km | float64
29 | line | g_us_per_km | float64
30 | line | max_i_ka | float64
31 | line | df | float64
32 | line | parallel | uint32
33 | line | type | object
34 | line | in_service | bool
35 | trafo | name | object
36 | trafo | std_type | object
37 | trafo | hv_bus | uint32
38 | trafo | lv_bus | uint32
39 | trafo | sn_mva | float64
40 | trafo | vn_hv_kv | float64
41 | trafo | vn_lv_kv | float64
42 | trafo | vk_percent | float64
43 | trafo | vkr_percent | float64
44 | trafo | pfe_kw | float64
45 | trafo | i0_percent | float64
46 | trafo | shift_degree | float64
47 | trafo | tap_side | object
48 | trafo | tap_neutral | int32
49 | trafo | tap_min | int32
50 | trafo | tap_max | int32
51 | trafo | tap_step_percent | float64
52 | trafo | tap_step_degree | float64
53 | trafo | tap_pos | int32
54 | trafo | tap_phase_shifter | bool
55 | trafo | parallel | uint32
56 | trafo | df | float64
57 | trafo | in_service | bool
58 | line_geodata | coords | object
59 | bus_geodata | x | float64
60 | bus_geodata | y | float64
61 | bus_geodata | coords | object
62 | res_bus | vm_pu | float64
63 | res_bus | va_degree | float64
64 | res_bus | p_mw | float64
65 | res_bus | q_mvar | float64
66 | res_line | p_from_mw | float64
67 | res_line | q_from_mvar | float64
68 | res_line | p_to_mw | float64
69 | res_line | q_to_mvar | float64
70 | res_line | pl_mw | float64
71 | res_line | ql_mvar | float64
72 | res_line | i_from_ka | float64
73 | res_line | i_to_ka | float64
74 | res_line | i_ka | float64
75 | res_line | vm_from_pu | float64
76 | res_line | va_from_degree | float64
77 | res_line | vm_to_pu | float64
78 | res_line | va_to_degree | float64
79 | res_line | loading_percent | float64
80 | res_trafo | p_hv_mw | float64
81 | res_trafo | q_hv_mvar | float64
82 | res_trafo | p_lv_mw | float64
83 | res_trafo | q_lv_mvar | float64
84 | res_trafo | pl_mw | float64
85 | res_trafo | ql_mvar | float64
86 | res_trafo | i_hv_ka | float64
87 | res_trafo | i_lv_ka | float64
88 | res_trafo | vm_hv_pu | float64
89 | res_trafo | va_hv_degree | float64
90 | res_trafo | vm_lv_pu | float64
91 | res_trafo | va_lv_degree | float64
92 | res_trafo | loading_percent | float64
93 | res_ext_grid | p_mw | float64
94 | res_ext_grid | q_mvar | float64
95 | res_load | p_mw | float64
96 | res_load | q_mvar | float64

## parameters
| version | format_version | converged | OPF_converged | name | f_hz | sn_mva
0 | 2.14.6 | 2.14.0 | TRUE | FALSE |  | 50 | 1