## bus
| name | vn_kv | type | zone | in_service
0 | bus_LV_199-3_0_6_node_0 | 0.4 | n |  | TRUE
1 | bus_LV_199-3_0_6_node_1 | 0.4 | n |  | TRUE
2 | bus_LV_199-3_0_6_node_2 | 0.4 | n |  | TRUE
3 | bus_LV_199-3_0_6_node_3 | 0.4 | n |  | TRUE
4 | bus_LV_199-3_0_6_node_4 | 0.4 | n |  | TRUE
5 | bus_LV_199-3_0_6_node_5 | 0.4 | n |  | TRUE
6 | bus_LV_199-3_0_6_node_6 | 0.4 | n |  | TRUE
7 | bus_LV_199-3_0_6_node_23 | 0.4 | n |  | TRUE
8 | bus_LV_199-3_0_6_node_7 | 0.4 | n |  | TRUE
9 | bus_LV_199-3_0_6_node_24 | 0.4 | n |  | TRUE
10 | bus_LV_199-3_0_6_node_9 | 0.4 | n |  | TRUE
11 | bus_LV_199-3_0_6_node_8 | 0.4 | n |  | TRUE
12 | bus_LV_199-3_0_6_node_13 | 0.4 | n |  | TRUE
13 | bus_LV_199-3_0_6_node_14 | 0.4 | n |  | TRUE
14 | bus_LV_199-3_0_6_node_10 | 0.4 | n |  | TRUE
15 | bus_LV_199-3_0_6_node_147 | 0.4 | n |  | TRUE
16 | bus_LV_199-3_0_6_node_20 | 0.4 | n |  | TRUE
17 | bus_LV_199-3_0_6_node_11 | 0.4 | n |  | TRUE
18 | bus_LV_199-3_0_6_node_12 | 0.4 | n |  | TRUE
19 | bus_LV_199-3_0_6_node_15 | 0.4 | n |  | TRUE
20 | bus_LV_199-3_0_6_node_16 | 0.4 | n |  | TRUE
21 | bus_LV_199-3_0_6_node_17 | 0.4 | n |  | TRUE
22 | bus_LV_199-3_0_6_node_201 | 0.4 | n |  | TRUE
23 | bus_LV_199-3_0_6_node_50 | 0.4 | n |  | TRUE
24 | bus_LV_199-3_0_6_node_148 | 0.4 | n |  | TRUE
25 | bus_LV_199-3_0_6_node_18 | 0.4 | n |  | TRUE
26 | bus_LV_199-3_0_6_node_45 | 0.4 | n |  | TRUE
27 | bus_LV_199-3_0_6_node_56 | 0.4 | n |  | TRUE
28 | bus_LV_199-3_0_6_node_19 | 0.4 | n |  | TRUE
29 | bus_LV_199-3_0_6_node_21 | 0.4 | n |  | TRUE
30 | bus_LV_199-3_0_6_node_22 | 0.4 | n |  | TRUE
31 | bus_LV_199-3_0_6_node_31 | 0.4 | n |  | TRUE
32 | bus_LV_199-3_0_6_node_29 | 0.4 | n |  | TRUE
33 | bus_LV_199-3_0_6_node_25 | 0.4 | n |  | TRUE
34 | bus_LV_199-3_0_6_node_26 | 0.4 | n |  | TRUE
35 | bus_LV_199-3_0_6_node_27 | 0.4 | n |  | TRUE
36 | bus_LV_199-3_0_6_node_28 | 0.4 | n |  | TRUE
37 | bus_LV_199-3_0_6_node_30 | 0.4 | n |  | TRUE
38 | bus_LV_199-3_0_6_node_39 | 0.4 | n |  | TRUE
39 | bus_LV_199-3_0_6_node_35 | 0.4 | n |  | TRUE
40 | bus_LV_199-3_0_6_node_32 | 0.4 | n |  | TRUE
41 | bus_LV_199-3_0_6_node_33 | 0.4 | n |  | TRUE
42 | bus_LV_199-3_0_6_node_34 | 0.4 | n |  | TRUE
43 | bus_LV_199-3_0_6_node_36 | 0.4 | n |  | TRUE
44 | bus_LV_199-3_0_6_node_37 | 0.4 | n |  | TRUE
45 | bus_LV_199-3_0_6_node_38 | 0.4 | n |  | TRUE
46 | bus_LV_199-3_0_6_node_40 | 0.4 | n |  | TRUE
47 | bus_LV_199-3_0_6_node_41 | 0.4 | n |  | TRUE
48 | bus_LV_199-3_0_6_node_42 | 0.4 | n |  | TRUE
49 | bus_LV_199-3_0_6_node_81 | 0.4 | n |  | TRUE
50 | bus_LV_199-3_0_6_node_43 | 0.4 | n |  | TRUE
51 | bus_LV_199-3_0_6_node_80 | 0.4 | n |  | TRUE
52 | bus_LV_199-3_0_6_node_44 | 0.4 | n |  | TRUE
53 | bus_LV_199-3_0_6_node_47 | 0.4 | n |  | TRUE
54 | bus_LV_199-3_0_6_node_48 | 0.4 | n |  | TRUE
55 | bus_LV_199-3_0_6_node_202 | 0.4 | n |  | TRUE
56 | bus_LV_199-3_0_6_node_203 | 0.4 | n |  | TRUE
57 | bus_LV_199-3_0_6_node_235 | 0.4 | n |  | TRUE
58 | bus_LV_199-3_0_6_node_236 | 0.4 | n |  | TRUE
59 | bus_LV_199-3_0_6_node_54 | 0.4 | n |  | TRUE
60 | bus_LV_199-3_0_6_node_51 | 0.4 | n |  | TRUE
61 | bus_LV_199-3_0_6_node_52 | 0.4 | n |  | TRUE
62 | bus_LV_199-3_0_6_node_53 | 0.4 | n |  | TRUE
63 | bus_LV_199-3_0_6_node_55 | 0.4 | n |  | TRUE
64 | bus_LV_199-3_0_6_node_234 | 0.4 | n |  | TRUE
65 | bus_LV_199-3_0_6_node_277 | 0.4 | n |  | TRUE
66 | bus_LV_199-3_0_6_node_57 | 0.4 | n |  | TRUE
67 | bus_LV_199-3_0_6_node_59 | 0.4 | n |  | TRUE
68 | bus_LV_199-3_0_6_node_60 | 0.4 | n |  | TRUE
69 | bus_LV_199-3_0_6_node_61 | 0.4 | n |  | TRUE
70 | bus_LV_199-3_0_6_node_99 | 0.4 | n |  | TRUE
71 | bus_LV_199-3_0_6_node_206 | 0.4 | n |  | TRUE
72 | bus_LV_199-3_0_6_node_98 | 0.4 | n |  | TRUE
73 | bus_LV_199-3_0_6_node_207 | 0.4 | n |  | TRUE
74 | bus_LV_199-3_0_6_node_205 | 0.4 | n |  | TRUE
75 | bus_LV_199-3_0_6_node_62 | 0.4 | n |  | TRUE
76 | bus_LV_199-3_0_6_node_63 | 0.4 | n |  | TRUE
77 | bus_LV_199-3_0_6_node_64 | 0.4 | n |  | TRUE
78 | bus_LV_199-3_0_6_node_231 | 0.4 | n |  | TRUE
79 | bus_LV_199-3_0_6_node_230 | 0.4 | n |  | TRUE
80 | bus_LV_199-3_0_6_node_227 | 0.4 | n |  | TRUE
81 | bus_LV_199-3_0_6_node_65 | 0.4 | n |  | TRUE
82 | bus_LV_199-3_0_6_node_66 | 0.4 | n |  | TRUE
83 | bus_LV_199-3_0_6_node_67 | 0.4 | n |  | TRUE
84 | bus_LV_199-3_0_6_node_69 | 0.4 | n |  | TRUE
85 | bus_LV_199-3_0_6_node_70 | 0.4 | n |  | TRUE
86 | bus_LV_199-3_0_6_node_71 | 0.4 | n |  | TRUE
87 | bus_LV_199-3_0_6_node_72 | 0.4 | n |  | TRUE
88 | bus_LV_199-3_0_6_node_68 | 0.4 | n |  | TRUE
89 | bus_LV_199-3_0_6_node_73 | 0.4 | n |  | TRUE
90 | bus_LV_199-3_0_6_node_74 | 0.4 | n |  | TRUE
91 | bus_LV_199-3_0_6_node_75 | 0.4 | n |  | TRUE
92 | bus_LV_199-3_0_6_node_76 | 0.4 | n |  | TRUE
93 | bus_LV_199-3_0_6_node_77 | 0.4 | n |  | TRUE
94 | bus_LV_199-3_0_6_node_198 | 0.4 | n |  | TRUE
95 | bus_LV_199-3_0_6_node_195 | 0.4 | n |  | TRUE
96 | bus_LV_199-3_0_6_node_78 | 0.4 | n |  | TRUE
97 | bus_LV_199-3_0_6_node_200 | 0.4 | n |  | TRUE
98 | bus_LV_199-3_0_6_node_237 | 0.4 | n |  | TRUE
99 | bus_LV_199-3_0_6_node_196 | 0.4 | n |  | TRUE
100 | bus_LV_199-3_0_6_node_79 | 0.4 | n |  | TRUE
101 | bus_LV_199-3_0_6_node_150 | 0.4 | n |  | TRUE
102 | bus_LV_199-3_0_6_node_151 | 0.4 | n |  | TRUE
103 | bus_LV_199-3_0_6_node_82 | 0.4 | n |  | TRUE
104 | bus_LV_199-3_0_6_node_83 | 0.4 | n |  | TRUE
105 | bus_LV_199-3_0_6_node_84 | 0.4 | n |  | TRUE
106 | bus_LV_199-3_0_6_node_86 | 0.4 | n |  | TRUE
107 | bus_LV_199-3_0_6_node_88 | 0.4 | n |  | TRUE
108 | bus_LV_199-3_0_6_node_87 | 0.4 | n |  | TRUE
109 | bus_LV_199-3_0_6_node_181 | 0.4 | n |  | TRUE
110 | bus_LV_199-3_0_6_node_89 | 0.4 | n |  | TRUE
111 | bus_LV_199-3_0_6_node_179 | 0.4 | n |  | TRUE
112 | bus_LV_199-3_0_6_node_90 | 0.4 | n |  | TRUE
113 | bus_LV_199-3_0_6_node_91 | 0.4 | n |  | TRUE
114 | bus_LV_199-3_0_6_node_93 | 0.4 | n |  | TRUE
115 | bus_LV_199-3_0_6_node_94 | 0.4 | n |  | TRUE
116 | bus_LV_199-3_0_6_node_192 | 0.4 | n |  | TRUE
117 | bus_LV_199-3_0_6_node_95 | 0.4 | n |  | TRUE
118 | bus_LV_199-3_0_6_node_189 | 0.4 | n |  | TRUE
119 | bus_LV_199-3_0_6_node_233 | 0.4 | n |  | TRUE
120 | bus_LV_199-3_0_6_node_194 | 0.4 | n |  | TRUE
121 | bus_LV_199-3_0_6_node_96 | 0.4 | n |  | TRUE
122 | bus_LV_199-3_0_6_node_97 | 0.4 | n |  | TRUE
123 | bus_LV_199-3_0_6_node_133 | 0.4 | n |  | TRUE
124 | bus_LV_199-3_0_6_node_130 | 0.4 | n |  | TRUE
125 | bus_LV_199-3_0_6_node_135 | 0.4 | n |  | TRUE
126 | bus_LV_199-3_0_6_node_129 | 0.4 | n |  | TRUE
127 | bus_LV_199-3_0_6_node_100 | 0.4 | n |  | TRUE
128 | bus_LV_199-3_0_6_node_101 | 0.4 | n |  | TRUE
129 | bus_LV_199-3_0_6_node_102 | 0.4 | n |  | TRUE
130 | bus_LV_199-3_0_6_node_243 | 0.4 | n |  | TRUE
131 | bus_LV_199-3_0_6_node_244 | 0.4 | n |  | TRUE
132 | bus_LV_199-3_0_6_node_103 | 0.4 | n |  | TRUE
133 | bus_LV_199-3_0_6_node_104 | 0.4 | n |  | TRUE
134 | bus_LV_199-3_0_6_node_105 | 0.4 | n |  | TRUE
135 | bus_LV_199-3_0_6_node_106 | 0.4 | n |  | TRUE
136 | bus_LV_199-3_0_6_node_107 | 0.4 | n |  | TRUE
137 | bus_LV_199-3_0_6_node_108 | 0.4 | n |  | TRUE
138 | bus_LV_199-3_0_6_node_109 | 0.4 | n |  | TRUE
139 | bus_LV_199-3_0_6_node_253 | 0.4 | n |  | TRUE
140 | bus_LV_199-3_0_6_node_175 | 0.4 | n |  | TRUE
141 | bus_LV_199-3_0_6_node_173 | 0.4 | n |  | TRUE
142 | bus_LV_199-3_0_6_node_254 | 0.4 | n |  | TRUE
143 | bus_LV_199-3_0_6_node_204 | 0.4 | n |  | TRUE
144 | bus_LV_199-3_0_6_node_174 | 0.4 | n |  | TRUE
145 | bus_LV_199-3_0_6_node_172 | 0.4 | n |  | TRUE
146 | bus_LV_199-3_0_6_node_110 | 0.4 | n |  | TRUE
147 | bus_LV_199-3_0_6_node_111 | 0.4 | n |  | TRUE
148 | bus_LV_199-3_0_6_node_112 | 0.4 | n |  | TRUE
149 | bus_LV_199-3_0_6_node_113 | 0.4 | n |  | TRUE
150 | bus_LV_199-3_0_6_node_114 | 0.4 | n |  | TRUE
151 | bus_LV_199-3_0_6_node_115 | 0.4 | n |  | TRUE
152 | bus_LV_199-3_0_6_node_116 | 0.4 | n |  | TRUE
153 | bus_LV_199-3_0_6_node_117 | 0.4 | n |  | TRUE
154 | bus_LV_199-3_0_6_node_146 | 0.4 | n |  | TRUE
155 | bus_LV_199-3_0_6_node_142 | 0.4 | n |  | TRUE
156 | bus_LV_199-3_0_6_node_272 | 0.4 | n |  | TRUE
157 | bus_LV_199-3_0_6_node_143 | 0.4 | n |  | TRUE
158 | bus_LV_199-3_0_6_node_118 | 0.4 | n |  | TRUE
159 | bus_LV_199-3_0_6_node_119 | 0.4 | n |  | TRUE
160 | bus_LV_199-3_0_6_node_120 | 0.4 | n |  | TRUE
161 | bus_LV_199-3_0_6_node_121 | 0.4 | n |  | TRUE
162 | bus_LV_199-3_0_6_node_122 | 0.4 | n |  | TRUE
163 | bus_LV_199-3_0_6_node_123 | 0.4 | n |  | TRUE
164 | bus_LV_199-3_0_6_node_125 | 0.4 | n |  | TRUE
165 | bus_LV_199-3_0_6_node_126 | 0.4 | n |  | TRUE
166 | bus_LV_199-3_0_6_node_127 | 0.4 | n |  | TRUE
167 | bus_LV_199-3_0_6_node_128 | 0.4 | n |  | TRUE
168 | bus_LV_199-3_0_6_node_275 | 0.4 | n |  | TRUE
169 | bus_LV_199-3_0_6_node_276 | 0.4 | n |  | TRUE
170 | bus_LV_199-3_0_6_node_131 | 0.4 | n |  | TRUE
171 | bus_LV_199-3_0_6_node_132 | 0.4 | n |  | TRUE
172 | bus_LV_199-3_0_6_node_134 | 0.4 | n |  | TRUE
173 | bus_LV_199-3_0_6_node_141 | 0.4 | n |  | TRUE
174 | bus_LV_199-3_0_6_node_136 | 0.4 | n |  | TRUE
175 | bus_LV_199-3_0_6_node_137 | 0.4 | n |  | TRUE
176 | bus_LV_199-3_0_6_node_139 | 0.4 | n |  | TRUE
177 | bus_LV_199-3_0_6_node_140 | 0.4 | n |  | TRUE
178 | bus_LV_199-3_0_6_node_177 | 0.4 | n |  | TRUE
179 | bus_LV_199-3_0_6_node_178 | 0.4 | n |  | TRUE
180 | bus_LV_199-3_0_6_node_144 | 0.4 | n |  | TRUE
181 | bus_LV_199-3_0_6_node_220 | 0.4 | n |  | TRUE
182 | bus_LV_199-3_0_6_node_218 | 0.4 | n |  | TRUE
183 | bus_LV_199-3_0_6_node_221 | 0.4 | n |  | TRUE
184 | bus_LV_199-3_0_6_node_219 | 0.4 | n |  | TRUE
185 | bus_LV_199-3_0_6_node_225 | 0.4 | n |  | TRUE
186 | bus_LV_199-3_0_6_node_149 | 0.4 | n |  | TRUE
187 | bus_LV_199-3_0_6_node_152 | 0.4 | n |  | TRUE
188 | bus_LV_199-3_0_6_node_153 | 0.4 | n |  | TRUE
189 | bus_LV_199-3_0_6_node_154 | 0.4 | n |  | TRUE
190 | bus_LV_199-3_0_6_node_155 | 0.4 | n |  | TRUE
191 | bus_LV_199-3_0_6_node_156 | 0.4 | n |  | TRUE
192 | bus_LV_199-3_0_6_node_162 | 0.4 | n |  | TRUE
193 | bus_LV_199-3_0_6_node_160 | 0.4 | n |  | TRUE
194 | bus_LV_199-3_0_6_node_157 | 0.4 | n |  | TRUE
195 | bus_LV_199-3_0_6_node_158 | 0.4 | n |  | TRUE
196 | bus_LV_199-3_0_6_node_159 | 0.4 | n |  | TRUE
197 | bus_LV_199-3_0_6_node_161 | 0.4 | n |  | TRUE
198 | bus_LV_199-3_0_6_node_163 | 0.4 | n |  | TRUE
199 | bus_LV_199-3_0_6_node_164 | 0.4 | n |  | TRUE
200 | bus_LV_199-3_0_6_node_165 | 0.4 | n |  | TRUE
201 | bus_LV_199-3_0_6_node_166 | 0.4 | n |  | TRUE
202 | bus_LV_199-3_0_6_node_167 | 0.4 | n |  | TRUE
203 | bus_LV_199-3_0_6_node_168 | 0.4 | n |  | TRUE
204 | bus_LV_199-3_0_6_node_169 | 0.4 | n |  | TRUE
205 | bus_LV_199-3_0_6_node_170 | 0.4 | n |  | TRUE
206 | bus_LV_199-3_0_6_node_171 | 0.4 | n |  | TRUE
207 | bus_LV_199-3_0_6_node_176 | 0.4 | n |  | TRUE
208 | bus_LV_199-3_0_6_node_191 | 0.4 | n |  | TRUE
209 | bus_LV_199-3_0_6_node_180 | 0.4 | n |  | TRUE
210 | bus_LV_199-3_0_6_node_182 | 0.4 | n |  | TRUE
211 | bus_LV_199-3_0_6_node_197 | 0.4 | n |  | TRUE
212 | bus_LV_199-3_0_6_node_183 | 0.4 | n |  | TRUE
213 | bus_LV_199-3_0_6_node_184 | 0.4 | n |  | TRUE
214 | bus_LV_199-3_0_6_node_185 | 0.4 | n |  | TRUE
215 | bus_LV_199-3_0_6_node_186 | 0.4 | n |  | TRUE
216 | bus_LV_199-3_0_6_node_273 | 0.4 | n |  | TRUE
217 | bus_LV_199-3_0_6_node_274 | 0.4 | n |  | TRUE
218 | bus_LV_199-3_0_6_node_187 | 0.4 | n |  | TRUE
219 | bus_LV_199-3_0_6_node_188 | 0.4 | n |  | TRUE
220 | bus_LV_199-3_0_6_node_190 | 0.4 | n |  | TRUE
221 | bus_LV_199-3_0_6_node_193 | 0.4 | n |  | TRUE
222 | bus_LV_199-3_0_6_node_238 | 0.4 | n |  | TRUE
223 | bus_LV_199-3_0_6_node_199 | 0.4 | n |  | TRUE
224 | bus_LV_199-3_0_6_node_239 | 0.4 | n |  | TRUE
225 | bus_LV_199-3_0_6_node_208 | 0.4 | n |  | TRUE
226 | bus_LV_199-3_0_6_node_209 | 0.4 | n |  | TRUE
227 | bus_LV_199-3_0_6_node_210 | 0.4 | n |  | TRUE
228 | bus_LV_199-3_0_6_node_211 | 0.4 | n |  | TRUE
229 | bus_LV_199-3_0_6_node_212 | 0.4 | n |  | TRUE
230 | bus_LV_199-3_0_6_node_213 | 0.4 | n |  | TRUE
231 | bus_LV_199-3_0_6_node_214 | 0.4 | n |  | TRUE
232 | bus_LV_199-3_0_6_node_215 | 0.4 | n |  | TRUE
233 | bus_LV_199-3_0_6_node_216 | 0.4 | n |  | TRUE
234 | bus_LV_199-3_0_6_node_217 | 0.4 | n |  | TRUE
235 | bus_LV_199-3_0_6_node_271 | 0.4 | n |  | TRUE
236 | bus_LV_199-3_0_6_node_270 | 0.4 | n |  | TRUE
237 | bus_LV_199-3_0_6_node_222 | 0.4 | n |  | TRUE
238 | bus_LV_199-3_0_6_node_223 | 0.4 | n |  | TRUE
239 | bus_LV_199-3_0_6_node_224 | 0.4 | n |  | TRUE
240 | bus_LV_199-3_0_6_node_226 | 0.4 | n |  | TRUE
241 | bus_LV_199-3_0_6_node_228 | 0.4 | n |  | TRUE
242 | bus_LV_199-3_0_6_node_229 | 0.4 | n |  | TRUE
243 | bus_LV_199-3_0_6_node_240 | 0.4 | n |  | TRUE
244 | bus_LV_199-3_0_6_node_241 | 0.4 | n |  | TRUE
245 | bus_LV_199-3_0_6_node_242 | 0.4 | n |  | TRUE
246 | bus_LV_199-3_0_6_node_252 | 0.4 | n |  | TRUE
247 | bus_LV_199-3_0_6_node_251 | 0.4 | n |  | TRUE
248 | bus_LV_199-3_0_6_node_245 | 0.4 | n |  | TRUE
249 | bus_LV_199-3_0_6_node_246 | 0.4 | n |  | TRUE
250 | bus_LV_199-3_0_6_node_247 | 0.4 | n |  | TRUE
251 | bus_LV_199-3_0_6_node_248 | 0.4 | n |  | TRUE
252 | bus_LV_199-3_0_6_node_249 | 0.4 | n |  | TRUE
253 | bus_LV_199-3_0_6_node_250 | 0.4 | n |  | TRUE
254 | bus_LV_199-3_0_6_node_255 | 0.4 | n |  | TRUE
255 | bus_LV_199-3_0_6_node_256 | 0.4 | n |  | TRUE
256 | bus_LV_199-3_0_6_node_257 | 0.4 | n |  | TRUE
257 | bus_LV_199-3_0_6_node_258 | 0.4 | n |  | TRUE
258 | bus_LV_199-3_0_6_node_259 | 0.4 | n |  | TRUE
259 | bus_LV_199-3_0_6_node_260 | 0.4 | n |  | TRUE
260 | bus_LV_199-3_0_6_node_261 | 0.4 | n |  | TRUE
261 | bus_LV_199-3_0_6_node_262 | 0.4 | n |  | TRUE
262 | bus_LV_199-3_0_6_node_263 | 0.4 | n |  | TRUE
263 | bus_LV_199-3_0_6_node_264 | 0.4 | n |  | TRUE
264 | bus_LV_199-3_0_6_node_265 | 0.4 | n |  | TRUE
265 | bus_LV_199-3_0_6_node_266 | 0.4 | n |  | TRUE
266 | bus_LV_199-3_0_6_node_267 | 0.4 | n |  | TRUE
267 | bus_LV_199-3_0_6_node_268 | 0.4 | n |  | TRUE
268 | bus_LV_199-3_0_6_node_269 | 0.4 | n |  | TRUE
269 | bus_MV_502_0_node_80 | 20 | n |  | TRUE

## load
| name | bus | p_mw | q_mvar | const_z_percent | const_i_percent | sn_mva | scaling | in_service | type
0 | LV_199-3_0_6_load_0 | 0 | 0.0010163 | 0.00025472 | 0 | 0 |  | 1 | TRUE | wye
1 | LV_199-3_0_6_load_1 | 1 | 0.00059292 | 0.0001486 | 0 | 0 |  | 1 | TRUE | wye
2 | LV_199-3_0_6_load_2 | 2 | 0.0008178 | 0.00020496 | 0 | 0 |  | 1 | TRUE | wye
3 | LV_199-3_0_6_load_3 | 3 | 0.0013238 | 0.00033179 | 0 | 0 |  | 1 | TRUE | wye
4 | LV_199-3_0_6_load_4 | 4 | 0.00046397 | 0.00011628 | 0 | 0 |  | 1 | TRUE | wye
5 | LV_199-3_0_6_load_5 | 5 | 0.0004783 | 0.00011987 | 0 | 0 |  | 1 | TRUE | wye
6 | LV_199-3_0_6_load_6 | 6 | 0.00043732 | 0.0001096 | 0 | 0 |  | 1 | TRUE | wye
7 | LV_199-3_0_6_load_23 | 7 | 0.00054709 | 0.00013711 | 0 | 0 |  | 1 | TRUE | wye
8 | LV_199-3_0_6_load_24 | 9 | 0.00087782 | 0.00022 | 0 | 0 |  | 1 | TRUE | wye
9 | LV_199-3_0_6_load_9 | 10 | 0.00046478 | 0.00011649 | 0 | 0 |  | 1 | TRUE | wye
10 | LV_199-3_0_6_load_13 | 12 | 0.002185 | 0.00054762 | 0 | 0 |  | 1 | TRUE | wye
11 | LV_199-3_0_6_load_14 | 13 | 0.0011316 | 0.00028361 | 0 | 0 |  | 1 | TRUE | wye
12 | LV_199-3_0_6_load_147 | 15 | 0.002419 | 0.00060626 | 0 | 0 |  | 1 | TRUE | wye
13 | LV_199-3_0_6_load_20 | 16 | 0.003113 | 0.00078018 | 0 | 0 |  | 1 | TRUE | wye
14 | LV_199-3_0_6_load_12 | 18 | 0.0010531 | 0.00026393 | 0 | 0 |  | 1 | TRUE | wye
15 | LV_199-3_0_6_load_15 | 19 | 0.0018356 | 0.00046005 | 0 | 0 |  | 1 | TRUE | wye
16 | LV_199-3_0_6_load_17 | 21 | 0.00039097 | 9.7987e-05 | 0 | 0 |  | 1 | TRUE | wye
17 | LV_199-3_0_6_load_201 | 22 | 0.00022975 | 5.758e-05 | 0 | 0 |  | 1 | TRUE | wye
18 | LV_199-3_0_6_load_50 | 23 | 0.00031255 | 7.8332e-05 | 0 | 0 |  | 1 | TRUE | wye
19 | LV_199-3_0_6_load_148 | 24 | 0.0030553 | 0.00076572 | 0 | 0 |  | 1 | TRUE | wye
20 | LV_199-3_0_6_load_18 | 25 | 0.0021575 | 0.00054071 | 0 | 0 |  | 1 | TRUE | wye
21 | LV_199-3_0_6_load_45 | 26 | 0.0014909 | 0.00037367 | 0 | 0 |  | 1 | TRUE | wye
22 | LV_199-3_0_6_load_56 | 27 | 0.0074696 | 0.0018721 | 0 | 0 |  | 1 | TRUE | wye
23 | LV_199-3_0_6_load_19 | 28 | 0.0012737 | 0.00031922 | 0 | 0 |  | 1 | TRUE | wye
24 | LV_199-3_0_6_load_21 | 29 | 0.0022203 | 0.00055647 | 0 | 0 |  | 1 | TRUE | wye
25 | LV_199-3_0_6_load_22 | 30 | 0.0017345 | 0.00043471 | 0 | 0 |  | 1 | TRUE | wye
26 | LV_199-3_0_6_load_31 | 31 | 0.0013007 | 0.00032599 | 0 | 0 |  | 1 | TRUE | wye
27 | LV_199-3_0_6_load_29 | 32 | 0.0017944 | 0.00044972 | 0 | 0 |  | 1 | TRUE | wye
28 | LV_199-3_0_6_load_25 | 33 | 0.00082934 | 0.00020785 | 0 | 0 |  | 1 | TRUE | wye
29 | LV_199-3_0_6_load_26 | 34 | 0.00079874 | 0.00020018 | 0 | 0 |  | 1 | TRUE | wye
30 | LV_199-3_0_6_load_28 | 36 | 0.001911 | 0.00047895 | 0 | 0 |  | 1 | TRUE | wye
31 | LV_199-3_0_6_load_30 | 37 | 0.0020917 | 0.00052424 | 0 | 0 |  | 1 | TRUE | wye
32 | LV_199-3_0_6_load_39 | 38 | 0.0020226 | 0.00050692 | 0 | 0 |  | 1 | TRUE | wye
33 | LV_199-3_0_6_load_32 | 40 | 0.0022244 | 0.00055748 | 0 | 0 |  | 1 | TRUE | wye
34 | LV_199-3_0_6_load_37 | 44 | 0.0019445 | 0.00048734 | 0 | 0 |  | 1 | TRUE | wye
35 | LV_199-3_0_6_load_38 | 45 | 0.00189 | 0.00047368 | 0 | 0 |  | 1 | TRUE | wye
36 | LV_199-3_0_6_load_40 | 46 | 0.0015182 | 0.00038049 | 0 | 0 |  | 1 | TRUE | wye
37 | LV_199-3_0_6_load_41 | 47 | 0.0030029 | 0.00075259 | 0 | 0 |  | 1 | TRUE | wye
38 | LV_199-3_0_6_load_42 | 48 | 0.002111 | 0.00052907 | 0 | 0 |  | 1 | TRUE | wye
39 | LV_199-3_0_6_load_81 | 49 | 0.0023067 | 0.00057812 | 0 | 0 |  | 1 | TRUE | wye
40 | LV_199-3_0_6_load_43 | 50 | 0.00074547 | 0.00018683 | 0 | 0 |  | 1 | TRUE | wye
41 | LV_199-3_0_6_load_80 | 51 | 0.0017359 | 0.00043505 | 0 | 0 |  | 1 | TRUE | wye
42 | LV_199-3_0_6_load_44 | 52 | 0.0058691 | 0.0014709 | 0 | 0 |  | 1 | TRUE | wye
43 | LV_199-3_0_6_load_47 | 53 | 0.0014484 | 0.00036301 | 0 | 0 |  | 1 | TRUE | wye
44 | LV_199-3_0_6_load_48 | 54 | 0.0024194 | 0.00060637 | 0 | 0 |  | 1 | TRUE | wye
45 | LV_199-3_0_6_load_202 | 55 | 0.00046768 | 0.00011721 | 0 | 0 |  | 1 | TRUE | wye
46 | LV_199-3_0_6_load_235 | 57 | 0.0025161 | 0.0006306 | 0 | 0 |  | 1 | TRUE | wye
47 | LV_199-3_0_6_load_236 | 58 | 0.00053036 | 0.00013292 | 0 | 0 |  | 1 | TRUE | wye
48 | LV_199-3_0_6_load_51 | 60 | 0.0012554 | 0.00031462 | 0 | 0 |  | 1 | TRUE | wye
49 | LV_199-3_0_6_load_52 | 61 | 0.00021494 | 5.3868e-05 | 0 | 0 |  | 1 | TRUE | wye
50 | LV_199-3_0_6_load_53 | 62 | 0.00017239 | 4.3204e-05 | 0 | 0 |  | 1 | TRUE | wye
51 | LV_199-3_0_6_load_234 | 64 | 0.00028133 | 7.0507e-05 | 0 | 0 |  | 1 | TRUE | wye
52 | LV_199-3_0_6_load_277 | 65 | 0.00046082 | 0.00011549 | 0 | 0 |  | 1 | TRUE | wye
53 | LV_199-3_0_6_load_57 | 66 | 0.0016115 | 0.00040387 | 0 | 0 |  | 1 | TRUE | wye
54 | LV_199-3_0_6_load_60 | 68 | 0.00058224 | 0.00014592 | 0 | 0 |  | 1 | TRUE | wye
55 | LV_199-3_0_6_load_61 | 69 | 0.0006046 | 0.00015153 | 0 | 0 |  | 1 | TRUE | wye
56 | LV_199-3_0_6_load_99 | 70 | 0.00053211 | 0.00013336 | 0 | 0 |  | 1 | TRUE | wye
57 | LV_199-3_0_6_load_98 | 72 | 0.00056459 | 0.0001415 | 0 | 0 |  | 1 | TRUE | wye
58 | LV_199-3_0_6_load_207 | 73 | 0.0047659 | 0.0011945 | 0 | 0 |  | 1 | TRUE | wye
59 | LV_199-3_0_6_load_62 | 75 | 0.0014791 | 0.00037071 | 0 | 0 |  | 1 | TRUE | wye
60 | LV_199-3_0_6_load_63 | 76 | 0.00036931 | 9.2559e-05 | 0 | 0 |  | 1 | TRUE | wye
61 | LV_199-3_0_6_load_231 | 78 | 0.00042097 | 0.00010551 | 0 | 0 |  | 1 | TRUE | wye
62 | LV_199-3_0_6_load_230 | 79 | 0.00036266 | 9.0891e-05 | 0 | 0 |  | 1 | TRUE | wye
63 | LV_199-3_0_6_load_227 | 80 | 0.0026968 | 0.00067588 | 0 | 0 |  | 1 | TRUE | wye
64 | LV_199-3_0_6_load_65 | 81 | 0.0024476 | 0.00061343 | 0 | 0 |  | 1 | TRUE | wye
65 | LV_199-3_0_6_load_69 | 84 | 0.0016263 | 0.00040758 | 0 | 0 |  | 1 | TRUE | wye
66 | LV_199-3_0_6_load_71 | 86 | 0.0024608 | 0.00061675 | 0 | 0 |  | 1 | TRUE | wye
67 | LV_199-3_0_6_load_72 | 87 | 0.002136 | 0.00053533 | 0 | 0 |  | 1 | TRUE | wye
68 | LV_199-3_0_6_load_73 | 89 | 0.0012456 | 0.00031218 | 0 | 0 |  | 1 | TRUE | wye
69 | LV_199-3_0_6_load_74 | 90 | 0.0019924 | 0.00049933 | 0 | 0 |  | 1 | TRUE | wye
70 | LV_199-3_0_6_load_75 | 91 | 0.0018669 | 0.00046788 | 0 | 0 |  | 1 | TRUE | wye
71 | LV_199-3_0_6_load_76 | 92 | 0.00068533 | 0.00017176 | 0 | 0 |  | 1 | TRUE | wye
72 | LV_199-3_0_6_load_77 | 93 | 0.0014788 | 0.00037062 | 0 | 0 |  | 1 | TRUE | wye
73 | LV_199-3_0_6_load_198 | 94 | 0.0012426 | 0.00031142 | 0 | 0 |  | 1 | TRUE | wye
74 | LV_199-3_0_6_load_195 | 95 | 0.00097717 | 0.0002449 | 0 | 0 |  | 1 | TRUE | wye
75 | LV_199-3_0_6_load_78 | 96 | 0.00076264 | 0.00019114 | 0 | 0 |  | 1 | TRUE | wye
76 | LV_199-3_0_6_load_200 | 97 | 0.0021502 | 0.00053889 | 0 | 0 |  | 1 | TRUE | wye
77 | LV_199-3_0_6_load_237 | 98 | 0.0016221 | 0.00040653 | 0 | 0 |  | 1 | TRUE | wye
78 | LV_199-3_0_6_load_196 | 99 | 0.0024435 | 0.0006124 | 0 | 0 |  | 1 | TRUE | wye
79 | LV_199-3_0_6_load_79 | 100 | 0.0011144 | 0.00027928 | 0 | 0 |  | 1 | TRUE | wye
80 | LV_199-3_0_6_load_150 | 101 | 0.00080563 | 0.00020191 | 0 | 0 |  | 1 | TRUE | wye
81 | LV_199-3_0_6_load_151 | 102 | 0.0010944 | 0.00027429 | 0 | 0 |  | 1 | TRUE | wye
82 | LV_199-3_0_6_load_82 | 103 | 0.0034795 | 0.00087205 | 0 | 0 |  | 1 | TRUE | wye
83 | LV_199-3_0_6_load_83 | 104 | 0.0024318 | 0.00060946 | 0 | 0 |  | 1 | TRUE | wye
84 | LV_199-3_0_6_load_84 | 105 | 0.0036645 | 0.00091841 | 0 | 0 |  | 1 | TRUE | wye
85 | LV_199-3_0_6_load_86 | 106 | 0.0030352 | 0.00076069 | 0 | 0 |  | 1 | TRUE | wye
86 | LV_199-3_0_6_load_88 | 107 | 0.0014923 | 0.00037401 | 0 | 0 |  | 1 | TRUE | wye
87 | LV_199-3_0_6_load_87 | 108 | 0.0011158 | 0.00027964 | 0 | 0 |  | 1 | TRUE | wye
88 | LV_199-3_0_6_load_181 | 109 | 0.002635 | 0.00066038 | 0 | 0 |  | 1 | TRUE | wye
89 | LV_199-3_0_6_load_89 | 110 | 0.0014707 | 0.0003686 | 0 | 0 |  | 1 | TRUE | wye
90 | LV_199-3_0_6_load_91 | 113 | 0.0014115 | 0.00035375 | 0 | 0 |  | 1 | TRUE | wye
91 | LV_199-3_0_6_load_93 | 114 | 0.0015343 | 0.00038453 | 0 | 0 |  | 1 | TRUE | wye
92 | LV_199-3_0_6_load_94 | 115 | 0.0015341 | 0.00038447 | 0 | 0 |  | 1 | TRUE | wye
93 | LV_199-3_0_6_load_95 | 117 | 0.0014569 | 0.00036514 | 0 | 0 |  | 1 | TRUE | wye
94 | LV_199-3_0_6_load_233 | 119 | 0.0045164 | 0.0011319 | 0 | 0 |  | 1 | TRUE | wye
95 | LV_199-3_0_6_load_194 | 120 | 0.0080046 | 0.0020062 | 0 | 0 |  | 1 | TRUE | wye
96 | LV_199-3_0_6_load_96 | 121 | 0.0014927 | 0.00037411 | 0 | 0 |  | 1 | TRUE | wye
97 | LV_199-3_0_6_load_133 | 123 | 0.0027208 | 0.00068189 | 0 | 0 |  | 1 | TRUE | wye
98 | LV_199-3_0_6_load_130 | 124 | 0.010251 | 0.0025691 | 0 | 0 |  | 1 | TRUE | wye
99 | LV_199-3_0_6_load_135 | 125 | 0.0014216 | 0.0003563 | 0 | 0 |  | 1 | TRUE | wye
100 | LV_199-3_0_6_load_129 | 126 | 0.010332 | 0.0025894 | 0 | 0 |  | 1 | TRUE | wye
101 | LV_199-3_0_6_load_100 | 127 | 0.001778 | 0.00044561 | 0 | 0 |  | 1 | TRUE | wye
102 | LV_199-3_0_6_load_101 | 128 | 0.0017103 | 0.00042863 | 0 | 0 |  | 1 | TRUE | wye
103 | LV_199-3_0_6_load_102 | 129 | 0.0015634 | 0.00039183 | 0 | 0 |  | 1 | TRUE | wye
104 | LV_199-3_0_6_load_243 | 130 | 0.0016574 | 0.00041538 | 0 | 0 |  | 1 | TRUE | wye
105 | LV_199-3_0_6_load_244 | 131 | 0.0017785 | 0.00044573 | 0 | 0 |  | 1 | TRUE | wye
106 | LV_199-3_0_6_load_103 | 132 | 0.0018214 | 0.00045648 | 0 | 0 |  | 1 | TRUE | wye
107 | LV_199-3_0_6_load_104 | 133 | 0.0017943 | 0.00044969 | 0 | 0 |  | 1 | TRUE | wye
108 | LV_199-3_0_6_load_105 | 134 | 0.0017947 | 0.00044979 | 0 | 0 |  | 1 | TRUE | wye
109 | LV_199-3_0_6_load_106 | 135 | 0.0018214 | 0.00045649 | 0 | 0 |  | 1 | TRUE | wye
110 | LV_199-3_0_6_load_107 | 136 | 0.0018232 | 0.00045694 | 0 | 0 |  | 1 | TRUE | wye
111 | LV_199-3_0_6_load_108 | 137 | 0.0017949 | 0.00044984 | 0 | 0 |  | 1 | TRUE | wye
112 | LV_199-3_0_6_load_253 | 139 | 0.0018214 | 0.00045649 | 0 | 0 |  | 1 | TRUE | wye
113 | LV_199-3_0_6_load_175 | 140 | 0.011604 | 0.0029081 | 0 | 0 |  | 1 | TRUE | wye
114 | LV_199-3_0_6_load_254 | 142 | 0.0017947 | 0.00044979 | 0 | 0 |  | 1 | TRUE | wye
115 | LV_199-3_0_6_load_204 | 143 | 0.004484 | 0.0011238 | 0 | 0 |  | 1 | TRUE | wye
116 | LV_199-3_0_6_load_174 | 144 | 0.0010738 | 0.00026913 | 0 | 0 |  | 1 | TRUE | wye
117 | LV_199-3_0_6_load_172 | 145 | 0.0036428 | 0.00091296 | 0 | 0 |  | 1 | TRUE | wye
118 | LV_199-3_0_6_load_110 | 146 | 0.0023496 | 0.00058886 | 0 | 0 |  | 1 | TRUE | wye
119 | LV_199-3_0_6_load_111 | 147 | 0.0034328 | 0.00086035 | 0 | 0 |  | 1 | TRUE | wye
120 | LV_199-3_0_6_load_113 | 149 | 0.002146 | 0.00053783 | 0 | 0 |  | 1 | TRUE | wye
121 | LV_199-3_0_6_load_114 | 150 | 0.0043931 | 0.001101 | 0 | 0 |  | 1 | TRUE | wye
122 | LV_199-3_0_6_load_115 | 151 | 0.006713 | 0.0016824 | 0 | 0 |  | 1 | TRUE | wye
123 | LV_199-3_0_6_load_116 | 152 | 0.0019774 | 0.00049559 | 0 | 0 |  | 1 | TRUE | wye
124 | LV_199-3_0_6_load_117 | 153 | 0.0027838 | 0.0006977 | 0 | 0 |  | 1 | TRUE | wye
125 | LV_199-3_0_6_load_146 | 154 | 0.0024454 | 0.00061287 | 0 | 0 |  | 1 | TRUE | wye
126 | LV_199-3_0_6_load_272 | 156 | 0.0043965 | 0.0011019 | 0 | 0 |  | 1 | TRUE | wye
127 | LV_199-3_0_6_load_118 | 158 | 0.0044462 | 0.0011143 | 0 | 0 |  | 1 | TRUE | wye
128 | LV_199-3_0_6_load_119 | 159 | 0.0042301 | 0.0010602 | 0 | 0 |  | 1 | TRUE | wye
129 | LV_199-3_0_6_load_120 | 160 | 0.0041761 | 0.0010466 | 0 | 0 |  | 1 | TRUE | wye
130 | LV_199-3_0_6_load_122 | 162 | 0.0072553 | 0.0018184 | 0 | 0 |  | 1 | TRUE | wye
131 | LV_199-3_0_6_load_125 | 164 | 0.00636 | 0.001594 | 0 | 0 |  | 1 | TRUE | wye
132 | LV_199-3_0_6_load_127 | 166 | 0.0014202 | 0.00035594 | 0 | 0 |  | 1 | TRUE | wye
133 | LV_199-3_0_6_load_128 | 167 | 0.0013155 | 0.00032969 | 0 | 0 |  | 1 | TRUE | wye
134 | LV_199-3_0_6_load_275 | 168 | 0.0015168 | 0.00038014 | 0 | 0 |  | 1 | TRUE | wye
135 | LV_199-3_0_6_load_276 | 169 | 0.001371 | 0.0003436 | 0 | 0 |  | 1 | TRUE | wye
136 | LV_199-3_0_6_load_131 | 170 | 0.0036958 | 0.00092625 | 0 | 0 |  | 1 | TRUE | wye
137 | LV_199-3_0_6_load_141 | 173 | 0.0038168 | 0.00095659 | 0 | 0 |  | 1 | TRUE | wye
138 | LV_199-3_0_6_load_136 | 174 | 0.0014311 | 0.00035866 | 0 | 0 |  | 1 | TRUE | wye
139 | LV_199-3_0_6_load_137 | 175 | 0.0040125 | 0.0010056 | 0 | 0 |  | 1 | TRUE | wye
140 | LV_199-3_0_6_load_139 | 176 | 0.0096857 | 0.0024275 | 0 | 0 |  | 1 | TRUE | wye
141 | LV_199-3_0_6_load_140 | 177 | 0.0034733 | 0.0008705 | 0 | 0 |  | 1 | TRUE | wye
142 | LV_199-3_0_6_load_177 | 178 | 0.0023795 | 0.00059636 | 0 | 0 |  | 1 | TRUE | wye
143 | LV_199-3_0_6_load_144 | 180 | 0.0014614 | 0.00036627 | 0 | 0 |  | 1 | TRUE | wye
144 | LV_199-3_0_6_load_220 | 181 | 0.0014835 | 0.0003718 | 0 | 0 |  | 1 | TRUE | wye
145 | LV_199-3_0_6_load_218 | 182 | 0.0013969 | 0.00035009 | 0 | 0 |  | 1 | TRUE | wye
146 | LV_199-3_0_6_load_221 | 183 | 0.0014619 | 0.00036639 | 0 | 0 |  | 1 | TRUE | wye
147 | LV_199-3_0_6_load_219 | 184 | 0.0013049 | 0.00032705 | 0 | 0 |  | 1 | TRUE | wye
148 | LV_199-3_0_6_load_225 | 185 | 0.00046619 | 0.00011684 | 0 | 0 |  | 1 | TRUE | wye
149 | LV_199-3_0_6_load_149 | 186 | 0.0031799 | 0.00079695 | 0 | 0 |  | 1 | TRUE | wye
150 | LV_199-3_0_6_load_152 | 187 | 0.0016275 | 0.00040788 | 0 | 0 |  | 1 | TRUE | wye
151 | LV_199-3_0_6_load_153 | 188 | 0.00085045 | 0.00021314 | 0 | 0 |  | 1 | TRUE | wye
152 | LV_199-3_0_6_load_154 | 189 | 0.001489 | 0.00037318 | 0 | 0 |  | 1 | TRUE | wye
153 | LV_199-3_0_6_load_155 | 190 | 0.0014755 | 0.0003698 | 0 | 0 |  | 1 | TRUE | wye
154 | LV_199-3_0_6_load_156 | 191 | 0.0013326 | 0.00033398 | 0 | 0 |  | 1 | TRUE | wye
155 | LV_199-3_0_6_load_162 | 192 | 0.0012108 | 0.00030345 | 0 | 0 |  | 1 | TRUE | wye
156 | LV_199-3_0_6_load_160 | 193 | 0.0013167 | 0.00033001 | 0 | 0 |  | 1 | TRUE | wye
157 | LV_199-3_0_6_load_157 | 194 | 0.0011042 | 0.00027673 | 0 | 0 |  | 1 | TRUE | wye
158 | LV_199-3_0_6_load_158 | 195 | 0.0018321 | 0.00045916 | 0 | 0 |  | 1 | TRUE | wye
159 | LV_199-3_0_6_load_159 | 196 | 0.001505 | 0.0003772 | 0 | 0 |  | 1 | TRUE | wye
160 | LV_199-3_0_6_load_161 | 197 | 0.0014503 | 0.00036349 | 0 | 0 |  | 1 | TRUE | wye
161 | LV_199-3_0_6_load_163 | 198 | 0.0013561 | 0.00033987 | 0 | 0 |  | 1 | TRUE | wye
162 | LV_199-3_0_6_load_164 | 199 | 0.0031018 | 0.00077739 | 0 | 0 |  | 1 | TRUE | wye
163 | LV_199-3_0_6_load_165 | 200 | 0.0025539 | 0.00064007 | 0 | 0 |  | 1 | TRUE | wye
164 | LV_199-3_0_6_load_166 | 201 | 0.0023392 | 0.00058626 | 0 | 0 |  | 1 | TRUE | wye
165 | LV_199-3_0_6_load_167 | 202 | 0.0021718 | 0.00054429 | 0 | 0 |  | 1 | TRUE | wye
166 | LV_199-3_0_6_load_168 | 203 | 0.0019885 | 0.00049837 | 0 | 0 |  | 1 | TRUE | wye
167 | LV_199-3_0_6_load_169 | 204 | 0.0030828 | 0.00077262 | 0 | 0 |  | 1 | TRUE | wye
168 | LV_199-3_0_6_load_171 | 206 | 0.034484 | 0.0086424 | 0 | 0 |  | 1 | TRUE | wye
169 | LV_199-3_0_6_load_176 | 207 | 0.0097414 | 0.0024414 | 0 | 0 |  | 1 | TRUE | wye
170 | LV_199-3_0_6_load_180 | 209 | 0.0013641 | 0.00034186 | 0 | 0 |  | 1 | TRUE | wye
171 | LV_199-3_0_6_load_182 | 210 | 0.00081307 | 0.00020377 | 0 | 0 |  | 1 | TRUE | wye
172 | LV_199-3_0_6_load_197 | 211 | 0.0010603 | 0.00026573 | 0 | 0 |  | 1 | TRUE | wye
173 | LV_199-3_0_6_load_183 | 212 | 0.0018557 | 0.00046509 | 0 | 0 |  | 1 | TRUE | wye
174 | LV_199-3_0_6_load_184 | 213 | 0.00086221 | 0.00021609 | 0 | 0 |  | 1 | TRUE | wye
175 | LV_199-3_0_6_load_185 | 214 | 0.00084941 | 0.00021288 | 0 | 0 |  | 1 | TRUE | wye
176 | LV_199-3_0_6_load_186 | 215 | 0.0044846 | 0.0011239 | 0 | 0 |  | 1 | TRUE | wye
177 | LV_199-3_0_6_load_273 | 216 | 0.0013212 | 0.00033112 | 0 | 0 |  | 1 | TRUE | wye
178 | LV_199-3_0_6_load_274 | 217 | 0.0010463 | 0.00026222 | 0 | 0 |  | 1 | TRUE | wye
179 | LV_199-3_0_6_load_187 | 218 | 0.001507 | 0.00037769 | 0 | 0 |  | 1 | TRUE | wye
180 | LV_199-3_0_6_load_188 | 219 | 0.0019735 | 0.0004946 | 0 | 0 |  | 1 | TRUE | wye
181 | LV_199-3_0_6_load_190 | 220 | 0.0019019 | 0.00047666 | 0 | 0 |  | 1 | TRUE | wye
182 | LV_199-3_0_6_load_193 | 221 | 0.0011418 | 0.00028617 | 0 | 0 |  | 1 | TRUE | wye
183 | LV_199-3_0_6_load_238 | 222 | 0.001059 | 0.00026542 | 0 | 0 |  | 1 | TRUE | wye
184 | LV_199-3_0_6_load_199 | 223 | 0.0035877 | 0.00089916 | 0 | 0 |  | 1 | TRUE | wye
185 | LV_199-3_0_6_load_239 | 224 | 0.00096459 | 0.00024175 | 0 | 0 |  | 1 | TRUE | wye
186 | LV_199-3_0_6_load_208 | 225 | 0.0040586 | 0.0010172 | 0 | 0 |  | 1 | TRUE | wye
187 | LV_199-3_0_6_load_209 | 226 | 0.0042386 | 0.0010623 | 0 | 0 |  | 1 | TRUE | wye
188 | LV_199-3_0_6_load_210 | 227 | 0.0028685 | 0.00071891 | 0 | 0 |  | 1 | TRUE | wye
189 | LV_199-3_0_6_load_211 | 228 | 0.0029493 | 0.00073916 | 0 | 0 |  | 1 | TRUE | wye
190 | LV_199-3_0_6_load_212 | 229 | 0.0029157 | 0.00073073 | 0 | 0 |  | 1 | TRUE | wye
191 | LV_199-3_0_6_load_213 | 230 | 0.0028815 | 0.00072217 | 0 | 0 |  | 1 | TRUE | wye
192 | LV_199-3_0_6_load_214 | 231 | 0.0031253 | 0.00078326 | 0 | 0 |  | 1 | TRUE | wye
193 | LV_199-3_0_6_load_215 | 232 | 0.0032912 | 0.00082485 | 0 | 0 |  | 1 | TRUE | wye
194 | LV_199-3_0_6_load_216 | 233 | 0.0035877 | 0.00089917 | 0 | 0 |  | 1 | TRUE | wye
195 | LV_199-3_0_6_load_217 | 234 | 0.0026513 | 0.00066447 | 0 | 0 |  | 1 | TRUE | wye
196 | LV_199-3_0_6_load_271 | 235 | 0.0014835 | 0.0003718 | 0 | 0 |  | 1 | TRUE | wye
197 | LV_199-3_0_6_load_270 | 236 | 0.0014616 | 0.0003663 | 0 | 0 |  | 1 | TRUE | wye
198 | LV_199-3_0_6_load_222 | 237 | 0.00034222 | 8.5768e-05 | 0 | 0 |  | 1 | TRUE | wye
199 | LV_199-3_0_6_load_223 | 238 | 0.00030123 | 7.5496e-05 | 0 | 0 |  | 1 | TRUE | wye
200 | LV_199-3_0_6_load_224 | 239 | 0.0002175 | 5.4509e-05 | 0 | 0 |  | 1 | TRUE | wye
201 | LV_199-3_0_6_load_228 | 241 | 0.00066018 | 0.00016546 | 0 | 0 |  | 1 | TRUE | wye
202 | LV_199-3_0_6_load_229 | 242 | 0.0011305 | 0.00028333 | 0 | 0 |  | 1 | TRUE | wye
203 | LV_199-3_0_6_load_240 | 243 | 0.0016574 | 0.00041538 | 0 | 0 |  | 1 | TRUE | wye
204 | LV_199-3_0_6_load_241 | 244 | 0.001564 | 0.00039198 | 0 | 0 |  | 1 | TRUE | wye
205 | LV_199-3_0_6_load_242 | 245 | 0.0017077 | 0.00042798 | 0 | 0 |  | 1 | TRUE | wye
206 | LV_199-3_0_6_load_252 | 246 | 0.0017785 | 0.00044573 | 0 | 0 |  | 1 | TRUE | wye
207 | LV_199-3_0_6_load_251 | 247 | 0.0016574 | 0.00041538 | 0 | 0 |  | 1 | TRUE | wye
208 | LV_199-3_0_6_load_245 | 248 | 0.0017092 | 0.00042837 | 0 | 0 |  | 1 | TRUE | wye
209 | LV_199-3_0_6_load_246 | 249 | 0.001564 | 0.00039197 | 0 | 0 |  | 1 | TRUE | wye
210 | LV_199-3_0_6_load_247 | 250 | 0.0016574 | 0.00041538 | 0 | 0 |  | 1 | TRUE | wye
211 | LV_199-3_0_6_load_248 | 251 | 0.0017785 | 0.00044573 | 0 | 0 |  | 1 | TRUE | wye
212 | LV_199-3_0_6_load_249 | 252 | 0.0017092 | 0.00042836 | 0 | 0 |  | 1 | TRUE | wye
213 | LV_199-3_0_6_load_250 | 253 | 0.0015635 | 0.00039184 | 0 | 0 |  | 1 | TRUE | wye
214 | LV_199-3_0_6_load_255 | 254 | 0.0018214 | 0.00045649 | 0 | 0 |  | 1 | TRUE | wye
215 | LV_199-3_0_6_load_256 | 255 | 0.0017947 | 0.0004498 | 0 | 0 |  | 1 | TRUE | wye
216 | LV_199-3_0_6_load_257 | 256 | 0.0018214 | 0.00045649 | 0 | 0 |  | 1 | TRUE | wye
217 | LV_199-3_0_6_load_258 | 257 | 0.0017927 | 0.00044929 | 0 | 0 |  | 1 | TRUE | wye
218 | LV_199-3_0_6_load_259 | 258 | 0.0014686 | 0.00036806 | 0 | 0 |  | 1 | TRUE | wye
219 | LV_199-3_0_6_load_260 | 259 | 0.001447 | 0.00036266 | 0 | 0 |  | 1 | TRUE | wye
220 | LV_199-3_0_6_load_261 | 260 | 0.0012204 | 0.00030586 | 0 | 0 |  | 1 | TRUE | wye
221 | LV_199-3_0_6_load_262 | 261 | 0.0012022 | 0.0003013 | 0 | 0 |  | 1 | TRUE | wye
222 | LV_199-3_0_6_load_263 | 262 | 0.0014686 | 0.00036806 | 0 | 0 |  | 1 | TRUE | wye
223 | LV_199-3_0_6_load_264 | 263 | 0.0014616 | 0.0003663 | 0 | 0 |  | 1 | TRUE | wye
224 | LV_199-3_0_6_load_265 | 264 | 0.0014837 | 0.00037184 | 0 | 0 |  | 1 | TRUE | wye
225 | LV_199-3_0_6_load_266 | 265 | 0.0014601 | 0.00036594 | 0 | 0 |  | 1 | TRUE | wye
226 | LV_199-3_0_6_load_267 | 266 | 0.0014839 | 0.00037189 | 0 | 0 |  | 1 | TRUE | wye
227 | LV_199-3_0_6_load_268 | 267 | 0.0014601 | 0.00036594 | 0 | 0 |  | 1 | TRUE | wye
228 | LV_199-3_0_6_load_269 | 268 | 0.0014835 | 0.0003718 | 0 | 0 |  | 1 | TRUE | wye

## ext_grid
| name | bus | vm_pu | va_degree | slack_weight | in_service
0 |  | 144 | 1 | 0 | 1 | TRUE

## line
| name | std_type | from_bus | to_bus | length_km | r_ohm_per_km | x_ohm_per_km | c_nf_per_km | g_us_per_km | max_i_ka | df | parallel | type | in_service
0 | LV_199-3_0_6_line_0 |  | 0 | 1 | 0.0064812 | 0.125 | 0.08 | 261 | 0 | 0.364 | 1 | 1 | cs | TRUE
1 | LV_199-3_0_6_line_1 |  | 0 | 2 | 0.014997 | 0.125 | 0.08 | 261 | 0 | 0.364 | 1 | 1 | cs | TRUE
2 | LV_199-3_0_6_line_2 |  | 1 | 3 | 0.0073707 | 0.125 | 0.08 | 261 | 0 | 0.364 | 1 | 1 | cs | TRUE
3 | LV_199-3_0_6_line_3 |  | 2 | 4 | 0.014665 | 0.125 | 0.08 | 261 | 0 | 0.364 | 1 | 1 | cs | TRUE
4 | LV_199-3_0_6_line_4 |  | 3 | 5 | 0.0115 | 0.125 | 0.08 | 261 | 0 | 0.364 | 1 | 1 | cs | TRUE
5 | LV_199-3_0_6_line_5 |  | 4 | 6 | 0.019765 | 0.125 | 0.08 | 261 | 0 | 0.364 | 1 | 1 | cs | TRUE
6 | LV_199-3_0_6_line_6 |  | 5 | 7 | 0.0033808 | 0.125 | 0.08 | 261 | 0 | 0.364 | 1 | 1 | cs | TRUE
7 | LV_199-3_0_6_line_7 |  | 6 | 8 | 0.026103 | 0.125 | 0.08 | 261 | 0 | 0.364 | 1 | 1 | cs | TRUE
8 | LV_199-3_0_6_line_8 |  | 7 | 9 | 0.017559 | 0.125 | 0.08 | 261 | 0 | 0.364 | 1 | 1 | cs | TRUE
9 | LV_199-3_0_6_line_9 |  | 8 | 10 | 0.026439 | 0.125 | 0.08 | 261 | 0 | 0.364 | 1 | 1 | cs | TRUE
10 | LV_199-3_0_6_line_10 |  | 9 | 33 | 0.029342 | 0.125 | 0.08 | 261 | 0 | 0.364 | 1 | 1 | cs | TRUE
11 | LV_199-3_0_6_line_11 |  | 10 | 14 | 0.022998 | 0.125 | 0.08 | 261 | 0 | 0.364 | 1 | 1 | cs | TRUE
12 | LV_199-3_0_6_line_12 |  | 11 | 12 | 0.025075 | 0.125 | 0.08 | 261 | 0 | 0.364 | 1 | 1 | cs | TRUE
13 | LV_199-3_0_6_line_13 |  | 11 | 13 | 0.0072144 | 0.125 | 0.08 | 261 | 0 | 0.364 | 1 | 1 | cs | TRUE
14 | LV_199-3_0_6_line_14 |  | 12 | 15 | 0.0030848 | 0.125 | 0.08 | 261 | 0 | 0.364 | 1 | 1 | cs | TRUE
15 | LV_199-3_0_6_line_15 |  | 13 | 16 | 0.0034411 | 0.125 | 0.08 | 261 | 0 | 0.364 | 1 | 1 | cs | TRUE
16 | LV_199-3_0_6_line_16 |  | 14 | 17 | 0.017959 | 0.125 | 0.08 | 261 | 0 | 0.364 | 1 | 1 | cs | TRUE
17 | LV_199-3_0_6_line_17 |  | 14 | 18 | 0.068174 | 0.125 | 0.08 | 261 | 0 | 0.364 | 1 | 1 | cs | TRUE
18 | LV_199-3_0_6_line_18 |  | 15 | 24 | 0.02802 | 0.125 | 0.08 | 261 | 0 | 0.364 | 1 | 1 | cs | TRUE
19 | LV_199-3_0_6_line_19 |  | 16 | 25 | 0.01646 | 0.125 | 0.08 | 261 | 0 | 0.364 | 1 | 1 | cs | TRUE
20 | LV_199-3_0_6_line_20 |  | 17 | 19 | 0.031268 | 0.125 | 0.08 | 261 | 0 | 0.364 | 1 | 1 | cs | TRUE
21 | LV_199-3_0_6_line_21 |  | 17 | 20 | 0.016953 | 0.125 | 0.08 | 261 | 0 | 0.364 | 1 | 1 | cs | TRUE
22 | LV_199-3_0_6_line_22 |  | 18 | 21 | 0.0095557 | 0.125 | 0.08 | 261 | 0 | 0.364 | 1 | 1 | cs | TRUE
23 | LV_199-3_0_6_line_23 |  | 20 | 22 | 0.079212 | 0.125 | 0.08 | 261 | 0 | 0.364 | 1 | 1 | cs | TRUE
24 | LV_199-3_0_6_line_24 |  | 21 | 23 | 0.010964 | 0.125 | 0.08 | 261 | 0 | 0.364 | 1 | 1 | cs | TRUE
25 | LV_199-3_0_6_line_25 |  | 22 | 26 | 0.18952 | 0.125 | 0.08 | 261 | 0 | 0.364 | 1 | 1 | cs | TRUE
26 | LV_199-3_0_6_line_26 |  | 22 | 27 | 0.32552 | 0.125 | 0.08 | 261 | 0 | 0.364 | 1 | 1 | cs | TRUE
27 | LV_199-3_0_6_line_27 |  | 24 | 186 | 0.014444 | 0.125 | 0.08 | 261 | 0 | 0.364 | 1 | 1 | cs | TRUE
28 | LV_199-3_0_6_line_28 |  | 25 | 28 | 0.018495 | 0.125 | 0.08 | 261 | 0 | 0.364 | 1 | 1 | cs | TRUE
29 | LV_199-3_0_6_line_29 |  | 26 | 53 | 0.052948 | 0.125 | 0.08 | 261 | 0 | 0.364 | 1 | 1 | cs | TRUE
30 | LV_199-3_0_6_line_30 |  | 26 | 54 | 0.034334 | 0.125 | 0.08 | 261 | 0 | 0.364 | 1 | 1 | cs | TRUE
31 | LV_199-3_0_6_line_31 |  | 26 | 52 | 0.05981 | 0.125 | 0.08 | 261 | 0 | 0.364 | 1 | 1 | cs | TRUE
32 | LV_199-3_0_6_line_32 |  | 27 | 66 | 0.030704 | 0.125 | 0.08 | 261 | 0 | 0.364 | 1 | 1 | cs | TRUE
33 | LV_199-3_0_6_line_33 |  | 28 | 29 | 0.00028754 | 0.125 | 0.08 | 261 | 0 | 0.364 | 1 | 1 | cs | TRUE
34 | LV_199-3_0_6_line_34 |  | 29 | 30 | 0.0087324 | 0.125 | 0.08 | 261 | 0 | 0.364 | 1 | 1 | cs | TRUE
35 | LV_199-3_0_6_line_35 |  | 30 | 31 | 0.018022 | 0.125 | 0.08 | 261 | 0 | 0.364 | 1 | 1 | cs | TRUE
36 | LV_199-3_0_6_line_36 |  | 31 | 32 | 0.0048322 | 0.125 | 0.08 | 261 | 0 | 0.364 | 1 | 1 | cs | TRUE
37 | LV_199-3_0_6_line_37 |  | 32 | 35 | 0.031881 | 0.125 | 0.08 | 261 | 0 | 0.364 | 1 | 1 | cs | TRUE
38 | LV_199-3_0_6_line_38 |  | 33 | 34 | 0.0034043 | 0.125 | 0.08 | 261 | 0 | 0.364 | 1 | 1 | cs | TRUE
39 | LV_199-3_0_6_line_39 |  | 34 | 35 | 0.024613 | 0.125 | 0.08 | 261 | 0 | 0.364 | 1 | 1 | cs | TRUE
40 | LV_199-3_0_6_line_40 |  | 35 | 36 | 0.0035125 | 0.125 | 0.08 | 261 | 0 | 0.364 | 1 | 1 | cs | TRUE
41 | LV_199-3_0_6_line_41 |  | 36 | 37 | 0.0026746 | 0.125 | 0.08 | 261 | 0 | 0.364 | 1 | 1 | cs | TRUE
42 | LV_199-3_0_6_line_42 |  | 37 | 38 | 0.029921 | 0.125 | 0.08 | 261 | 0 | 0.364 | 1 | 1 | cs | TRUE
43 | LV_199-3_0_6_line_43 |  | 38 | 39 | 0.032488 | 0.125 | 0.08 | 261 | 0 | 0.364 | 1 | 2 | cs | TRUE
44 | LV_199-3_0_6_line_44 |  | 39 | 46 | 0.019108 | 0.125 | 0.08 | 261 | 0 | 0.364 | 1 | 2 | cs | TRUE
45 | LV_199-3_0_6_line_45 |  | 39 | 41 | 0.018827 | 0.125 | 0.08 | 261 | 0 | 0.364 | 1 | 1 | cs | TRUE
46 | LV_199-3_0_6_line_46 |  | 40 | 41 | 0.0040434 | 0.125 | 0.08 | 261 | 0 | 0.364 | 1 | 1 | cs | TRUE
47 | LV_199-3_0_6_line_47 |  | 40 | 42 | 0.013776 | 0.125 | 0.08 | 261 | 0 | 0.364 | 1 | 1 | cs | TRUE
48 | LV_199-3_0_6_line_48 |  | 41 | 43 | 0.037773 | 0.125 | 0.08 | 261 | 0 | 0.364 | 1 | 1 | cs | TRUE
49 | LV_199-3_0_6_line_49 |  | 42 | 44 | 0.012612 | 0.125 | 0.08 | 261 | 0 | 0.364 | 1 | 1 | cs | TRUE
50 | LV_199-3_0_6_line_50 |  | 42 | 45 | 0.013574 | 0.125 | 0.08 | 261 | 0 | 0.364 | 1 | 1 | cs | TRUE
51 | LV_199-3_0_6_line_51 |  | 43 | 47 | 0.036551 | 0.125 | 0.08 | 261 | 0 | 0.364 | 1 | 1 | cs | TRUE
52 | LV_199-3_0_6_line_52 |  | 45 | 48 | 0.030547 | 0.125 | 0.08 | 261 | 0 | 0.364 | 1 | 1 | cs | TRUE
53 | LV_199-3_0_6_line_53 |  | 46 | 49 | 0.0011235 | 0.125 | 0.08 | 261 | 0 | 0.364 | 1 | 3 | cs | TRUE
54 | LV_199-3_0_6_line_54 |  | 48 | 50 | 0.012567 | 0.125 | 0.08 | 261 | 0 | 0.364 | 1 | 1 | cs | TRUE
55 | LV_199-3_0_6_line_55 |  | 49 | 51 | 0.0035632 | 0.125 | 0.08 | 261 | 0 | 0.364 | 1 | 3 | cs | TRUE
56 | LV_199-3_0_6_line_56 |  | 51 | 93 | 0.031028 | 0.125 | 0.08 | 261 | 0 | 0.364 | 1 | 3 | cs | TRUE
57 | LV_199-3_0_6_line_57 |  | 53 | 55 | 0.084965 | 0.125 | 0.08 | 261 | 0 | 0.364 | 1 | 1 | cs | TRUE
58 | LV_199-3_0_6_line_58 |  | 55 | 56 | 0.036662 | 0.125 | 0.08 | 261 | 0 | 0.364 | 1 | 1 | cs | TRUE
59 | LV_199-3_0_6_line_59 |  | 56 | 57 | 0.017759 | 0.125 | 0.08 | 261 | 0 | 0.364 | 1 | 1 | cs | TRUE
60 | LV_199-3_0_6_line_60 |  | 57 | 58 | 0.022618 | 0.125 | 0.08 | 261 | 0 | 0.364 | 1 | 1 | cs | TRUE
61 | LV_199-3_0_6_line_61 |  | 58 | 59 | 0.1766 | 0.125 | 0.08 | 261 | 0 | 0.364 | 1 | 1 | cs | TRUE
62 | LV_199-3_0_6_line_62 |  | 59 | 63 | 0.066211 | 0.125 | 0.08 | 261 | 0 | 0.364 | 1 | 1 | cs | TRUE
63 | LV_199-3_0_6_line_63 |  | 59 | 62 | 0.037867 | 0.125 | 0.08 | 261 | 0 | 0.364 | 1 | 1 | cs | TRUE
64 | LV_199-3_0_6_line_64 |  | 60 | 61 | 0.012702 | 0.125 | 0.08 | 261 | 0 | 0.364 | 1 | 1 | cs | TRUE
65 | LV_199-3_0_6_line_65 |  | 61 | 62 | 0.010995 | 0.125 | 0.08 | 261 | 0 | 0.364 | 1 | 1 | cs | TRUE
66 | LV_199-3_0_6_line_66 |  | 63 | 64 | 0.020173 | 0.125 | 0.08 | 261 | 0 | 0.364 | 1 | 1 | cs | TRUE
67 | LV_199-3_0_6_line_67 |  | 64 | 65 | 0.2076 | 0.125 | 0.08 | 261 | 0 | 0.364 | 1 | 1 | cs | TRUE
68 | LV_199-3_0_6_line_68 |  | 67 | 68 | 0.019871 | 0.125 | 0.08 | 261 | 0 | 0.364 | 1 | 1 | cs | TRUE
69 | LV_199-3_0_6_line_69 |  | 67 | 69 | 0.016761 | 0.125 | 0.08 | 261 | 0 | 0.364 | 1 | 1 | cs | TRUE
70 | LV_199-3_0_6_line_70 |  | 68 | 70 | 0.0059499 | 0.125 | 0.08 | 261 | 0 | 0.364 | 1 | 1 | cs | TRUE
71 | LV_199-3_0_6_line_71 |  | 69 | 71 | 0.028619 | 0.125 | 0.08 | 261 | 0 | 0.364 | 1 | 1 | cs | TRUE
72 | LV_199-3_0_6_line_72 |  | 70 | 72 | 0.0058556 | 0.125 | 0.08 | 261 | 0 | 0.364 | 1 | 1 | cs | TRUE
73 | LV_199-3_0_6_line_73 |  | 71 | 73 | 0.028759 | 0.125 | 0.08 | 261 | 0 | 0.364 | 1 | 1 | cs | TRUE
74 | LV_199-3_0_6_line_74 |  | 71 | 74 | 0.01529 | 0.125 | 0.08 | 261 | 0 | 0.364 | 1 | 1 | cs | TRUE
75 | LV_199-3_0_6_line_75 |  | 72 | 127 | 0.014236 | 0.125 | 0.08 | 261 | 0 | 0.364 | 1 | 1 | cs | TRUE
76 | LV_199-3_0_6_line_76 |  | 73 | 225 | 0.022458 | 0.125 | 0.08 | 261 | 0 | 0.364 | 1 | 1 | cs | TRUE
77 | LV_199-3_0_6_line_77 |  | 74 | 143 | 0.0049427 | 0.125 | 0.08 | 261 | 0 | 0.364 | 1 | 1 | cs | TRUE
78 | LV_199-3_0_6_line_78 |  | 75 | 76 | 0.034742 | 0.125 | 0.08 | 261 | 0 | 0.364 | 1 | 1 | cs | TRUE
79 | LV_199-3_0_6_line_79 |  | 76 | 77 | 0.040062 | 0.125 | 0.08 | 261 | 0 | 0.364 | 1 | 1 | cs | TRUE
80 | LV_199-3_0_6_line_80 |  | 76 | 78 | 0.088201 | 0.125 | 0.08 | 261 | 0 | 0.364 | 1 | 1 | cs | TRUE
81 | LV_199-3_0_6_line_81 |  | 77 | 79 | 0.22227 | 0.125 | 0.08 | 261 | 0 | 0.364 | 1 | 1 | cs | TRUE
82 | LV_199-3_0_6_line_82 |  | 79 | 80 | 0.063972 | 0.125 | 0.08 | 261 | 0 | 0.364 | 1 | 1 | cs | TRUE
83 | LV_199-3_0_6_line_83 |  | 80 | 185 | 0.015096 | 0.125 | 0.08 | 261 | 0 | 0.364 | 1 | 1 | cs | TRUE
84 | LV_199-3_0_6_line_84 |  | 81 | 82 | 0.020798 | 0.125 | 0.08 | 261 | 0 | 0.364 | 1 | 3 | cs | TRUE
85 | LV_199-3_0_6_line_85 |  | 81 | 83 | 0.021919 | 0.125 | 0.08 | 261 | 0 | 0.364 | 1 | 3 | cs | TRUE
86 | LV_199-3_0_6_line_86 |  | 82 | 84 | 0.021338 | 0.125 | 0.08 | 261 | 0 | 0.364 | 1 | 3 | cs | TRUE
87 | LV_199-3_0_6_line_87 |  | 82 | 85 | 0.006117 | 0.125 | 0.08 | 261 | 0 | 0.364 | 1 | 1 | cs | TRUE
88 | LV_199-3_0_6_line_88 |  | 83 | 86 | 0.012919 | 0.125 | 0.08 | 261 | 0 | 0.364 | 1 | 3 | cs | TRUE
89 | LV_199-3_0_6_line_89 |  | 83 | 87 | 0.031686 | 0.125 | 0.08 | 261 | 0 | 0.364 | 1 | 1 | cs | TRUE
90 | LV_199-3_0_6_line_90 |  | 84 | 91 | 0.017512 | 0.125 | 0.08 | 261 | 0 | 0.364 | 1 | 3 | cs | TRUE
91 | LV_199-3_0_6_line_91 |  | 85 | 92 | 0.0081593 | 0.125 | 0.08 | 261 | 0 | 0.364 | 1 | 1 | cs | TRUE
92 | LV_199-3_0_6_line_92 |  | 86 | 93 | 0.011135 | 0.125 | 0.08 | 261 | 0 | 0.364 | 1 | 3 | cs | TRUE
93 | LV_199-3_0_6_line_93 |  | 88 | 89 | 0.016366 | 0.125 | 0.08 | 261 | 0 | 0.364 | 1 | 1 | cs | TRUE
94 | LV_199-3_0_6_line_94 |  | 88 | 90 | 0.031712 | 0.125 | 0.08 | 261 | 0 | 0.364 | 1 | 1 | cs | TRUE
95 | LV_199-3_0_6_line_95 |  | 89 | 94 | 0.0075507 | 0.125 | 0.08 | 261 | 0 | 0.364 | 1 | 1 | cs | TRUE
96 | LV_199-3_0_6_line_96 |  | 90 | 95 | 0.0056213 | 0.125 | 0.08 | 261 | 0 | 0.364 | 1 | 1 | cs | TRUE
97 | LV_199-3_0_6_line_97 |  | 91 | 96 | 0.01848 | 0.125 | 0.08 | 261 | 0 | 0.364 | 1 | 3 | cs | TRUE
98 | LV_199-3_0_6_line_98 |  | 92 | 97 | 0.027142 | 0.125 | 0.08 | 261 | 0 | 0.364 | 1 | 1 | cs | TRUE
99 | LV_199-3_0_6_line_99 |  | 94 | 98 | 0.01423 | 0.125 | 0.08 | 261 | 0 | 0.364 | 1 | 1 | cs | TRUE
100 | LV_199-3_0_6_line_100 |  | 95 | 99 | 0.024257 | 0.125 | 0.08 | 261 | 0 | 0.364 | 1 | 1 | cs | TRUE
101 | LV_199-3_0_6_line_101 |  | 96 | 100 | 0.00022124 | 0.125 | 0.08 | 261 | 0 | 0.364 | 1 | 3 | cs | TRUE
102 | LV_199-3_0_6_line_102 |  | 98 | 222 | 0.02092 | 0.125 | 0.08 | 261 | 0 | 0.364 | 1 | 1 | cs | TRUE
103 | LV_199-3_0_6_line_103 |  | 99 | 211 | 0.018908 | 0.125 | 0.08 | 261 | 0 | 0.364 | 1 | 1 | cs | TRUE
104 | LV_199-3_0_6_line_104 |  | 100 | 101 | 0.0083232 | 0.125 | 0.08 | 261 | 0 | 0.364 | 1 | 3 | cs | TRUE
105 | LV_199-3_0_6_line_105 |  | 101 | 102 | 0.020164 | 0.125 | 0.08 | 261 | 0 | 0.364 | 1 | 3 | cs | TRUE
106 | LV_199-3_0_6_line_106 |  | 102 | 187 | 0.0013858 | 0.125 | 0.08 | 261 | 0 | 0.364 | 1 | 3 | cs | TRUE
107 | LV_199-3_0_6_line_107 |  | 103 | 104 | 0.010597 | 0.125 | 0.08 | 261 | 0 | 0.364 | 1 | 1 | cs | TRUE
108 | LV_199-3_0_6_line_108 |  | 103 | 105 | 0.011448 | 0.125 | 0.08 | 261 | 0 | 0.364 | 1 | 1 | cs | TRUE
109 | LV_199-3_0_6_line_109 |  | 105 | 106 | 0.0056097 | 0.125 | 0.08 | 261 | 0 | 0.364 | 1 | 1 | cs | TRUE
110 | LV_199-3_0_6_line_110 |  | 106 | 107 | 0.0025334 | 0.125 | 0.08 | 261 | 0 | 0.364 | 1 | 1 | cs | TRUE
111 | LV_199-3_0_6_line_111 |  | 107 | 110 | 0.011017 | 0.125 | 0.08 | 261 | 0 | 0.364 | 1 | 1 | cs | TRUE
112 | LV_199-3_0_6_line_112 |  | 108 | 109 | 0.012925 | 0.125 | 0.08 | 261 | 0 | 0.364 | 1 | 1 | cs | TRUE
113 | LV_199-3_0_6_line_113 |  | 109 | 111 | 0.024862 | 0.125 | 0.08 | 261 | 0 | 0.364 | 1 | 1 | cs | TRUE
114 | LV_199-3_0_6_line_114 |  | 110 | 112 | 0.0025732 | 0.125 | 0.08 | 261 | 0 | 0.364 | 1 | 1 | cs | TRUE
115 | LV_199-3_0_6_line_115 |  | 111 | 210 | 0.019782 | 0.125 | 0.08 | 261 | 0 | 0.364 | 1 | 1 | cs | TRUE
116 | LV_199-3_0_6_line_116 |  | 111 | 179 | 0.015454 | 0.125 | 0.08 | 261 | 0 | 0.364 | 1 | 1 | cs | TRUE
117 | LV_199-3_0_6_line_117 |  | 112 | 113 | 0.010919 | 0.125 | 0.08 | 261 | 0 | 0.364 | 1 | 1 | cs | TRUE
118 | LV_199-3_0_6_line_118 |  | 112 | 114 | 0.014154 | 0.125 | 0.08 | 261 | 0 | 0.364 | 1 | 1 | cs | TRUE
119 | LV_199-3_0_6_line_119 |  | 113 | 115 | 0.016465 | 0.125 | 0.08 | 261 | 0 | 0.364 | 1 | 1 | cs | TRUE
120 | LV_199-3_0_6_line_120 |  | 114 | 116 | 0.0074126 | 0.125 | 0.08 | 261 | 0 | 0.364 | 1 | 1 | cs | TRUE
121 | LV_199-3_0_6_line_121 |  | 115 | 117 | 0.0068188 | 0.125 | 0.08 | 261 | 0 | 0.364 | 1 | 1 | cs | TRUE
122 | LV_199-3_0_6_line_122 |  | 116 | 118 | 0.012035 | 0.125 | 0.08 | 261 | 0 | 0.364 | 1 | 1 | cs | TRUE
123 | LV_199-3_0_6_line_123 |  | 117 | 121 | 0.006722 | 0.125 | 0.08 | 261 | 0 | 0.364 | 1 | 1 | cs | TRUE
124 | LV_199-3_0_6_line_124 |  | 118 | 208 | 0.03065 | 0.125 | 0.08 | 261 | 0 | 0.364 | 1 | 2 | cs | TRUE
125 | LV_199-3_0_6_line_125 |  | 118 | 218 | 0.012886 | 0.125 | 0.08 | 261 | 0 | 0.364 | 1 | 1 | cs | TRUE
126 | LV_199-3_0_6_line_126 |  | 119 | 120 | 0.0043561 | 0.125 | 0.08 | 261 | 0 | 0.364 | 1 | 1 | cs | TRUE
127 | LV_199-3_0_6_line_127 |  | 120 | 208 | 0.01501 | 0.125 | 0.08 | 261 | 0 | 0.364 | 1 | 1 | cs | TRUE
128 | LV_199-3_0_6_line_128 |  | 121 | 122 | 0.02606 | 0.125 | 0.08 | 261 | 0 | 0.364 | 1 | 1 | cs | TRUE
129 | LV_199-3_0_6_line_129 |  | 122 | 123 | 0.026107 | 0.125 | 0.08 | 261 | 0 | 0.364 | 1 | 1 | cs | TRUE
130 | LV_199-3_0_6_line_130 |  | 122 | 124 | 0.01429 | 0.125 | 0.08 | 261 | 0 | 0.364 | 1 | 1 | cs | TRUE
131 | LV_199-3_0_6_line_131 |  | 123 | 125 | 0.0024351 | 0.125 | 0.08 | 261 | 0 | 0.364 | 1 | 1 | cs | TRUE
132 | LV_199-3_0_6_line_132 |  | 124 | 126 | 0.037557 | 0.125 | 0.08 | 261 | 0 | 0.364 | 1 | 1 | cs | TRUE
133 | LV_199-3_0_6_line_133 |  | 125 | 169 | 0.0010264 | 0.125 | 0.08 | 261 | 0 | 0.364 | 1 | 1 | cs | TRUE
134 | LV_199-3_0_6_line_134 |  | 126 | 170 | 0.0083416 | 0.125 | 0.08 | 261 | 0 | 0.364 | 1 | 1 | cs | TRUE
135 | LV_199-3_0_6_line_135 |  | 127 | 128 | 0.006338 | 0.125 | 0.08 | 261 | 0 | 0.364 | 1 | 1 | cs | TRUE
136 | LV_199-3_0_6_line_136 |  | 128 | 129 | 0.0059486 | 0.125 | 0.08 | 261 | 0 | 0.364 | 1 | 1 | cs | TRUE
137 | LV_199-3_0_6_line_137 |  | 129 | 130 | 0.0058536 | 0.125 | 0.08 | 261 | 0 | 0.364 | 1 | 1 | cs | TRUE
138 | LV_199-3_0_6_line_138 |  | 130 | 131 | 0.014422 | 0.125 | 0.08 | 261 | 0 | 0.364 | 1 | 1 | cs | TRUE
139 | LV_199-3_0_6_line_139 |  | 131 | 248 | 0.0063385 | 0.125 | 0.08 | 261 | 0 | 0.364 | 1 | 1 | cs | TRUE
140 | LV_199-3_0_6_line_140 |  | 132 | 133 | 0.0062872 | 0.125 | 0.08 | 261 | 0 | 0.364 | 1 | 1 | cs | TRUE
141 | LV_199-3_0_6_line_141 |  | 132 | 134 | 0.0038652 | 0.125 | 0.08 | 261 | 0 | 0.364 | 1 | 1 | cs | TRUE
142 | LV_199-3_0_6_line_142 |  | 133 | 135 | 0.0044958 | 0.125 | 0.08 | 261 | 0 | 0.364 | 1 | 1 | cs | TRUE
143 | LV_199-3_0_6_line_143 |  | 134 | 136 | 0.0062906 | 0.125 | 0.08 | 261 | 0 | 0.364 | 1 | 1 | cs | TRUE
144 | LV_199-3_0_6_line_144 |  | 135 | 137 | 0.0062916 | 0.125 | 0.08 | 261 | 0 | 0.364 | 1 | 1 | cs | TRUE
145 | LV_199-3_0_6_line_145 |  | 136 | 138 | 0.023088 | 0.125 | 0.08 | 261 | 0 | 0.364 | 1 | 1 | cs | TRUE
146 | LV_199-3_0_6_line_146 |  | 137 | 139 | 0.0039599 | 0.125 | 0.08 | 261 | 0 | 0.364 | 1 | 1 | cs | TRUE
147 | LV_199-3_0_6_line_147 |  | 138 | 140 | 0.02391 | 0.125 | 0.08 | 261 | 0 | 0.364 | 1 | 1 | cs | TRUE
148 | LV_199-3_0_6_line_148 |  | 138 | 141 | 0.021138 | 0.125 | 0.08 | 261 | 0 | 0.364 | 1 | 2 | cs | TRUE
149 | LV_199-3_0_6_line_149 |  | 139 | 142 | 0.0062884 | 0.125 | 0.08 | 261 | 0 | 0.364 | 1 | 1 | cs | TRUE
150 | LV_199-3_0_6_line_150 |  | 140 | 143 | 0.021505 | 0.125 | 0.08 | 261 | 0 | 0.364 | 1 | 1 | cs | TRUE
151 | LV_199-3_0_6_line_151 |  | 141 | 144 | 0.014491 | 0.125 | 0.08 | 261 | 0 | 0.364 | 1 | 3 | cs | TRUE
152 | LV_199-3_0_6_line_152 |  | 141 | 145 | 0.02364 | 0.125 | 0.08 | 261 | 0 | 0.364 | 1 | 3 | cs | TRUE
153 | LV_199-3_0_6_line_153 |  | 142 | 254 | 0.0045936 | 0.125 | 0.08 | 261 | 0 | 0.364 | 1 | 1 | cs | TRUE
154 | LV_199-3_0_6_line_154 |  | 144 | 198 | 0.0097286 | 0.125 | 0.08 | 261 | 0 | 0.364 | 1 | 3 | cs | TRUE
155 | LV_199-3_0_6_line_155 |  | 145 | 205 | 0.019888 | 0.125 | 0.08 | 261 | 0 | 0.364 | 1 | 3 | cs | TRUE
156 | LV_199-3_0_6_line_156 |  | 146 | 147 | 0.0058856 | 0.125 | 0.08 | 261 | 0 | 0.364 | 1 | 1 | cs | TRUE
157 | LV_199-3_0_6_line_157 |  | 146 | 148 | 0.010694 | 0.125 | 0.08 | 261 | 0 | 0.364 | 1 | 1 | cs | TRUE
158 | LV_199-3_0_6_line_158 |  | 147 | 149 | 0.0022309 | 0.125 | 0.08 | 261 | 0 | 0.364 | 1 | 1 | cs | TRUE
159 | LV_199-3_0_6_line_159 |  | 148 | 150 | 0.0090795 | 0.125 | 0.08 | 261 | 0 | 0.364 | 1 | 1 | cs | TRUE
160 | LV_199-3_0_6_line_160 |  | 148 | 151 | 0.023566 | 0.125 | 0.08 | 261 | 0 | 0.364 | 1 | 1 | cs | TRUE
161 | LV_199-3_0_6_line_161 |  | 149 | 152 | 0.017219 | 0.125 | 0.08 | 261 | 0 | 0.364 | 1 | 1 | cs | TRUE
162 | LV_199-3_0_6_line_162 |  | 150 | 153 | 0.0028763 | 0.125 | 0.08 | 261 | 0 | 0.364 | 1 | 1 | cs | TRUE
163 | LV_199-3_0_6_line_163 |  | 152 | 154 | 0.00056978 | 0.125 | 0.08 | 261 | 0 | 0.364 | 1 | 1 | cs | TRUE
164 | LV_199-3_0_6_line_164 |  | 153 | 155 | 0.017471 | 0.125 | 0.08 | 261 | 0 | 0.364 | 1 | 1 | cs | TRUE
165 | LV_199-3_0_6_line_165 |  | 154 | 156 | 0.0035356 | 0.125 | 0.08 | 261 | 0 | 0.364 | 1 | 1 | cs | TRUE
166 | LV_199-3_0_6_line_166 |  | 155 | 157 | 0.014112 | 0.125 | 0.08 | 261 | 0 | 0.364 | 1 | 1 | cs | TRUE
167 | LV_199-3_0_6_line_167 |  | 157 | 180 | 0.043829 | 0.125 | 0.08 | 261 | 0 | 0.364 | 1 | 1 | cs | TRUE
168 | LV_199-3_0_6_line_168 |  | 158 | 159 | 0.0072399 | 0.125 | 0.08 | 261 | 0 | 0.364 | 1 | 1 | cs | TRUE
169 | LV_199-3_0_6_line_169 |  | 158 | 160 | 0.01095 | 0.125 | 0.08 | 261 | 0 | 0.364 | 1 | 1 | cs | TRUE
170 | LV_199-3_0_6_line_170 |  | 159 | 161 | 0.015108 | 0.125 | 0.08 | 261 | 0 | 0.364 | 1 | 1 | cs | TRUE
171 | LV_199-3_0_6_line_171 |  | 160 | 162 | 0.0087362 | 0.125 | 0.08 | 261 | 0 | 0.364 | 1 | 1 | cs | TRUE
172 | LV_199-3_0_6_line_172 |  | 161 | 163 | 0.031927 | 0.125 | 0.08 | 261 | 0 | 0.364 | 1 | 1 | cs | TRUE
173 | LV_199-3_0_6_line_173 |  | 163 | 164 | 0.032675 | 0.125 | 0.08 | 261 | 0 | 0.364 | 1 | 1 | cs | TRUE
174 | LV_199-3_0_6_line_174 |  | 164 | 165 | 0.026331 | 0.125 | 0.08 | 261 | 0 | 0.364 | 1 | 1 | cs | TRUE
175 | LV_199-3_0_6_line_175 |  | 165 | 166 | 0.019331 | 0.125 | 0.08 | 261 | 0 | 0.364 | 1 | 1 | cs | TRUE
176 | LV_199-3_0_6_line_176 |  | 166 | 167 | 0.0052109 | 0.125 | 0.08 | 261 | 0 | 0.364 | 1 | 1 | cs | TRUE
177 | LV_199-3_0_6_line_177 |  | 167 | 168 | 0.0027106 | 0.125 | 0.08 | 261 | 0 | 0.364 | 1 | 1 | cs | TRUE
178 | LV_199-3_0_6_line_178 |  | 168 | 169 | 0.0010184 | 0.125 | 0.08 | 261 | 0 | 0.364 | 1 | 1 | cs | TRUE
179 | LV_199-3_0_6_line_179 |  | 170 | 171 | 0.019794 | 0.125 | 0.08 | 261 | 0 | 0.364 | 1 | 1 | cs | TRUE
180 | LV_199-3_0_6_line_180 |  | 171 | 172 | 0.023749 | 0.125 | 0.08 | 261 | 0 | 0.364 | 1 | 1 | cs | TRUE
181 | LV_199-3_0_6_line_181 |  | 172 | 173 | 0.0027897 | 0.125 | 0.08 | 261 | 0 | 0.364 | 1 | 1 | cs | TRUE
182 | LV_199-3_0_6_line_182 |  | 174 | 175 | 0.009455 | 0.125 | 0.08 | 261 | 0 | 0.364 | 1 | 1 | cs | TRUE
183 | LV_199-3_0_6_line_183 |  | 175 | 176 | 0.049765 | 0.125 | 0.08 | 261 | 0 | 0.364 | 1 | 1 | cs | TRUE
184 | LV_199-3_0_6_line_184 |  | 176 | 177 | 0.021918 | 0.125 | 0.08 | 261 | 0 | 0.364 | 1 | 1 | cs | TRUE
185 | LV_199-3_0_6_line_185 |  | 177 | 178 | 0.023192 | 0.125 | 0.08 | 261 | 0 | 0.364 | 1 | 1 | cs | TRUE
186 | LV_199-3_0_6_line_186 |  | 178 | 179 | 0.0092126 | 0.125 | 0.08 | 261 | 0 | 0.364 | 1 | 1 | cs | TRUE
187 | LV_199-3_0_6_line_187 |  | 179 | 209 | 0.022231 | 0.125 | 0.08 | 261 | 0 | 0.364 | 1 | 1 | cs | TRUE
188 | LV_199-3_0_6_line_188 |  | 180 | 181 | 0.0066477 | 0.125 | 0.08 | 261 | 0 | 0.364 | 1 | 1 | cs | TRUE
189 | LV_199-3_0_6_line_189 |  | 180 | 182 | 0.012025 | 0.125 | 0.08 | 261 | 0 | 0.364 | 1 | 1 | cs | TRUE
190 | LV_199-3_0_6_line_190 |  | 181 | 183 | 0.0044619 | 0.125 | 0.08 | 261 | 0 | 0.364 | 1 | 1 | cs | TRUE
191 | LV_199-3_0_6_line_191 |  | 182 | 184 | 0.0060769 | 0.125 | 0.08 | 261 | 0 | 0.364 | 1 | 1 | cs | TRUE
192 | LV_199-3_0_6_line_192 |  | 183 | 235 | 0.0062897 | 0.125 | 0.08 | 261 | 0 | 0.364 | 1 | 1 | cs | TRUE
193 | LV_199-3_0_6_line_193 |  | 185 | 238 | 0.033948 | 0.125 | 0.08 | 261 | 0 | 0.364 | 1 | 1 | cs | TRUE
194 | LV_199-3_0_6_line_194 |  | 187 | 188 | 0.021351 | 0.125 | 0.08 | 261 | 0 | 0.364 | 1 | 3 | cs | TRUE
195 | LV_199-3_0_6_line_195 |  | 188 | 189 | 0.0012836 | 0.125 | 0.08 | 261 | 0 | 0.364 | 1 | 3 | cs | TRUE
196 | LV_199-3_0_6_line_196 |  | 189 | 190 | 0.013301 | 0.125 | 0.08 | 261 | 0 | 0.364 | 1 | 3 | cs | TRUE
197 | LV_199-3_0_6_line_197 |  | 190 | 191 | 0.0082301 | 0.125 | 0.08 | 261 | 0 | 0.364 | 1 | 3 | cs | TRUE
198 | LV_199-3_0_6_line_198 |  | 191 | 192 | 0.023631 | 0.125 | 0.08 | 261 | 0 | 0.364 | 1 | 3 | cs | TRUE
199 | LV_199-3_0_6_line_199 |  | 192 | 193 | 0.0079484 | 0.125 | 0.08 | 261 | 0 | 0.364 | 1 | 3 | cs | TRUE
200 | LV_199-3_0_6_line_200 |  | 193 | 195 | 0.015179 | 0.125 | 0.08 | 261 | 0 | 0.364 | 1 | 3 | cs | TRUE
201 | LV_199-3_0_6_line_201 |  | 194 | 195 | 0.0071665 | 0.125 | 0.08 | 261 | 0 | 0.364 | 1 | 3 | cs | TRUE
202 | LV_199-3_0_6_line_202 |  | 194 | 196 | 0.012969 | 0.125 | 0.08 | 261 | 0 | 0.364 | 1 | 3 | cs | TRUE
203 | LV_199-3_0_6_line_203 |  | 196 | 197 | 0.020307 | 0.125 | 0.08 | 261 | 0 | 0.364 | 1 | 3 | cs | TRUE
204 | LV_199-3_0_6_line_204 |  | 197 | 198 | 0.0036927 | 0.125 | 0.08 | 261 | 0 | 0.364 | 1 | 3 | cs | TRUE
205 | LV_199-3_0_6_line_205 |  | 199 | 200 | 0.0049844 | 0.125 | 0.08 | 261 | 0 | 0.364 | 1 | 1 | cs | TRUE
206 | LV_199-3_0_6_line_206 |  | 199 | 201 | 0.0021138 | 0.125 | 0.08 | 261 | 0 | 0.364 | 1 | 1 | cs | TRUE
207 | LV_199-3_0_6_line_207 |  | 200 | 202 | 0.016012 | 0.125 | 0.08 | 261 | 0 | 0.364 | 1 | 1 | cs | TRUE
208 | LV_199-3_0_6_line_208 |  | 202 | 203 | 0.0076239 | 0.125 | 0.08 | 261 | 0 | 0.364 | 1 | 1 | cs | TRUE
209 | LV_199-3_0_6_line_209 |  | 203 | 204 | 0.0079895 | 0.125 | 0.08 | 261 | 0 | 0.364 | 1 | 1 | cs | TRUE
210 | LV_199-3_0_6_line_210 |  | 204 | 205 | 0.014714 | 0.125 | 0.08 | 261 | 0 | 0.364 | 1 | 1 | cs | TRUE
211 | LV_199-3_0_6_line_211 |  | 205 | 206 | 0.046448 | 0.125 | 0.08 | 261 | 0 | 0.364 | 1 | 3 | cs | TRUE
212 | LV_199-3_0_6_line_212 |  | 206 | 207 | 0.023989 | 0.125 | 0.08 | 261 | 0 | 0.364 | 1 | 3 | cs | TRUE
213 | LV_199-3_0_6_line_213 |  | 207 | 208 | 0.0018214 | 0.125 | 0.08 | 261 | 0 | 0.364 | 1 | 3 | cs | TRUE
214 | LV_199-3_0_6_line_214 |  | 209 | 211 | 0.010102 | 0.125 | 0.08 | 261 | 0 | 0.364 | 1 | 1 | cs | TRUE
215 | LV_199-3_0_6_line_215 |  | 210 | 212 | 0.0012928 | 0.125 | 0.08 | 261 | 0 | 0.364 | 1 | 1 | cs | TRUE
216 | LV_199-3_0_6_line_216 |  | 212 | 213 | 0.00042803 | 0.125 | 0.08 | 261 | 0 | 0.364 | 1 | 1 | cs | TRUE
217 | LV_199-3_0_6_line_217 |  | 213 | 214 | 0.0017611 | 0.125 | 0.08 | 261 | 0 | 0.364 | 1 | 1 | cs | TRUE
218 | LV_199-3_0_6_line_218 |  | 214 | 215 | 0.004631 | 0.125 | 0.08 | 261 | 0 | 0.364 | 1 | 1 | cs | TRUE
219 | LV_199-3_0_6_line_219 |  | 215 | 216 | 0.0020967 | 0.125 | 0.08 | 261 | 0 | 0.364 | 1 | 1 | cs | TRUE
220 | LV_199-3_0_6_line_220 |  | 216 | 217 | 0.015133 | 0.125 | 0.08 | 261 | 0 | 0.364 | 1 | 1 | cs | TRUE
221 | LV_199-3_0_6_line_221 |  | 217 | 221 | 0.0018593 | 0.125 | 0.08 | 261 | 0 | 0.364 | 1 | 1 | cs | TRUE
222 | LV_199-3_0_6_line_222 |  | 218 | 219 | 0.015313 | 0.125 | 0.08 | 261 | 0 | 0.364 | 1 | 1 | cs | TRUE
223 | LV_199-3_0_6_line_223 |  | 219 | 220 | 0.0026062 | 0.125 | 0.08 | 261 | 0 | 0.364 | 1 | 1 | cs | TRUE
224 | LV_199-3_0_6_line_224 |  | 220 | 221 | 0.0025883 | 0.125 | 0.08 | 261 | 0 | 0.364 | 1 | 1 | cs | TRUE
225 | LV_199-3_0_6_line_225 |  | 222 | 224 | 0.011493 | 0.125 | 0.08 | 261 | 0 | 0.364 | 1 | 1 | cs | TRUE
226 | LV_199-3_0_6_line_226 |  | 223 | 224 | 0.0058105 | 0.125 | 0.08 | 261 | 0 | 0.364 | 1 | 1 | cs | TRUE
227 | LV_199-3_0_6_line_227 |  | 225 | 226 | 0.010248 | 0.125 | 0.08 | 261 | 0 | 0.364 | 1 | 1 | cs | TRUE
228 | LV_199-3_0_6_line_228 |  | 226 | 227 | 0.022624 | 0.125 | 0.08 | 261 | 0 | 0.364 | 1 | 1 | cs | TRUE
229 | LV_199-3_0_6_line_229 |  | 227 | 228 | 0.010197 | 0.125 | 0.08 | 261 | 0 | 0.364 | 1 | 1 | cs | TRUE
230 | LV_199-3_0_6_line_230 |  | 228 | 229 | 0.023119 | 0.125 | 0.08 | 261 | 0 | 0.364 | 1 | 1 | cs | TRUE
231 | LV_199-3_0_6_line_231 |  | 229 | 230 | 0.010126 | 0.125 | 0.08 | 261 | 0 | 0.364 | 1 | 1 | cs | TRUE
232 | LV_199-3_0_6_line_232 |  | 230 | 231 | 0.023585 | 0.125 | 0.08 | 261 | 0 | 0.364 | 1 | 1 | cs | TRUE
233 | LV_199-3_0_6_line_233 |  | 231 | 232 | 0.031344 | 0.125 | 0.08 | 261 | 0 | 0.364 | 1 | 1 | cs | TRUE
234 | LV_199-3_0_6_line_234 |  | 232 | 233 | 0.0026835 | 0.125 | 0.08 | 261 | 0 | 0.364 | 1 | 1 | cs | TRUE
235 | LV_199-3_0_6_line_235 |  | 233 | 234 | 0.0012069 | 0.125 | 0.08 | 261 | 0 | 0.364 | 1 | 1 | cs | TRUE
236 | LV_199-3_0_6_line_236 |  | 235 | 236 | 0.0040312 | 0.125 | 0.08 | 261 | 0 | 0.364 | 1 | 1 | cs | TRUE
237 | LV_199-3_0_6_line_237 |  | 236 | 268 | 0.0062875 | 0.125 | 0.08 | 261 | 0 | 0.364 | 1 | 1 | cs | TRUE
238 | LV_199-3_0_6_line_238 |  | 237 | 238 | 0.0029107 | 0.125 | 0.08 | 261 | 0 | 0.364 | 1 | 1 | cs | TRUE
239 | LV_199-3_0_6_line_239 |  | 237 | 239 | 0.00038084 | 0.125 | 0.08 | 261 | 0 | 0.364 | 1 | 1 | cs | TRUE
240 | LV_199-3_0_6_line_240 |  | 239 | 240 | 0.015439 | 0.125 | 0.08 | 261 | 0 | 0.364 | 1 | 1 | cs | TRUE
241 | LV_199-3_0_6_line_241 |  | 240 | 241 | 0.016821 | 0.125 | 0.08 | 261 | 0 | 0.364 | 1 | 1 | cs | TRUE
242 | LV_199-3_0_6_line_242 |  | 241 | 242 | 0.011745 | 0.125 | 0.08 | 261 | 0 | 0.364 | 1 | 1 | cs | TRUE
243 | LV_199-3_0_6_line_243 |  | 242 | 243 | 0.035262 | 0.125 | 0.08 | 261 | 0 | 0.364 | 1 | 1 | cs | TRUE
244 | LV_199-3_0_6_line_244 |  | 243 | 244 | 0.0058571 | 0.125 | 0.08 | 261 | 0 | 0.364 | 1 | 1 | cs | TRUE
245 | LV_199-3_0_6_line_245 |  | 244 | 245 | 0.0059474 | 0.125 | 0.08 | 261 | 0 | 0.364 | 1 | 1 | cs | TRUE
246 | LV_199-3_0_6_line_246 |  | 245 | 246 | 0.0063385 | 0.125 | 0.08 | 261 | 0 | 0.364 | 1 | 1 | cs | TRUE
247 | LV_199-3_0_6_line_247 |  | 246 | 247 | 0.015211 | 0.125 | 0.08 | 261 | 0 | 0.364 | 1 | 1 | cs | TRUE
248 | LV_199-3_0_6_line_248 |  | 247 | 253 | 0.0058545 | 0.125 | 0.08 | 261 | 0 | 0.364 | 1 | 1 | cs | TRUE
249 | LV_199-3_0_6_line_249 |  | 248 | 249 | 0.0059504 | 0.125 | 0.08 | 261 | 0 | 0.364 | 1 | 1 | cs | TRUE
250 | LV_199-3_0_6_line_250 |  | 249 | 250 | 0.0058551 | 0.125 | 0.08 | 261 | 0 | 0.364 | 1 | 1 | cs | TRUE
251 | LV_199-3_0_6_line_251 |  | 250 | 251 | 0.013948 | 0.125 | 0.08 | 261 | 0 | 0.364 | 1 | 1 | cs | TRUE
252 | LV_199-3_0_6_line_252 |  | 251 | 252 | 0.0063385 | 0.125 | 0.08 | 261 | 0 | 0.364 | 1 | 1 | cs | TRUE
253 | LV_199-3_0_6_line_253 |  | 252 | 253 | 0.0061234 | 0.125 | 0.08 | 261 | 0 | 0.364 | 1 | 1 | cs | TRUE
254 | LV_199-3_0_6_line_254 |  | 254 | 255 | 0.0062884 | 0.125 | 0.08 | 261 | 0 | 0.364 | 1 | 1 | cs | TRUE
255 | LV_199-3_0_6_line_255 |  | 255 | 256 | 0.004043 | 0.125 | 0.08 | 261 | 0 | 0.364 | 1 | 1 | cs | TRUE
256 | LV_199-3_0_6_line_256 |  | 256 | 257 | 0.0062871 | 0.125 | 0.08 | 261 | 0 | 0.364 | 1 | 1 | cs | TRUE
257 | LV_199-3_0_6_line_257 |  | 257 | 258 | 0.0045175 | 0.125 | 0.08 | 261 | 0 | 0.364 | 1 | 1 | cs | TRUE
258 | LV_199-3_0_6_line_258 |  | 258 | 259 | 0.0062884 | 0.125 | 0.08 | 261 | 0 | 0.364 | 1 | 1 | cs | TRUE
259 | LV_199-3_0_6_line_259 |  | 259 | 260 | 0.0042929 | 0.125 | 0.08 | 261 | 0 | 0.364 | 1 | 1 | cs | TRUE
260 | LV_199-3_0_6_line_260 |  | 260 | 261 | 0.0062862 | 0.125 | 0.08 | 261 | 0 | 0.364 | 1 | 1 | cs | TRUE
261 | LV_199-3_0_6_line_261 |  | 261 | 262 | 0.0038111 | 0.125 | 0.08 | 261 | 0 | 0.364 | 1 | 1 | cs | TRUE
262 | LV_199-3_0_6_line_262 |  | 262 | 263 | 0.0062893 | 0.125 | 0.08 | 261 | 0 | 0.364 | 1 | 1 | cs | TRUE
263 | LV_199-3_0_6_line_263 |  | 263 | 264 | 0.0045969 | 0.125 | 0.08 | 261 | 0 | 0.364 | 1 | 1 | cs | TRUE
264 | LV_199-3_0_6_line_264 |  | 264 | 265 | 0.0062884 | 0.125 | 0.08 | 261 | 0 | 0.364 | 1 | 1 | cs | TRUE
265 | LV_199-3_0_6_line_265 |  | 265 | 266 | 0.0033775 | 0.125 | 0.08 | 261 | 0 | 0.364 | 1 | 1 | cs | TRUE
266 | LV_199-3_0_6_line_266 |  | 266 | 267 | 0.0062894 | 0.125 | 0.08 | 261 | 0 | 0.364 | 1 | 1 | cs | TRUE
267 | LV_199-3_0_6_line_267 |  | 267 | 268 | 0.0045802 | 0.125 | 0.08 | 261 | 0 | 0.364 | 1 | 1 | cs | TRUE

## trafo
| name | std_type | hv_bus | lv_bus | sn_mva | vn_hv_kv | vn_lv_kv | vk_percent | vkr_percent | pfe_kw | i0_percent | shift_degree | tap_side | tap_neutral | tap_min | tap_max | tap_step_percent | tap_step_degree | tap_pos | tap_phase_shifter | parallel | df | in_service
0 | LV_199-3_0_6_trafo_174 | 0.63 MVA 20/0.4 kV | 269 | 144 | 0.63 | 20 | 0.4 | 6 | 1.206 | 1.65 | 0.2619 | 150 | hv | 0 | -2 | 2 | 2.5 | 0 | 0 | FALSE | 1 | 1 | TRUE

## line_geodata
| x0 | y0 | x1 | y1 | x2 | y2 | x3 | y3 | x4 | y4 | x5 | y5 | x6 | y6 | x7 | y7 | x8 | y8 | x9 | y9 | x10 | y10 | x11 | y11 | x12 | y12 | x13 | y13 | x14 | y14 | x15 | y15
0 | 2694882.8468 | 1249944.0001 | 2694876.7905 | 1249946.3082
1 | 2694882.8468 | 1249944.0001 | 2694896.8606 | 1249938.6592
2 | 2694876.7905 | 1249946.3082 | 2694869.9031 | 1249948.9331
3 | 2694910.5638 | 1249933.4367 | 2694896.8606 | 1249938.6592
4 | 2694859.1573 | 1249953.0285 | 2694869.9031 | 1249948.9331
5 | 2694910.5638 | 1249933.4367 | 2694929.0328 | 1249926.3979
6 | 2694855.9605 | 1249954.1004 | 2694856.7417 | 1249953.9491 | 2694859.1573 | 1249953.0285
7 | 2694953.4242 | 1249917.1019 | 2694929.0328 | 1249926.3979
8 | 2694855.9605 | 1249954.1004 | 2694852.341 | 1249954.8016 | 2694847.3949 | 1249953.8773 | 2694843.7193 | 1249951.4166 | 2694841.3705 | 1249947.6761
9 | 2694953.4242 | 1249917.1019 | 2694957.6324 | 1249924.0191 | 2694964.7248 | 1249940.9352
10 | 2694841.3705 | 1249947.6761 | 2694841.3705 | 1249947.6761 | 2694832.7774 | 1249919.621
11 | 2694973.6331 | 1249962.1382 | 2694969.9815 | 1249953.473 | 2694964.7248 | 1249940.9352
12 | 2694926.6108 | 1249853.5122 | 2694949.3803 | 1249843.0099
13 | 2694926.6108 | 1249853.5122 | 2694919.9305 | 1249856.2365
14 | 2694952.1815 | 1249841.7179 | 2694949.3803 | 1249843.0099
15 | 2694919.9305 | 1249856.2365 | 2694916.7442 | 1249857.536
16 | 2694973.6331 | 1249962.1382 | 2694980.4492 | 1249978.7603
17 | 2694973.6331 | 1249962.1382 | 2694983.7611 | 1249957.7527 | 2695002.4609 | 1249945.2649 | 2695009.908 | 1249940.9031 | 2695016.8813 | 1249937.3677 | 2695019.3071 | 1249936.3058 | 2695020.691 | 1249936.1723 | 2695021.8124 | 1249936.4016 | 2695022.936 | 1249936.9645 | 2695027.5568 | 1249940.7526 | 2695028.3376 | 1249941.032 | 2695029.59 | 1249941.0966 | 2695031.7793 | 1249940.6535 | 2695033.2459 | 1249940.5436
18 | 2694952.1815 | 1249841.7179 | 2694977.6254 | 1249829.982
19 | 2694901.5027 | 1249863.7517 | 2694916.7442 | 1249857.536
20 | 2695006.3494 | 1249961.2841 | 2694990.5724 | 1249973.2627 | 2694980.4492 | 1249978.7603
21 | 2694986.88 | 1249994.4532 | 2694980.4492 | 1249978.7603
22 | 2695039.3889 | 1249947.4282 | 2695035.5828 | 1249941.7264 | 2695034.4951 | 1249940.8083 | 2695033.2459 | 1249940.5436 | 2695033.2459 | 1249940.5436
23 | 2694986.88 | 1249994.4532 | 2694996.2795 | 1250019.0117 | 2695010.6645 | 1250052.3792 | 2695017.7667 | 1250067.3616
24 | 2695039.3889 | 1249947.4282 | 2695045.4045 | 1249956.4397 | 2695045.2996 | 1249956.5154
25 | 2695017.7667 | 1250067.3616 | 2694867.8968 | 1250183.3716
26 | 2695017.7667 | 1250067.3616 | 2695341.3195 | 1250103.0981
27 | 2694977.6254 | 1249829.982 | 2694985.7417 | 1249826.2384 | 2694990.6188 | 1249823.6821
28 | 2694901.5027 | 1249863.7517 | 2694891.2451 | 1249867.9349 | 2694887.2473 | 1249869.5611 | 2694884.3403 | 1249870.6404
29 | 2694867.8968 | 1250183.3716 | 2694867.8968 | 1250183.3716 | 2694869.2977 | 1250185.4734 | 2694870.3657 | 1250188.0925 | 2694871.3512 | 1250191.6222 | 2694872.7552 | 1250199.1838 | 2694873.9513 | 1250202.7613 | 2694875.8481 | 1250206.906 | 2694877.1204 | 1250209.962 | 2694878.1043 | 1250214.0587 | 2694878.9775 | 1250220.3553 | 2694878.8348 | 1250225.4904 | 2694877.9748 | 1250230.158 | 2694876.2158 | 1250233.9105
30 | 2694867.8968 | 1250183.3716 | 2694867.8968 | 1250183.3716 | 2694869.2977 | 1250185.4734 | 2694870.3657 | 1250188.0925 | 2694871.3512 | 1250191.6222 | 2694872.7552 | 1250199.1838 | 2694873.9513 | 1250202.7613 | 2694875.8481 | 1250206.906 | 2694877.1204 | 1250209.962 | 2694878.1043 | 1250214.0587 | 2694878.3474 | 1250215.8118
31 | 2694829.6889 | 1250208.7818 | 2694829.7387 | 1250207.2795 | 2694829.7825 | 1250204.5448 | 2694829.6779 | 1250198.8164 | 2694829.7423 | 1250194.7921 | 2694830.3833 | 1250191.5443 | 2694831.8611 | 1250188.8436 | 2694834.049 | 1250186.5991 | 2694836.4258 | 1250184.8136 | 2694838.9862 | 1250183.8204 | 2694853.1993 | 1250180.334 | 2694857.4519 | 1250179.7572 | 2694860.9113 | 1250179.6792 | 2694863.9687 | 1250180.1841 | 2694866.2254 | 1250181.6546 | 2694867.8968 | 1250183.3716
32 | 2695341.3195 | 1250103.0981 | 2695351.9577 | 1250114.2295 | 2695361.8414 | 1250125.9171
33 | 2694884.0708 | 1249870.7404 | 2694884.3403 | 1249870.6404
34 | 2694875.8844 | 1249873.7799 | 2694884.0708 | 1249870.7404
35 | 2694875.8844 | 1249873.7799 | 2694858.9891 | 1249880.053
36 | 2694854.4591 | 1249881.7349 | 2694858.9891 | 1249880.053
37 | 2694824.572 | 1249892.8317 | 2694854.4591 | 1249881.7349
38 | 2694832.7774 | 1249919.621 | 2694831.7804 | 1249916.3659
39 | 2694824.572 | 1249892.8317 | 2694831.7804 | 1249916.3659
40 | 2694824.572 | 1249892.8317 | 2694821.2006 | 1249893.8175
41 | 2694818.6335 | 1249894.5682 | 2694821.2006 | 1249893.8175
42 | 2694789.9155 | 1249902.9658 | 2694818.6335 | 1249894.5682
43 | 2694758.8375 | 1249912.429 | 2694779.1446 | 1249906.1154 | 2694789.9155 | 1249902.9658
44 | 2694758.8375 | 1249912.429 | 2694755.1348 | 1249893.6832
45 | 2694762.6805 | 1249930.8602 | 2694758.8375 | 1249912.429
46 | 2694762.6805 | 1249930.8602 | 2694763.5442 | 1249934.8103
47 | 2694766.487 | 1249948.2678 | 2694763.5442 | 1249934.8103
48 | 2694762.6805 | 1249930.8602 | 2694734.5566 | 1249956.1635
49 | 2694766.487 | 1249948.2678 | 2694755.3153 | 1249954.1827
50 | 2694766.487 | 1249948.2678 | 2694769.9263 | 1249961.3984
51 | 2694734.5566 | 1249956.1635 | 2694727.9295 | 1249948.4517 | 2694747.4318 | 1249930.6051
52 | 2694769.9263 | 1249961.3984 | 2694774.9836 | 1249980.7065 | 2694777.7519 | 1249990.9259
53 | 2694754.9171 | 1249892.581 | 2694755.1348 | 1249893.6832
54 | 2694777.7519 | 1249990.9259 | 2694781.0376 | 1250003.0557
55 | 2694754.2266 | 1249889.0853 | 2694754.9171 | 1249892.581
56 | 2694754.2266 | 1249889.0853 | 2694752.0269 | 1249877.949 | 2694751.4561 | 1249868.7884 | 2694751.855 | 1249860.3772 | 2694752.1463 | 1249858.3202
57 | 2694876.2158 | 1250233.9105 | 2694927.4565 | 1250301.6857
58 | 2694898.6487 | 1250324.3618 | 2694927.4565 | 1250301.6857
59 | 2694898.6487 | 1250324.3618 | 2694885.1907 | 1250335.9488
60 | 2694885.1907 | 1250335.9488 | 2694868.05 | 1250350.7065
61 | 2694868.05 | 1250350.7065 | 2694966.9288 | 1250497.0335
62 | 2694966.9288 | 1250497.0335 | 2694977.0042 | 1250523.1818 | 2694981.7577 | 1250534.6669 | 2694991.6211 | 1250558.4879
63 | 2694966.9288 | 1250497.0335 | 2694935.3366 | 1250517.9102 | 2694935.3366 | 1250517.9102
64 | 2694943.6578 | 1250538.9803 | 2694944.3759 | 1250532.3995 | 2694941.1564 | 1250527.239
65 | 2694935.3366 | 1250517.9102 | 2694941.1564 | 1250527.239
66 | 2694991.6211 | 1250558.4879 | 2695008.6735 | 1250547.709
67 | 2695008.6735 | 1250547.709 | 2695215.7753 | 1250562.1448
68 | 2695078.258 | 1249844.9582 | 2695093.657 | 1249832.3998
69 | 2695078.258 | 1249844.9582 | 2695069.7585 | 1249836.7822 | 2695066.6052 | 1249832.9442
70 | 2695093.657 | 1249832.3998 | 2695098.2679 | 1249828.6394
71 | 2695049.7273 | 1249809.8624 | 2695060.1303 | 1249825.0632 | 2695066.6052 | 1249832.9442
72 | 2695098.2679 | 1249828.6394 | 2695102.8058 | 1249824.9386
73 | 2695049.7273 | 1249809.8624 | 2695072.1066 | 1249791.7997
74 | 2695049.7273 | 1249809.8624 | 2695041.0954 | 1249797.2254
75 | 2695113.8382 | 1249815.9412 | 2695102.8058 | 1249824.9386
76 | 2695072.1066 | 1249791.7997 | 2695089.5821 | 1249777.6948
77 | 2695041.0954 | 1249797.2254 | 2695038.4766 | 1249793.0334
78 | 2695474.7893 | 1249575.5207 | 2695495.6295 | 1249603.3183
79 | 2695450.7583 | 1249543.467 | 2695474.7893 | 1249575.5207
80 | 2695474.7893 | 1249575.5207 | 2695542.5254 | 1249519.0292
81 | 2695234.8672 | 1249596.3305 | 2695450.7583 | 1249543.467
82 | 2695205.941 | 1249653.3888 | 2695234.8672 | 1249596.3305
83 | 2695205.941 | 1249653.3888 | 2695218.1965 | 1249662.2024
84 | 2694771.6941 | 1249794.5991 | 2694764.9018 | 1249814.2568
85 | 2694757.7433 | 1249834.9739 | 2694764.9018 | 1249814.2568
86 | 2694771.6941 | 1249794.5991 | 2694780.1794 | 1249792.8445 | 2694786.6792 | 1249791.0582 | 2694792.0468 | 1249788.5322
87 | 2694765.9078 | 1249796.6304 | 2694771.6941 | 1249794.5991
88 | 2694757.7433 | 1249834.9739 | 2694754.2257 | 1249847.4046
89 | 2694757.7433 | 1249834.9739 | 2694729.4948 | 1249849.3275
90 | 2694792.0468 | 1249788.5322 | 2694807.8916 | 1249781.0756
91 | 2694765.9078 | 1249796.6304 | 2694758.3794 | 1249799.7764
92 | 2694754.2257 | 1249847.4046 | 2694753.1574 | 1249851.1798 | 2694752.1463 | 1249858.3202
93 | 2694792.6308 | 1249745.6739 | 2694787.0069 | 1249743.6824 | 2694781.1557 | 1249742.2099 | 2694776.8181 | 1249741.7148
94 | 2694792.6308 | 1249745.6739 | 2694799.9849 | 1249735.8061 | 2694812.8259 | 1249721.8674 | 2694813.1418 | 1249721.5427
95 | 2694776.8181 | 1249741.7148 | 2694774.244 | 1249741.421 | 2694769.2855 | 1249741.536
96 | 2694813.1418 | 1249721.5427 | 2694817.0614 | 1249717.5134
97 | 2694824.9721 | 1249774.0456 | 2694812.9128 | 1249778.7126 | 2694807.8916 | 1249781.0756
98 | 2694733.9037 | 1249811.4816 | 2694751.966 | 1249802.4565 | 2694758.3794 | 1249799.7764
99 | 2694769.2855 | 1249741.536 | 2694767.7174 | 1249741.5724 | 2694760.9879 | 1249742.61 | 2694755.4055 | 1249744.3665
100 | 2694833.9755 | 1249700.1262 | 2694817.0614 | 1249717.5134
101 | 2694825.1785 | 1249773.9658 | 2694824.9721 | 1249774.0456
102 | 2694736.3413 | 1249752.9565 | 2694754.1272 | 1249744.7687 | 2694755.4055 | 1249744.3665
103 | 2694846.3371 | 1249685.8453 | 2694839.0599 | 1249694.8995 | 2694833.9755 | 1249700.1262
104 | 2694832.9407 | 1249770.9618 | 2694825.1785 | 1249773.9658
105 | 2694832.9407 | 1249770.9618 | 2694846.5193 | 1249765.7069 | 2694851.8299 | 1249763.916
106 | 2694851.8299 | 1249763.916 | 2694853.143 | 1249763.4732
107 | 2694902.9394 | 1249603.6107 | 2694913.5186 | 1249604.2224
108 | 2694924.8753 | 1249605.5591 | 2694924.0106 | 1249605.3568 | 2694916.95 | 1249604.4208 | 2694913.5186 | 1249604.2224
109 | 2694924.8753 | 1249605.5591 | 2694930.3375 | 1249606.837
110 | 2694930.3375 | 1249606.837 | 2694930.3375 | 1249606.837 | 2694932.7577 | 1249607.5855
111 | 2694943.5662 | 1249609.3785 | 2694941.5556 | 1249609.3853 | 2694936.0256 | 1249608.5961 | 2694932.7577 | 1249607.5855
112 | 2694871.8871 | 1249609.201 | 2694873.3972 | 1249622.0378
113 | 2694873.162 | 1249646.7414 | 2694874.2221 | 1249640.8983 | 2694874.5178 | 1249635.1653 | 2694874.2097 | 1249628.9444 | 2694873.3972 | 1249622.0378
114 | 2694946.1394 | 1249609.3698 | 2694943.5662 | 1249609.3785
115 | 2694873.162 | 1249646.7414 | 2694892.9102 | 1249645.5827
116 | 2694866.3054 | 1249660.42 | 2694870.3712 | 1249654.5583 | 2694871.1534 | 1249652.8695 | 2694871.9593 | 1249651.1144 | 2694873.162 | 1249646.7414
117 | 2694946.1394 | 1249609.3698 | 2694950.6373 | 1249608.5968 | 2694954.4729 | 1249607.2127 | 2694956.4926 | 1249606.1609
118 | 2694946.1394 | 1249609.3698 | 2694950.0845 | 1249622.9633
119 | 2694956.4926 | 1249606.1609 | 2694962.9863 | 1249602.779 | 2694971.0392 | 1249598.4493
120 | 2694952.1505 | 1249630.0821 | 2694950.0845 | 1249622.9633
121 | 2694977.045 | 1249595.2203 | 2694971.0392 | 1249598.4493
122 | 2694952.1505 | 1249630.0821 | 2694952.492 | 1249631.3886 | 2694953.4012 | 1249642.0336
123 | 2694977.045 | 1249595.2203 | 2694982.9656 | 1249592.0371
124 | 2694953.4012 | 1249642.0336 | 2694963.7827 | 1249640.71 | 2694971.7241 | 1249638.9803 | 2694977.9016 | 1249637.5337 | 2694983.6788 | 1249637.0259
125 | 2694953.4012 | 1249642.0336 | 2694940.5377 | 1249642.7883
126 | 2694974.915 | 1249619.7773 | 2694977.0392 | 1249623.5803
127 | 2694983.6788 | 1249637.0259 | 2694980.1577 | 1249629.1634 | 2694977.0392 | 1249623.5803
128 | 2695004.2537 | 1249577.8432 | 2695001.8074 | 1249581.1177 | 2694999.4451 | 1249583.3927 | 2694996.7368 | 1249585.5843 | 2694983.4911 | 1249591.7546 | 2694982.9656 | 1249592.0371
129 | 2695004.2537 | 1249577.8432 | 2694999.5273 | 1249578.2678 | 2694994.7721 | 1249576.7237 | 2694991.0016 | 1249574.5172 | 2694988.3866 | 1249571.3617 | 2694986.766 | 1249567.4105 | 2694986.2572 | 1249563.8218 | 2694986.2572 | 1249563.8218
130 | 2695004.2537 | 1249577.8432 | 2695017.2786 | 1249571.964
131 | 2694986.2572 | 1249563.8218 | 2694986.5934 | 1249561.41
132 | 2695051.6112 | 1249556.7541 | 2695046.7887 | 1249558.6436 | 2695017.2786 | 1249571.964
133 | 2694986.7351 | 1249560.3935 | 2694986.5934 | 1249561.41
134 | 2695051.6112 | 1249556.7541 | 2695054.859 | 1249555.4816 | 2695059.5148 | 1249554.111
135 | 2695118.75 | 1249811.9356 | 2695113.8382 | 1249815.9412
136 | 2695118.75 | 1249811.9356 | 2695123.3599 | 1249808.176
137 | 2695123.3599 | 1249808.176 | 2695127.8962 | 1249804.4765
138 | 2695127.8962 | 1249804.4765 | 2695139.0728 | 1249795.3615
139 | 2695139.0728 | 1249795.3615 | 2695143.9849 | 1249791.3555
140 | 2695048.9336 | 1249735.5778 | 2695043.9348 | 1249739.3911
141 | 2695040.8617 | 1249741.7354 | 2695043.9348 | 1249739.3911
142 | 2695048.9336 | 1249735.5778 | 2695052.5081 | 1249732.8511
143 | 2695040.8617 | 1249741.7354 | 2695035.8602 | 1249745.5507
144 | 2695057.5103 | 1249729.0352 | 2695052.5081 | 1249732.8511
145 | 2695014.9645 | 1249754.1844 | 2695028.8279 | 1249750.9152 | 2695035.8602 | 1249745.5507
146 | 2695060.6587 | 1249726.6334 | 2695057.5103 | 1249729.0352
147 | 2695014.9645 | 1249754.1844 | 2695025.6721 | 1249772.5368 | 2695027.0829 | 1249774.7952
148 | 2695007.1469 | 1249734.555 | 2695010.926 | 1249745.1571 | 2695014.9645 | 1249754.1844
149 | 2695060.6587 | 1249726.6334 | 2695065.6585 | 1249722.8194
150 | 2695027.0829 | 1249774.7952 | 2695038.4766 | 1249793.0334
151 | 2695007.1469 | 1249734.555 | 2695000.3478 | 1249736.1584 | 2694994.9952 | 1249737.0289 | 2694992.9133 | 1249737.0042
152 | 2695007.1469 | 1249734.555 | 2695005.9264 | 1249724.4944 | 2695006.4523 | 1249714.7731 | 2695007.1614 | 1249711.0707
153 | 2695065.6585 | 1249722.8194 | 2695069.3108 | 1249720.0333
154 | 2694983.2709 | 1249735.9107 | 2694989.7104 | 1249736.9663 | 2694992.9133 | 1249737.0042
155 | 2695010.9026 | 1249691.5376 | 2695007.1614 | 1249711.0707
156 | 2695098.604 | 1249634.4901 | 2695093.9702 | 1249638.119
157 | 2695107.0238 | 1249627.8964 | 2695098.604 | 1249634.4901
158 | 2695092.2137 | 1249639.4944 | 2695093.9702 | 1249638.119
159 | 2695107.0238 | 1249627.8964 | 2695114.3765 | 1249622.5695
160 | 2695093.4676 | 1249608.7197 | 2695101.4944 | 1249621.9031 | 2695107.0238 | 1249627.8964
161 | 2695078.6571 | 1249650.1108 | 2695092.2137 | 1249639.4944
162 | 2695116.7057 | 1249620.882 | 2695114.3765 | 1249622.5695
163 | 2695078.6571 | 1249650.1108 | 2695078.2085 | 1249650.4621
164 | 2695130.8535 | 1249610.6321 | 2695116.7057 | 1249620.882
165 | 2695075.4249 | 1249652.642 | 2695078.2085 | 1249650.4621
166 | 2695130.8535 | 1249610.6321 | 2695142.9538 | 1249617.9542
167 | 2695142.9538 | 1249617.9542 | 2695140.5526 | 1249646.1597 | 2695149.5771 | 1249658.8032
168 | 2695014.2054 | 1249487.6218 | 2695010.7005 | 1249481.2868
169 | 2695019.5062 | 1249497.203 | 2695014.2054 | 1249487.6218
170 | 2695003.3864 | 1249468.0668 | 2695010.7005 | 1249481.2868
171 | 2695019.5062 | 1249497.203 | 2695023.7355 | 1249504.8473
172 | 2695003.3864 | 1249468.0668 | 2694974.8075 | 1249482.4645
173 | 2694974.8075 | 1249482.4645 | 2694990.8188 | 1249510.9472
174 | 2694998.9804 | 1249535.148 | 2694999.5705 | 1249531.7882 | 2694999.1552 | 1249527.0779 | 2694997.5088 | 1249522.8483 | 2694990.8188 | 1249510.9472
175 | 2694998.9804 | 1249535.148 | 2694998.6395 | 1249537.0996 | 2694996.7395 | 1249541.6282 | 2694990.3788 | 1249552.3172
176 | 2694990.3788 | 1249552.3172 | 2694987.714 | 1249556.7953
177 | 2694987.714 | 1249556.7953 | 2694987.714 | 1249556.7953 | 2694987.0024 | 1249559.4108
178 | 2694987.0024 | 1249559.4108 | 2694986.7351 | 1249560.3935 | 2694986.7351 | 1249560.3935
179 | 2695078.951 | 1249551.0423 | 2695074.21 | 1249550.9662 | 2695069.3362 | 1249551.633 | 2695062.56 | 1249553.2145 | 2695059.5148 | 1249554.111
180 | 2695078.951 | 1249551.0423 | 2695083.3688 | 1249551.9695 | 2695088.288 | 1249554.1167 | 2695093.6829 | 1249558.1508 | 2695098.1766 | 1249563.7494
181 | 2695098.1766 | 1249563.7494 | 2695099.64 | 1249566.1245
182 | 2694767.5808 | 1249685.0712 | 2694759.3813 | 1249687.275 | 2694758.4199 | 1249687.3528
183 | 2694815.1086 | 1249670.3775 | 2694784.0209 | 1249680.6527 | 2694767.5808 | 1249685.0712
184 | 2694815.1086 | 1249670.3775 | 2694824.8699 | 1249667.1511 | 2694835.8973 | 1249663.4319
185 | 2694858.0632 | 1249656.8854 | 2694858.0632 | 1249656.8854 | 2694854.0164 | 1249657.3209 | 2694835.8973 | 1249663.4319
186 | 2694866.3054 | 1249660.42 | 2694862.2888 | 1249657.5535 | 2694858.0632 | 1249656.8854
187 | 2694866.3054 | 1249660.42 | 2694860.0782 | 1249668.749 | 2694852.666 | 1249677.9711
188 | 2695149.5771 | 1249658.8032 | 2695144.2916 | 1249662.8351
189 | 2695149.5771 | 1249658.8032 | 2695156.8899 | 1249652.9605 | 2695158.3591 | 1249650.737
190 | 2695144.2916 | 1249662.8351 | 2695140.7441 | 1249665.5413
191 | 2695161.7092 | 1249645.6669 | 2695158.3591 | 1249650.737
192 | 2695140.7441 | 1249665.5413 | 2695135.7433 | 1249669.3561
193 | 2695242.7431 | 1249685.423 | 2695241.7668 | 1249683.8808 | 2695236.4982 | 1249677.6469 | 2695229.4117 | 1249671.2837 | 2695220.5446 | 1249663.8911 | 2695218.1965 | 1249662.2024
194 | 2694873.3748 | 1249756.6506 | 2694853.143 | 1249763.4732
195 | 2694873.3748 | 1249756.6506 | 2694874.5911 | 1249756.2405
196 | 2694887.1946 | 1249751.9903 | 2694874.5911 | 1249756.2405
197 | 2694887.1946 | 1249751.9903 | 2694894.9932 | 1249749.3604
198 | 2694894.9932 | 1249749.3604 | 2694917.3852 | 1249741.8094
199 | 2694917.3852 | 1249741.8094 | 2694924.9168 | 1249739.2696
200 | 2694924.9168 | 1249739.2696 | 2694927.4207 | 1249738.4252 | 2694939.4817 | 1249735.0046
201 | 2694946.5672 | 1249733.9301 | 2694939.4817 | 1249735.0046 | 2694939.4817 | 1249735.0046
202 | 2694946.5672 | 1249733.9301 | 2694948.8982 | 1249733.5766 | 2694957.5696 | 1249732.9372 | 2694959.4841 | 1249733.0214
203 | 2694979.6268 | 1249735.3133 | 2694967.9073 | 1249733.392 | 2694959.4841 | 1249733.0214
204 | 2694979.6268 | 1249735.3133 | 2694983.2709 | 1249735.9107
205 | 2695054.9507 | 1249669.0934 | 2695050.9555 | 1249672.0738
206 | 2695056.6451 | 1249667.8295 | 2695054.9507 | 1249669.0934
207 | 2695038.1209 | 1249681.6481 | 2695050.9555 | 1249672.0738
208 | 2695038.1209 | 1249681.6481 | 2695032.01 | 1249686.2067
209 | 2695025.6061 | 1249690.9839 | 2695032.01 | 1249686.2067
210 | 2695010.9026 | 1249691.5376 | 2695025.6061 | 1249690.9839 | 2695025.6061 | 1249690.9839
211 | 2695010.9026 | 1249691.5376 | 2695015.1629 | 1249669.322 | 2695015.0858 | 1249664.7172 | 2695013.2732 | 1249659.0838 | 2695010.7583 | 1249653.9284 | 2695005.9284 | 1249648.1021
212 | 2695005.9284 | 1249648.1021 | 2695000.7771 | 1249643.0045 | 2694997.3972 | 1249640.4595 | 2694993.2533 | 1249638.4693 | 2694988.3801 | 1249637.2236 | 2694985.4986 | 1249637.1024
213 | 2694983.6788 | 1249637.0259 | 2694985.4986 | 1249637.1024
214 | 2694846.3371 | 1249685.8453 | 2694852.666 | 1249677.9711
215 | 2694892.9102 | 1249645.5827 | 2694894.2009 | 1249645.507
216 | 2694894.6282 | 1249645.4819 | 2694894.2009 | 1249645.507
217 | 2694894.6282 | 1249645.4819 | 2694896.3863 | 1249645.3788
218 | 2694896.3863 | 1249645.3788 | 2694901.0093 | 1249645.1075
219 | 2694903.1024 | 1249644.9847 | 2694901.0093 | 1249645.1075
220 | 2694903.1024 | 1249644.9847 | 2694918.2092 | 1249644.0984
221 | 2694918.2092 | 1249644.0984 | 2694920.0653 | 1249643.9895
222 | 2694925.2509 | 1249643.6852 | 2694940.5377 | 1249642.7883
223 | 2694922.6492 | 1249643.8379 | 2694925.2509 | 1249643.6852
224 | 2694920.0653 | 1249643.9895 | 2694922.6492 | 1249643.8379
225 | 2694725.5818 | 1249756.9881 | 2694735.4289 | 1249753.3765 | 2694736.3413 | 1249752.9565
226 | 2694725.5818 | 1249756.9881 | 2694730.8141 | 1249759.5149
227 | 2695097.5565 | 1249771.2584 | 2695089.5821 | 1249777.6948
228 | 2695097.5565 | 1249771.2584 | 2695115.1617 | 1249757.0489
229 | 2695123.0969 | 1249750.6442 | 2695115.1617 | 1249757.0489
230 | 2695123.0969 | 1249750.6442 | 2695141.0873 | 1249736.1238
231 | 2695148.9672 | 1249729.7637 | 2695141.0873 | 1249736.1238
232 | 2695148.9672 | 1249729.7637 | 2695167.32 | 1249714.9508
233 | 2695167.32 | 1249714.9508 | 2695191.7105 | 1249695.2646
234 | 2695193.7987 | 1249693.5792 | 2695191.7105 | 1249695.2646
235 | 2695194.7379 | 1249692.8212 | 2695193.7987 | 1249693.5792
236 | 2695132.5382 | 1249671.8011 | 2695135.7433 | 1249669.3561
237 | 2695127.5392 | 1249675.6145 | 2695132.5382 | 1249671.8011
238 | 2695244.3 | 1249687.8823 | 2695242.7431 | 1249685.423
239 | 2695244.3 | 1249687.8823 | 2695244.5037 | 1249688.2041
240 | 2695252.7615 | 1249701.2486 | 2695244.5037 | 1249688.2041
241 | 2695252.7615 | 1249701.2486 | 2695239.8351 | 1249712.012
242 | 2695230.8094 | 1249719.5274 | 2695239.8351 | 1249712.012
243 | 2695230.8094 | 1249719.5274 | 2695203.7117 | 1249742.0908
244 | 2695199.2107 | 1249745.8386 | 2695203.7117 | 1249742.0908
245 | 2695194.6403 | 1249749.6443 | 2695199.2107 | 1249745.8386
246 | 2695189.7693 | 1249753.7002 | 2695194.6403 | 1249749.6443
247 | 2695178.0797 | 1249763.4337 | 2695189.7693 | 1249753.7002
248 | 2695173.5807 | 1249767.1799 | 2695178.0797 | 1249763.4337
249 | 2695143.9849 | 1249791.3555 | 2695148.5962 | 1249787.5948
250 | 2695148.5962 | 1249787.5948 | 2695153.1337 | 1249783.8943
251 | 2695153.1337 | 1249783.8943 | 2695163.9426 | 1249775.0793
252 | 2695163.9426 | 1249775.0793 | 2695168.8546 | 1249771.0733
253 | 2695168.8546 | 1249771.0733 | 2695171.297 | 1249769.0815 | 2695173.5807 | 1249767.1799
254 | 2695074.3105 | 1249716.2193 | 2695069.3108 | 1249720.0333
255 | 2695077.525 | 1249713.7672 | 2695074.3105 | 1249716.2193
256 | 2695077.525 | 1249713.7672 | 2695082.5238 | 1249709.9539
257 | 2695082.5238 | 1249709.9539 | 2695086.1155 | 1249707.214
258 | 2695091.1153 | 1249703.4 | 2695086.1155 | 1249707.214
259 | 2695094.5285 | 1249700.7963 | 2695091.1153 | 1249703.4
260 | 2695094.5285 | 1249700.7963 | 2695099.5265 | 1249696.9837
261 | 2695099.5265 | 1249696.9837 | 2695102.5566 | 1249694.6722
262 | 2695102.5566 | 1249694.6722 | 2695107.5571 | 1249690.8576
263 | 2695111.2119 | 1249688.0695 | 2695107.5571 | 1249690.8576
264 | 2695111.2119 | 1249688.0695 | 2695116.2117 | 1249684.2555
265 | 2695116.2117 | 1249684.2555 | 2695118.8971 | 1249682.207
266 | 2695123.8976 | 1249678.3924 | 2695118.8971 | 1249682.207
267 | 2695127.5392 | 1249675.6145 | 2695123.8976 | 1249678.3924

## bus_geodata
| x | y | coords
0 | 2694882.8468 | 1249944.0001
1 | 2694876.7905 | 1249946.3082
2 | 2694896.8606 | 1249938.6592
3 | 2694869.9031 | 1249948.9331
4 | 2694910.5638 | 1249933.4367
5 | 2694859.1573 | 1249953.0285
6 | 2694929.0328 | 1249926.3979
7 | 2694855.9605 | 1249954.1004
8 | 2694953.4242 | 1249917.1019
9 | 2694841.3705 | 1249947.6761
10 | 2694964.7248 | 1249940.9352
11 | 2694926.6108 | 1249853.5122
12 | 2694949.3803 | 1249843.0099
13 | 2694919.9305 | 1249856.2365
14 | 2694973.6331 | 1249962.1382
15 | 2694952.1815 | 1249841.7179
16 | 2694916.7442 | 1249857.536
17 | 2694980.4492 | 1249978.7603
18 | 2695033.2459 | 1249940.5436
19 | 2695006.3494 | 1249961.2841
20 | 2694986.88 | 1249994.4532
21 | 2695039.3889 | 1249947.4282
22 | 2695017.7667 | 1250067.3616
23 | 2695045.2996 | 1249956.5154
24 | 2694977.6254 | 1249829.982
25 | 2694901.5027 | 1249863.7517
26 | 2694867.8968 | 1250183.3716
27 | 2695341.3195 | 1250103.0981
28 | 2694884.3403 | 1249870.6404
29 | 2694884.0708 | 1249870.7405
30 | 2694875.8844 | 1249873.7799
31 | 2694858.9891 | 1249880.053
32 | 2694854.4591 | 1249881.7349
33 | 2694832.7774 | 1249919.621
34 | 2694831.7804 | 1249916.3659
35 | 2694824.572 | 1249892.8317
36 | 2694821.2006 | 1249893.8175
37 | 2694818.6335 | 1249894.5682
38 | 2694789.9155 | 1249902.9658
39 | 2694758.8375 | 1249912.429
40 | 2694763.5442 | 1249934.8103
41 | 2694762.6805 | 1249930.8602
42 | 2694766.487 | 1249948.2678
43 | 2694734.5566 | 1249956.1635
44 | 2694755.3153 | 1249954.1827
45 | 2694769.9263 | 1249961.3984
46 | 2694755.1348 | 1249893.6832
47 | 2694747.4318 | 1249930.6051
48 | 2694777.7519 | 1249990.9259
49 | 2694754.9171 | 1249892.581
50 | 2694781.0376 | 1250003.0557
51 | 2694754.2266 | 1249889.0853
52 | 2694829.6889 | 1250208.7818
53 | 2694876.2158 | 1250233.9105
54 | 2694878.3474 | 1250215.8118
55 | 2694927.4565 | 1250301.6857
56 | 2694898.6487 | 1250324.3618
57 | 2694885.1907 | 1250335.9488
58 | 2694868.05 | 1250350.7065
59 | 2694966.9288 | 1250497.0335
60 | 2694943.6578 | 1250538.9803
61 | 2694941.1564 | 1250527.239
62 | 2694935.3366 | 1250517.9102
63 | 2694991.6211 | 1250558.4879
64 | 2695008.6735 | 1250547.709
65 | 2695215.7753 | 1250562.1448
66 | 2695361.8414 | 1250125.9171
67 | 2695078.258 | 1249844.9582
68 | 2695093.657 | 1249832.3998
69 | 2695066.6052 | 1249832.9442
70 | 2695098.2679 | 1249828.6394
71 | 2695049.7273 | 1249809.8625
72 | 2695102.8058 | 1249824.9386
73 | 2695072.1066 | 1249791.7997
74 | 2695041.0954 | 1249797.2254
75 | 2695495.6295 | 1249603.3183
76 | 2695474.7893 | 1249575.5207
77 | 2695450.7583 | 1249543.467
78 | 2695542.5254 | 1249519.0292
79 | 2695234.8672 | 1249596.3305
80 | 2695205.941 | 1249653.3888
81 | 2694764.9018 | 1249814.2568
82 | 2694771.6941 | 1249794.5991
83 | 2694757.7433 | 1249834.9739
84 | 2694792.0468 | 1249788.5322
85 | 2694765.9078 | 1249796.6304
86 | 2694754.2257 | 1249847.4046
87 | 2694729.4948 | 1249849.3275
88 | 2694792.6308 | 1249745.6739
89 | 2694776.8181 | 1249741.7148
90 | 2694813.1418 | 1249721.5427
91 | 2694807.8916 | 1249781.0756
92 | 2694758.3794 | 1249799.7764
93 | 2694752.1463 | 1249858.3202
94 | 2694769.2855 | 1249741.536
95 | 2694817.0614 | 1249717.5134
96 | 2694824.9721 | 1249774.0456
97 | 2694733.9037 | 1249811.4816
98 | 2694755.4055 | 1249744.3665
99 | 2694833.9755 | 1249700.1262
100 | 2694825.1785 | 1249773.9658
101 | 2694832.9407 | 1249770.9618
102 | 2694851.8299 | 1249763.916
103 | 2694913.5186 | 1249604.2224
104 | 2694902.9394 | 1249603.6107
105 | 2694924.8753 | 1249605.5591
106 | 2694930.3375 | 1249606.837
107 | 2694932.7577 | 1249607.5855
108 | 2694871.8871 | 1249609.201
109 | 2694873.3972 | 1249622.0378
110 | 2694943.5662 | 1249609.3785
111 | 2694873.162 | 1249646.7414
112 | 2694946.1394 | 1249609.3698
113 | 2694956.4926 | 1249606.1609
114 | 2694950.0845 | 1249622.9633
115 | 2694971.0392 | 1249598.4493
116 | 2694952.1505 | 1249630.0821
117 | 2694977.045 | 1249595.2203
118 | 2694953.4012 | 1249642.0336
119 | 2694974.915 | 1249619.7773
120 | 2694977.0392 | 1249623.5803
121 | 2694982.9656 | 1249592.0371
122 | 2695004.2537 | 1249577.8432
123 | 2694986.2572 | 1249563.8218
124 | 2695017.2786 | 1249571.964
125 | 2694986.5934 | 1249561.41
126 | 2695051.6112 | 1249556.7541
127 | 2695113.8382 | 1249815.9412
128 | 2695118.75 | 1249811.9356
129 | 2695123.3599 | 1249808.176
130 | 2695127.8962 | 1249804.4765
131 | 2695139.0728 | 1249795.3615
132 | 2695043.9348 | 1249739.3911
133 | 2695048.9336 | 1249735.5778
134 | 2695040.8617 | 1249741.7354
135 | 2695052.5081 | 1249732.8511
136 | 2695035.8602 | 1249745.5507
137 | 2695057.5103 | 1249729.0352
138 | 2695014.9645 | 1249754.1844
139 | 2695060.6587 | 1249726.6334
140 | 2695027.0829 | 1249774.7952
141 | 2695007.1469 | 1249734.555
142 | 2695065.6585 | 1249722.8194
143 | 2695038.4766 | 1249793.0334
144 | 2694992.9133 | 1249737.0042
145 | 2695007.1614 | 1249711.0707
146 | 2695098.604 | 1249634.4901
147 | 2695093.9702 | 1249638.119
148 | 2695107.0238 | 1249627.8964
149 | 2695092.2137 | 1249639.4944
150 | 2695114.3765 | 1249622.5695
151 | 2695093.4676 | 1249608.7197
152 | 2695078.6571 | 1249650.1108
153 | 2695116.7057 | 1249620.882
154 | 2695078.2085 | 1249650.4621
155 | 2695130.8535 | 1249610.6321
156 | 2695075.4249 | 1249652.642
157 | 2695142.9538 | 1249617.9542
158 | 2695014.2054 | 1249487.6218
159 | 2695010.7005 | 1249481.2868
160 | 2695019.5062 | 1249497.203
161 | 2695003.3864 | 1249468.0668
162 | 2695023.7355 | 1249504.8473
163 | 2694974.8075 | 1249482.4645
164 | 2694990.8188 | 1249510.9472
165 | 2694998.9804 | 1249535.148
166 | 2694990.3788 | 1249552.3172
167 | 2694987.714 | 1249556.7953
168 | 2694987.0024 | 1249559.4108
169 | 2694986.7351 | 1249560.3935
170 | 2695059.5148 | 1249554.111
171 | 2695078.951 | 1249551.0423
172 | 2695098.1766 | 1249563.7494
173 | 2695099.64 | 1249566.1245
174 | 2694758.4199 | 1249687.3528
175 | 2694767.5808 | 1249685.0712
176 | 2694815.1086 | 1249670.3775
177 | 2694835.8973 | 1249663.4319
178 | 2694858.0632 | 1249656.8854
179 | 2694866.3054 | 1249660.42
180 | 2695149.5771 | 1249658.8032
181 | 2695144.2916 | 1249662.8351
182 | 2695158.3591 | 1249650.737
183 | 2695140.7441 | 1249665.5413
184 | 2695161.7092 | 1249645.6669
185 | 2695218.1965 | 1249662.2024
186 | 2694990.6188 | 1249823.6821
187 | 2694853.143 | 1249763.4732
188 | 2694873.3748 | 1249756.6506
189 | 2694874.5911 | 1249756.2405
190 | 2694887.1946 | 1249751.9903
191 | 2694894.9932 | 1249749.3604
192 | 2694917.3852 | 1249741.8094
193 | 2694924.9168 | 1249739.2696
194 | 2694946.5672 | 1249733.9301
195 | 2694939.4817 | 1249735.0046
196 | 2694959.4841 | 1249733.0214
197 | 2694979.6268 | 1249735.3133
198 | 2694983.2709 | 1249735.9107
199 | 2695054.9507 | 1249669.0934
200 | 2695050.9555 | 1249672.0738
201 | 2695056.6451 | 1249667.8295
202 | 2695038.1209 | 1249681.6481
203 | 2695032.01 | 1249686.2067
204 | 2695025.6061 | 1249690.9839
205 | 2695010.9026 | 1249691.5376
206 | 2695005.9284 | 1249648.1021
207 | 2694985.4986 | 1249637.1024
208 | 2694983.6788 | 1249637.0259
209 | 2694852.666 | 1249677.9711
210 | 2694892.9102 | 1249645.5827
211 | 2694846.3371 | 1249685.8453
212 | 2694894.2009 | 1249645.507
213 | 2694894.6282 | 1249645.4819
214 | 2694896.3863 | 1249645.3788
215 | 2694901.0093 | 1249645.1075
216 | 2694903.1024 | 1249644.9847
217 | 2694918.2092 | 1249644.0984
218 | 2694940.5377 | 1249642.7883
219 | 2694925.2509 | 1249643.6852
220 | 2694922.6492 | 1249643.8379
221 | 2694920.0653 | 1249643.9895
222 | 2694736.3413 | 1249752.9565
223 | 2694730.8141 | 1249759.5149
224 | 2694725.5818 | 1249756.9881
225 | 2695089.5821 | 1249777.6948
226 | 2695097.5565 | 1249771.2584
227 | 2695115.1617 | 1249757.0489
228 | 2695123.0969 | 1249750.6442
229 | 2695141.0873 | 1249736.1238
230 | 2695148.9672 | 1249729.7637
231 | 2695167.32 | 1249714.9508
232 | 2695191.7105 | 1249695.2646
233 | 2695193.7987 | 1249693.5792
234 | 2695194.7379 | 1249692.8212
235 | 2695135.7433 | 1249669.3561
236 | 2695132.5382 | 1249671.8011
237 | 2695244.3 | 1249687.8823
238 | 2695242.7431 | 1249685.423
239 | 2695244.5037 | 1249688.2041
240 | 2695252.7615 | 1249701.2486
241 | 2695239.8351 | 1249712.012
242 | 2695230.8094 | 1249719.5274
243 | 2695203.7117 | 1249742.0908
244 | 2695199.2107 | 1249745.8386
245 | 2695194.6403 | 1249749.6443
246 | 2695189.7693 | 1249753.7002
247 | 2695178.0797 | 1249763.4337
248 | 2695143.9849 | 1249791.3556
249 | 2695148.5962 | 1249787.5948
250 | 2695153.1337 | 1249783.8943
251 | 2695163.9426 | 1249775.0793
252 | 2695168.8546 | 1249771.0733
253 | 2695173.5807 | 1249767.1799
254 | 2695069.3108 | 1249720.0333
255 | 2695074.3105 | 1249716.2193
256 | 2695077.525 | 1249713.7672
257 | 2695082.5238 | 1249709.9539
258 | 2695086.1155 | 1249707.214
259 | 2695091.1153 | 1249703.4
260 | 2695094.5285 | 1249700.7963
261 | 2695099.5265 | 1249696.9837
262 | 2695102.5566 | 1249694.6722
263 | 2695107.5571 | 1249690.8576
264 | 2695111.2119 | 1249688.0695
265 | 2695116.2117 | 1249684.2555
266 | 2695118.8971 | 1249682.207
267 | 2695123.8976 | 1249678.3924
268 | 2695127.5392 | 1249675.6145
269 | 2695007.1469 | 1249734.555

## line_std_types
| c_nf_per_km | r_ohm_per_km | x_ohm_per_km | max_i_ka | type | q_mm2 | alpha | voltage_rating
NAYY 4x50 SE | 210 | 0.642 | 0.083 | 0.142 | cs | 50 | 0.00403 | LV
NAYY 4x120 SE | 264 | 0.225 | 0.08 | 0.242 | cs | 120 | 0.00403 | LV
NAYY 4x150 SE | 261 | 0.208 | 0.08 | 0.27 | cs | 150 | 0.00403 | LV
NA2XS2Y 1x95 RM/25 12/20 kV | 216 | 0.313 | 0.132 | 0.252 | cs | 95 | 0.00403 | MV
NA2XS2Y 1x185 RM/25 12/20 kV | 273 | 0.161 | 0.117 | 0.362 | cs | 185 | 0.00403 | MV
NA2XS2Y 1x240 RM/25 12/20 kV | 304 | 0.122 | 0.112 | 0.421 | cs | 240 | 0.00403 | MV
NA2XS2Y 1x95 RM/25 6/10 kV | 315 | 0.313 | 0.123 | 0.249 | cs | 95 | 0.00403 | MV
NA2XS2Y 1x185 RM/25 6/10 kV | 406 | 0.161 | 0.11 | 0.358 | cs | 185 | 0.00403 | MV
NA2XS2Y 1x240 RM/25 6/10 kV | 456 | 0.122 | 0.105 | 0.416 | cs | 240 | 0.00403 | MV
NA2XS2Y 1x150 RM/25 12/20 kV | 250 | 0.206 | 0.116 | 0.319 | cs | 150 | 0.00403 | MV
NA2XS2Y 1x120 RM/25 12/20 kV | 230 | 0.253 | 0.119 | 0.283 | cs | 120 | 0.00403 | MV
NA2XS2Y 1x70 RM/25 12/20 kV | 190 | 0.443 | 0.132 | 0.22 | cs | 70 | 0.00403 | MV
NA2XS2Y 1x150 RM/25 6/10 kV | 360 | 0.206 | 0.11 | 0.315 | cs | 150 | 0.00403 | MV
NA2XS2Y 1x120 RM/25 6/10 kV | 340 | 0.253 | 0.113 | 0.28 | cs | 120 | 0.00403 | MV
NA2XS2Y 1x70 RM/25 6/10 kV | 280 | 0.443 | 0.123 | 0.217 | cs | 70 | 0.00403 | MV
N2XS(FL)2Y 1x120 RM/35 64/110 kV | 112 | 0.153 | 0.166 | 0.366 | cs | 120 | 0.00393 | HV
N2XS(FL)2Y 1x185 RM/35 64/110 kV | 125 | 0.099 | 0.156 | 0.457 | cs | 185 | 0.00393 | HV
N2XS(FL)2Y 1x240 RM/35 64/110 kV | 135 | 0.075 | 0.149 | 0.526 | cs | 240 | 0.00393 | HV
N2XS(FL)2Y 1x300 RM/35 64/110 kV | 144 | 0.06 | 0.144 | 0.588 | cs | 300 | 0.00393 | HV
15-AL1/3-ST1A 0.4 | 11 | 1.8769 | 0.35 | 0.105 | ol | 16 | 0.00403 | LV
24-AL1/4-ST1A 0.4 | 11.25 | 1.2012 | 0.335 | 0.14 | ol | 24 | 0.00403 | LV
48-AL1/8-ST1A 0.4 | 12.2 | 0.5939 | 0.3 | 0.21 | ol | 48 | 0.00403 | LV
94-AL1/15-ST1A 0.4 | 13.2 | 0.306 | 0.29 | 0.35 | ol | 94 | 0.00403 | LV
34-AL1/6-ST1A 10.0 | 9.7 | 0.8342 | 0.36 | 0.17 | ol | 34 | 0.00403 | MV
48-AL1/8-ST1A 10.0 | 10.1 | 0.5939 | 0.35 | 0.21 | ol | 48 | 0.00403 | MV
70-AL1/11-ST1A 10.0 | 10.4 | 0.4132 | 0.339 | 0.29 | ol | 70 | 0.00403 | MV
94-AL1/15-ST1A 10.0 | 10.75 | 0.306 | 0.33 | 0.35 | ol | 94 | 0.00403 | MV
122-AL1/20-ST1A 10.0 | 11.1 | 0.2376 | 0.323 | 0.41 | ol | 122 | 0.00403 | MV
149-AL1/24-ST1A 10.0 | 11.25 | 0.194 | 0.315 | 0.47 | ol | 149 | 0.00403 | MV
34-AL1/6-ST1A 20.0 | 9.15 | 0.8342 | 0.382 | 0.17 | ol | 34 | 0.00403 | MV
48-AL1/8-ST1A 20.0 | 9.5 | 0.5939 | 0.372 | 0.21 | ol | 48 | 0.00403 | MV
70-AL1/11-ST1A 20.0 | 9.7 | 0.4132 | 0.36 | 0.29 | ol | 70 | 0.00403 | MV
94-AL1/15-ST1A 20.0 | 10 | 0.306 | 0.35 | 0.35 | ol | 94 | 0.00403 | MV
122-AL1/20-ST1A 20.0 | 10.3 | 0.2376 | 0.344 | 0.41 | ol | 122 | 0.00403 | MV
149-AL1/24-ST1A 20.0 | 10.5 | 0.194 | 0.337 | 0.47 | ol | 149 | 0.00403 | MV
184-AL1/30-ST1A 20.0 | 10.75 | 0.1571 | 0.33 | 0.535 | ol | 184 | 0.00403 | MV
243-AL1/39-ST1A 20.0 | 11 | 0.1188 | 0.32 | 0.645 | ol | 243 | 0.00403 | MV
48-AL1/8-ST1A 110.0 | 8 | 0.5939 | 0.46 | 0.21 | ol | 48 | 0.00403 | HV
70-AL1/11-ST1A 110.0 | 8.4 | 0.4132 | 0.45 | 0.29 | ol | 70 | 0.00403 | HV
94-AL1/15-ST1A 110.0 | 8.65 | 0.306 | 0.44 | 0.35 | ol | 94 | 0.00403 | HV
122-AL1/20-ST1A 110.0 | 8.5 | 0.2376 | 0.43 | 0.41 | ol | 122 | 0.00403 | HV
149-AL1/24-ST1A 110.0 | 8.75 | 0.194 | 0.41 | 0.47 | ol | 149 | 0.00403 | HV
184-AL1/30-ST1A 110.0 | 8.8 | 0.1571 | 0.4 | 0.535 | ol | 184 | 0.00403 | HV
243-AL1/39-ST1A 110.0 | 9 | 0.1188 | 0.39 | 0.645 | ol | 243 | 0.00403 | HV
305-AL1/39-ST1A 110.0 | 9.2 | 0.0949 | 0.38 | 0.74 | ol | 305 | 0.00403 | HV
490-AL1/64-ST1A 110.0 | 9.75 | 0.059 | 0.37 | 0.96 | ol | 490 | 0.00403 | HV
679-AL1/86-ST1A 110.0 | 9.95 | 0.042 | 0.36 | 1.15 | ol | 679 | 0.00403 | HV
490-AL1/64-ST1A 220.0 | 10 | 0.059 | 0.285 | 0.96 | ol | 490 | 0.00403 | HV
679-AL1/86-ST1A 220.0 | 11.7 | 0.042 | 0.275 | 1.15 | ol | 679 | 0.00403 | HV
490-AL1/64-ST1A 380.0 | 11 | 0.059 | 0.253 | 0.96 | ol | 490 | 0.00403 | HV
679-AL1/86-ST1A 380.0 | 14.6 | 0.042 | 0.25 | 1.15 | ol | 679 | 0.00403 | HV

## trafo_std_types
| i0_percent | pfe_kw | vkr_percent | sn_mva | vn_lv_kv | vn_hv_kv | vk_percent | shift_degree | vector_group | tap_side | tap_neutral | tap_min | tap_max | tap_step_degree | tap_step_percent | tap_phase_shifter
160 MVA 380/110 kV | 0.06 | 60 | 0.25 | 160 | 110 | 380 | 12.2 | 0 | Yy0 | hv | 0 | -9 | 9 | 0 | 1.5 | FALSE
100 MVA 220/110 kV | 0.06 | 55 | 0.26 | 100 | 110 | 220 | 12 | 0 | Yy0 | hv | 0 | -9 | 9 | 0 | 1.5 | FALSE
63 MVA 110/20 kV | 0.04 | 22 | 0.32 | 63 | 20 | 110 | 18 | 150 | YNd5 | hv | 0 | -9 | 9 | 0 | 1.5 | FALSE
40 MVA 110/20 kV | 0.05 | 18 | 0.34 | 40 | 20 | 110 | 16.2 | 150 | YNd5 | hv | 0 | -9 | 9 | 0 | 1.5 | FALSE
25 MVA 110/20 kV | 0.07 | 14 | 0.41 | 25 | 20 | 110 | 12 | 150 | YNd5 | hv | 0 | -9 | 9 | 0 | 1.5 | FALSE
63 MVA 110/10 kV | 0.04 | 22 | 0.32 | 63 | 10 | 110 | 18 | 150 | YNd5 | hv | 0 | -9 | 9 | 0 | 1.5 | FALSE
40 MVA 110/10 kV | 0.05 | 18 | 0.34 | 40 | 10 | 110 | 16.2 | 150 | YNd5 | hv | 0 | -9 | 9 | 0 | 1.5 | FALSE
25 MVA 110/10 kV | 0.07 | 14 | 0.41 | 25 | 10 | 110 | 12 | 150 | YNd5 | hv | 0 | -9 | 9 | 0 | 1.5 | FALSE
0.25 MVA 20/0.4 kV | 0.32 | 0.8 | 1.44 | 0.25 | 0.4 | 20 | 6 | 150 | Yzn5 | hv | 0 | -2 | 2 | 0 | 2.5 | FALSE
0.4 MVA 20/0.4 kV | 0.3375 | 1.35 | 1.425 | 0.4 | 0.4 | 20 | 6 | 150 | Dyn5 | hv | 0 | -2 | 2 | 0 | 2.5 | FALSE
0.63 MVA 20/0.4 kV | 0.2619 | 1.65 | 1.206 | 0.63 | 0.4 | 20 | 6 | 150 | Dyn5 | hv | 0 | -2 | 2 | 0 | 2.5 | FALSE
0.25 MVA 10/0.4 kV | 0.24 | 0.6 | 1.2 | 0.25 | 0.4 | 10 | 4 | 150 | Dyn5 | hv | 0 | -2 | 2 | 0 | 2.5 | FALSE
0.4 MVA 10/0.4 kV | 0.2375 | 0.95 | 1.325 | 0.4 | 0.4 | 10 | 4 | 150 | Dyn5 | hv | 0 | -2 | 2 | 0 | 2.5 | FALSE
0.63 MVA 10/0.4 kV | 0.1873 | 1.18 | 1.0794 | 0.63 | 0.4 | 10 | 4 | 150 | Dyn5 | hv | 0 | -2 | 2 | 0 | 2.5 | FALSE

## trafo3w_std_types
| sn_hv_mva | sn_mv_mva | sn_lv_mva | vn_hv_kv | vn_mv_kv | vn_lv_kv | vk_hv_percent | vk_mv_percent | vk_lv_percent | vkr_hv_percent | vkr_mv_percent | vkr_lv_percent | pfe_kw | i0_percent | shift_mv_degree | shift_lv_degree | vector_group | tap_side | tap_neutral | tap_min | tap_max | tap_step_percent
63/25/38 MVA 110/20/10 kV | 63 | 25 | 38 | 110 | 20 | 10 | 10.4 | 10.4 | 10.4 | 0.28 | 0.32 | 0.35 | 35 | 0.89 | 0 | 0 | YN0yn0yn0 | hv | 0 | -10 | 10 | 1.2
63/25/38 MVA 110/10/10 kV | 63 | 25 | 38 | 110 | 10 | 10 | 10.4 | 10.4 | 10.4 | 0.28 | 0.32 | 0.35 | 35 | 0.89 | 0 | 0 | YN0yn0yn0 | hv | 0 | -10 | 10 | 1.2

## fuse_std_types
| fuse_type | i_rated_a | t_avg | t_min | t_total | x_avg | x_min | x_total
HV 100A | HV 100A | 100 | 0 | [10.0, 3.64, 0.854, 0.281, 0.1, 0.0531, 0.022, 0.01] | [10.0, 4.267, 1.21, 0.403, 0.1, 0.058, 0.022, 0.01] | 0 | [300.0, 350.0, 450.0, 550.0, 700.0, 850.0, 1200.0, 1752.0] | [600.0, 700.0, 900.0, 1150.0, 1665.0, 2000.0, 3000.0, 4313.0]
HV 10A | HV 10A | 10 | 0 | [10.0, 1675.0, 0.344, 0.156, 0.1, 0.0417, 0.0171, 0.01] | [10.0, 1.3, 0.3, 0.155, 0.1, 0.0555, 0.023, 0.01] | 0 | [30.0, 32.0, 35.0, 37.0, 39.0, 50.0, 70.0, 88.0] | [60.0, 70.0, 80.0, 87.0, 94.0, 110.0, 150.0, 216.0]
HV 125A | HV 125A | 125 | 0 | [10.0, 1.82, 0.344, 0.1, 0.0467, 0.0269, 0.01] | [10.0, 2.478, 0.426, 0.1, 0.0427, 0.0211, 0.01] | 0 | [375.0, 500.0, 700.0, 925.0, 1200.0, 1500.0, 2341.0] | [750.0, 1000.0, 1500.0, 2200.0, 3000.0, 4000.0, 5765.0]
HV 160A | HV 160A | 160 | 0 | [10.0, 4.15, 1.03, 0.198, 0.1, 0.051, 0.0172, 0.01] | [10.0, 2.3, 0.734, 0.274, 0.1, 0.046, 0.0177, 0.01] | 0 | [480.0, 550.0, 700.0, 1000.0, 1260.0, 1600.0, 2500.0, 3227.0] | [960.0, 1300.0, 1700.0, 2200.0, 2996.0, 4000.0, 6000.0, 7946.0]
HV 16A | HV 16A | 16 | 0 | [10.0, 0.352, 0.164, 0.1, 0.0649, 0.0342, 0.01] | [10.0, 2.34, 0.722, 0.181, 0.1, 0.055, 0.0296, 0.01] | 0 | [48.0, 60.0, 65.0, 71.0, 80.0, 100.0, 162.0] | [96.0, 110.0, 125.0, 150.0, 168.0, 200.0, 250.0, 398.0]
HV 200A | HV 200A | 200 | 0 | [10.0, 4.267, 1.21, 0.403, 0.1, 0.058, 0.022, 0.01] | [10.0, 3.73, 1.654, 0.328, 0.1, 0.0531, 0.019, 0.01] | 0 | [600.0, 700.0, 900.0, 1150.0, 1665.0, 2000.0, 3000.0, 4313.0] | [1200.0, 1500.0, 1800.0, 2700.0, 3960.0, 5000.0, 7500.0, 10620.0]
HV 20A | HV 20A | 20 | 0 | [10.0, 1.3, 0.3, 0.155, 0.1, 0.0555, 0.023, 0.01] | [10.0, 1.3, 0.161, 0.1, 0.0611, 0.0399, 0.0141, 0.01] | 0 | [60.0, 70.0, 80.0, 87.0, 94.0, 110.0, 150.0, 216.0] | [120.0, 150.0, 200.0, 223.0, 260.0, 300.0, 450.0, 532.0]
HV 25A | HV 25A | 25 | 0 | [10.0, 2.512, 0.833, 0.299, 0.1, 0.0372, 0.0223, 0.01] | [10.0, 3.125, 0.597, 0.198, 0.1, 0.0378, 0.022, 0.01] | 0 | [75.0, 82.0, 90.0, 100.0, 124.0, 170.0, 200.0, 289.0] | [150.0, 170.0, 210.0, 250.0, 294.0, 400.0, 500.0, 711.0]
HV 31.5A | HV 31.5A | 31.5 | 0 | [10.0, 2.34, 0.722, 0.181, 0.1, 0.055, 0.0296, 0.01] | [10.0, 2.84, 0.368, 0.164, 0.1, 0.0621, 0.0378, 0.0195, 0.01] | 0 | [95.0, 110.0, 125.0, 150.0, 165.0, 200.0, 250.0, 390.0] | [189.0, 220.0, 300.0, 350.0, 393.0, 450.0, 530.0, 700.0, 960.0]
HV 40A | HV 40A | 40 | 0 | [10.0, 1.3, 0.161, 0.1, 0.0611, 0.0399, 0.0141, 0.01] | [10.0, 2.05, 0.369, 0.198, 0.1, 0.051, 0.0298, 0.01] | 0 | [120.0, 150.0, 200.0, 223.0, 260.0, 300.0, 450.0, 532.0] | [240.0, 300.0, 400.0, 450.0, 530.0, 650.0, 800.0, 1311.0]
HV 50A | HV 50A | 50 | 0 | [10.0, 3.215, 0.597, 0.198, 0.1, 0.0378, 0.022, 0.01] | [10.0, 3.64, 0.854, 0.281, 0.1, 0.0531, 0.022, 0.01] | 0 | [150.0, 170.0, 210.0, 250.0, 294.0, 400.0, 500.0, 711.0] | [300.0, 350.0, 450.0, 550.0, 700.0, 850.0, 1200.0, 1752.0]
HV 6.3A | HV 6.3A | 6.3 | 0 | [10.0, 1.39, 0.344, 0.168, 0.1, 0.056, 0.0263, 0.01] | [10.0, 1.711, 0.516, 0.198, 0.1, 0.0634, 0.0303, 0.01] | 0 | [19.0, 19.5, 20.4, 20.8, 22.0, 25.0, 32.0, 48.0] | [38.0, 40.0, 43.0, 48.0, 53.0, 60.0, 75.0, 118.0]
HV 63A | HV 63A | 63 | 0 | [10.0, 2.84, 0.368, 0.164, 0.1, 0.0621, 0.0378, 0.0195, 0.01] | [10.0, 1.82, 0.344, 0.1, 0.0467, 0.0269, 0.01] | 0 | [189.0, 220.0, 300.0, 350.0, 393.0, 450.0, 530.0, 700.0, 961.0] | [378.0, 500.0, 700.0, 934.0, 1200.0, 1500.0, 2366.0]
HV 80A | HV 80A | 80 | 0 | [10.0, 2.05, 0.369, 0.198, 0.1, 0.051, 0.0298, 0.01] | [10.0, 4.15, 1.03, 0.198, 0.1, 0.051, 0.0172, 0.01] | 0 | [240.0, 300.0, 400.0, 450.0, 530.0, 650.0, 800.0, 1311.0] | [480.0, 550.0, 700.0, 1000.0, 1260.0, 1600.0, 2500.0, 3227.0]
Siemens NH-1-100 | Siemens NH-1-100 | 100 | [5400.0, 2000.0, 400.0, 20.0, 1.0, 0.2, 0.012, 0.004] | 0 | 0 | [150.0, 190.0, 250.0, 430.0, 900.0, 1250.0, 2700.0, 3600.0] | 0 | 0
Siemens NH-1-125 | Siemens NH-1-125 | 125 | [4800.0, 120.0, 7.0, 0.1, 0.004] | 0 | 0 | [180.0, 400.0, 740.0, 2000.0, 4250.0] | 0 | 0
Siemens NH-1-16 | Siemens NH-1-16 | 16 | [4000.0, 400.0, 2.0, 0.1, 0.04, 0.01] | 0 | 0 | [26.0, 35.0, 75.0, 150.0, 200.0, 300.0] | 0 | 0
Siemens NH-1-160 | Siemens NH-1-160 | 160 | [4800.0, 120.0, 7.0, 0.1, 0.004] | 0 | 0 | [210.0, 500.0, 900.0, 2300.0, 5000.0] | 0 | 0
Siemens NH-1-25 | Siemens NH-1-25 | 25 | [4000.0, 1000.0, 10.0, 0.2, 0.02, 0.01] | 0 | 0 | [40.0, 50.0, 100.0, 210.0, 400.0, 500.0] | 0 | 0
Siemens NH-1-50 | Siemens NH-1-50 | 50 | [4000.0, 40.0, 4.0, 1.0, 0.02, 0.01] | 0 | 0 | [86.0, 200.0, 300.0, 400.0, 1000.0, 1280.0] | 0 | 0
Siemens NH-1-63 | Siemens NH-1-63 | 63 | [4000.0, 100.0, 10.0, 2.0, 0.04, 0.01] | 0 | 0 | [100.0, 200.0, 300.0, 400.0, 1000.0, 1500.0] | 0 | 0
Siemens NH-1-80 | Siemens NH-1-80 | 80 | [4800.0, 120.0, 7.0, 0.1, 0.01] | 0 | 0 | [150.58, 250.0, 450.0, 1150.0, 2470.0] | 0 | 0
Siemens NH-2-1000 | Siemens NH-2-1000 | 1000 | [4800.0, 120.0, 7.0, 0.1, 0.004] | 0 | 0 | [1900.0, 3500.0, 8400.0, 24000.0, 52000.0] | 0 | 0
Siemens NH-2-200 | Siemens NH-2-200 | 200 | [4800.0, 120.0, 7.0, 0.1, 0.004] | 0 | 0 | [280.0, 650.0, 1200.0, 3000.0, 7000.0] | 0 | 0
Siemens NH-2-224 | Siemens NH-2-224 | 224 | [4800.0, 120.0, 7.0, 0.2, 0.04, 0.004] | 0 | 0 | [400.0, 750.0, 1453.0, 3025.0, 4315.0, 7600.0] | 0 | 0
Siemens NH-2-250 | Siemens NH-2-250 | 250 | [4800.0, 120.0, 7.0, 0.1, 0.004] | 0 | 0 | [450.0, 800.0, 1650.0, 4000.0, 8500.0] | 0 | 0
Siemens NH-2-315 | Siemens NH-2-315 | 315 | [4800.0, 120.0, 7.0, 0.1, 0.004] | 0 | 0 | [550.0, 920.0, 1900.0, 5000.0, 11000.0] | 0 | 0
Siemens NH-2-355 | Siemens NH-2-355 | 355 | [4800.0, 120.0, 6.0, 0.1, 0.004] | 0 | 0 | [650.0, 1116.27, 2350.0, 5840.0, 12790.0] | 0 | 0
Siemens NH-2-400 | Siemens NH-2-400 | 400 | [4800.0, 120.0, 7.0, 0.1, 0.004] | 0 | 0 | [720.0, 1350.0, 2800.0, 6500.0, 15000.0] | 0 | 0
Siemens NH-2-425 | Siemens NH-2-425 | 425 | [4800.0, 120.0, 7.0, 0.1, 0.004] | 0 | 0 | [850.0, 1500.0, 3050.0, 7500.0, 16500.0] | 0 | 0
Siemens NH-2-630 | Siemens NH-2-630 | 630 | [4800.0, 120.0, 7.0, 0.1, 0.004] | 0 | 0 | [1200.0, 2000.0, 4800.0, 12000.0, 26000.0] | 0 | 0

## res_bus
| vm_pu | va_degree | p_mw | q_mvar
0 | 0.98166 | -0.35206 | 0.0010163 | 0.00025472
1 | 0.98186 | -0.34815 | 0.00059292 | 0.0001486
2 | 0.98121 | -0.36081 | 0.0008178 | 0.00020496
3 | 0.98209 | -0.34364 | 0.0013238 | 0.00033179
4 | 0.98078 | -0.36917 | 0.00046397 | 0.00011628
5 | 0.98247 | -0.33633 | 0.0004783 | 0.00011987
6 | 0.98021 | -0.38027 | 0.00043732 | 0.0001096
7 | 0.98258 | -0.33415 | 0.00054709 | 0.00013711
8 | 0.97947 | -0.39474 | 0 | 0
9 | 0.98317 | -0.32267 | 0.00087782 | 0.00022
10 | 0.97872 | -0.40943 | 0.00046478 | 0.00011649
11 | 0.98316 | -0.32334 | 0 | 0
12 | 0.98291 | -0.32824 | 0.002185 | 0.00054762
13 | 0.98323 | -0.32193 | 0.0011316 | 0.00028361
14 | 0.97807 | -0.42203 | 0 | 0
15 | 0.98288 | -0.32872 | 0.002419 | 0.00060626
16 | 0.98327 | -0.32118 | 0.003113 | 0.00078018
17 | 0.9776 | -0.4313 | 0 | 0
18 | 0.97796 | -0.42421 | 0.0010531 | 0.00026393
19 | 0.97755 | -0.43234 | 0.0018356 | 0.00046005
20 | 0.97718 | -0.43949 | 0 | 0
21 | 0.97796 | -0.42433 | 0.00039097 | 9.7987e-05
22 | 0.97523 | -0.47786 | 0.00022975 | 5.758e-05
23 | 0.97795 | -0.4244 | 0.00031255 | 7.8332e-05
24 | 0.98272 | -0.33187 | 0.0030553 | 0.00076572
25 | 0.9835 | -0.31671 | 0.0021575 | 0.00054071
26 | 0.9722 | -0.53763 | 0.0014909 | 0.00037367
27 | 0.97247 | -0.53222 | 0.0074696 | 0.0018721
28 | 0.98379 | -0.31096 | 0.0012737 | 0.00031922
29 | 0.9838 | -0.31087 | 0.0022203 | 0.00055647
30 | 0.98396 | -0.30761 | 0.0017345 | 0.00043471
31 | 0.98434 | -0.30032 | 0.0013007 | 0.00032599
32 | 0.98444 | -0.29825 | 0.0017944 | 0.00044972
33 | 0.98419 | -0.30306 | 0.00082934 | 0.00020785
34 | 0.98431 | -0.30074 | 0.00079874 | 0.00020018
35 | 0.98519 | -0.2836 | 0 | 0
36 | 0.9854 | -0.27955 | 0.001911 | 0.00047895
37 | 0.98557 | -0.27637 | 0.0020917 | 0.00052424
38 | 0.98746 | -0.23976 | 0.0020226 | 0.00050692
39 | 0.98852 | -0.21936 | 0 | 0
40 | 0.98828 | -0.22401 | 0.0022244 | 0.00055748
41 | 0.98831 | -0.22337 | 0 | 0
42 | 0.98819 | -0.22565 | 0 | 0
43 | 0.98821 | -0.22539 | 0 | 0
44 | 0.98817 | -0.22609 | 0.0019445 | 0.00048734
45 | 0.98814 | -0.22681 | 0.00189 | 0.00047368
46 | 0.98924 | -0.20535 | 0.0015182 | 0.00038049
47 | 0.98811 | -0.22735 | 0.0030029 | 0.00075259
48 | 0.98805 | -0.22836 | 0.002111 | 0.00052907
49 | 0.98927 | -0.20479 | 0.0023067 | 0.00057812
50 | 0.98805 | -0.22853 | 0.00074547 | 0.00018683
51 | 0.98937 | -0.20297 | 0.0017359 | 0.00043505
52 | 0.97187 | -0.54411 | 0.0058691 | 0.0014709
53 | 0.97184 | -0.54483 | 0.0014484 | 0.00036301
54 | 0.97212 | -0.53916 | 0.0024194 | 0.00060637
55 | 0.97137 | -0.55412 | 0.00046768 | 0.00011721
56 | 0.97118 | -0.55781 | 0 | 0
57 | 0.97109 | -0.5596 | 0.0025161 | 0.0006306
58 | 0.97103 | -0.56082 | 0.00053036 | 0.00013292
59 | 0.97064 | -0.56866 | 0 | 0
60 | 0.97055 | -0.5704 | 0.0012554 | 0.00031462
61 | 0.97057 | -0.57011 | 0.00021494 | 5.3868e-05
62 | 0.97058 | -0.56981 | 0.00017239 | 4.3204e-05
63 | 0.97059 | -0.56958 | 0 | 0
64 | 0.97058 | -0.56986 | 0.00028133 | 7.0507e-05
65 | 0.97049 | -0.57164 | 0.00046082 | 0.00011549
66 | 0.97243 | -0.53313 | 0.0016115 | 0.00040387
67 | 0.99011 | -0.18971 | 0 | 0
68 | 0.98944 | -0.20278 | 0.00058224 | 0.00014592
69 | 0.99068 | -0.17869 | 0.0006046 | 0.00015153
70 | 0.98924 | -0.20664 | 0.00053211 | 0.00013336
71 | 0.99167 | -0.15961 | 0 | 0
72 | 0.98904 | -0.21038 | 0.00056459 | 0.0001415
73 | 0.99068 | -0.17866 | 0.0047659 | 0.0011945
74 | 0.99272 | -0.13932 | 0 | 0
75 | 0.98468 | -0.29549 | 0.0014791 | 0.00037071
76 | 0.98473 | -0.29457 | 0.00036931 | 9.2559e-05
77 | 0.98481 | -0.29293 | 0 | 0
78 | 0.98469 | -0.29523 | 0.00042097 | 0.00010551
79 | 0.98527 | -0.28383 | 0.00036266 | 9.0891e-05
80 | 0.98543 | -0.28079 | 0.0026968 | 0.00067588
81 | 0.99151 | -0.16173 | 0.0024476 | 0.00061343
82 | 0.99213 | -0.1499 | 0 | 0
83 | 0.99088 | -0.1739 | 0 | 0
84 | 0.99278 | -0.13741 | 0.0016263 | 0.00040758
85 | 0.99211 | -0.1502 | 0 | 0
86 | 0.99051 | -0.18092 | 0.0024608 | 0.00061675
87 | 0.99082 | -0.17511 | 0.002136 | 0.00053533
88 | 0.98317 | -0.32385 | 0 | 0
89 | 0.98303 | -0.32672 | 0.0012456 | 0.00031218
90 | 0.98346 | -0.31829 | 0.0019924 | 0.00049933
91 | 0.99332 | -0.12701 | 0.0018669 | 0.00046788
92 | 0.99209 | -0.15061 | 0.00068533 | 0.00017176
93 | 0.99021 | -0.18681 | 0.0014788 | 0.00037062
94 | 0.98297 | -0.32787 | 0.0012426 | 0.00031142
95 | 0.98352 | -0.3171 | 0.00097717 | 0.0002449
96 | 0.99391 | -0.11584 | 0.00076264 | 0.00019114
97 | 0.99204 | -0.15165 | 0.0021502 | 0.00053889
98 | 0.98287 | -0.32973 | 0.0016221 | 0.00040653
99 | 0.9838 | -0.31155 | 0.0024435 | 0.0006124
100 | 0.99392 | -0.11571 | 0.0011144 | 0.00027928
101 | 0.99418 | -0.11059 | 0.00080563 | 0.00020191
102 | 0.99484 | -0.098109 | 0.0010944 | 0.00027429
103 | 0.98595 | -0.26944 | 0.0034795 | 0.00087205
104 | 0.98593 | -0.2699 | 0.0024318 | 0.00060946
105 | 0.98602 | -0.26823 | 0.0036645 | 0.00091841
106 | 0.98607 | -0.26727 | 0.0030352 | 0.00076069
107 | 0.9861 | -0.26669 | 0.0014923 | 0.00037401
108 | 0.98503 | -0.28766 | 0.0011158 | 0.00027964
109 | 0.98504 | -0.2874 | 0.002635 | 0.00066038
110 | 0.98624 | -0.26391 | 0.0014707 | 0.0003686
111 | 0.98513 | -0.28572 | 0 | 0
112 | 0.98628 | -0.26319 | 0 | 0
113 | 0.98557 | -0.27694 | 0.0014115 | 0.00035375
114 | 0.9874 | -0.24145 | 0.0015343 | 0.00038453
115 | 0.98452 | -0.2973 | 0.0015341 | 0.00038447
116 | 0.988 | -0.22988 | 0 | 0
117 | 0.98409 | -0.30555 | 0.0014569 | 0.00036514
118 | 0.98897 | -0.21113 | 0 | 0
119 | 0.99086 | -0.17464 | 0.0045164 | 0.0011319
120 | 0.99088 | -0.1743 | 0.0080046 | 0.0020062
121 | 0.98368 | -0.31352 | 0.0014927 | 0.00037411
122 | 0.98213 | -0.34377 | 0 | 0
123 | 0.98126 | -0.36088 | 0.0027208 | 0.00068189
124 | 0.98176 | -0.35102 | 0.010251 | 0.0025691
125 | 0.98118 | -0.36235 | 0.0014216 | 0.0003563
126 | 0.98114 | -0.36315 | 0.010332 | 0.0025894
127 | 0.98858 | -0.21934 | 0.001778 | 0.00044561
128 | 0.98839 | -0.22313 | 0.0017103 | 0.00042863
129 | 0.98821 | -0.22651 | 0.0015634 | 0.00039183
130 | 0.98805 | -0.22967 | 0.0016574 | 0.00041538
131 | 0.98767 | -0.23703 | 0.0017785 | 0.00044573
132 | 0.99426 | -0.10956 | 0.0018214 | 0.00045648
133 | 0.99384 | -0.11761 | 0.0017943 | 0.00044969
134 | 0.99453 | -0.10449 | 0.0017947 | 0.00044979
135 | 0.99355 | -0.12322 | 0.0018214 | 0.00045649
136 | 0.99497 | -0.096041 | 0.0018232 | 0.00045694
137 | 0.99315 | -0.13089 | 0.0017949 | 0.00044984
138 | 0.99662 | -0.064371 | 0 | 0
139 | 0.99291 | -0.13559 | 0.0018214 | 0.00045649
140 | 0.99462 | -0.10264 | 0.011604 | 0.0029081
141 | 0.99826 | -0.033068 | 0 | 0
142 | 0.99253 | -0.14286 | 0.0017947 | 0.00044979
143 | 0.99306 | -0.13277 | 0.004484 | 0.0011238
144 | 1 | 0 | -0.52295 | -0.13305
145 | 0.99664 | -0.063859 | 0.0036428 | 0.00091296
146 | 0.98526 | -0.2839 | 0.0023496 | 0.00058886
147 | 0.98518 | -0.28542 | 0.0034328 | 0.00086035
148 | 0.98542 | -0.28068 | 0 | 0
149 | 0.98516 | -0.28586 | 0.002146 | 0.00053783
150 | 0.98562 | -0.27686 | 0.0043931 | 0.001101
151 | 0.98528 | -0.28352 | 0.006713 | 0.0016824
152 | 0.98502 | -0.28859 | 0.0019774 | 0.00049559
153 | 0.98569 | -0.27542 | 0.0027838 | 0.0006977
154 | 0.98501 | -0.28866 | 0.0024454 | 0.00061287
155 | 0.98618 | -0.26582 | 0 | 0
156 | 0.985 | -0.28894 | 0.0043965 | 0.0011019
157 | 0.98658 | -0.25808 | 0 | 0
158 | 0.9782 | -0.42075 | 0.0044462 | 0.0011143
159 | 0.97831 | -0.41865 | 0.0042301 | 0.0010602
160 | 0.97809 | -0.42303 | 0.0041761 | 0.0010466
161 | 0.97859 | -0.41312 | 0 | 0
162 | 0.97803 | -0.42418 | 0.0072553 | 0.0018184
163 | 0.97918 | -0.40144 | 0 | 0
164 | 0.97979 | -0.3895 | 0.00636 | 0.001594
165 | 0.98044 | -0.37686 | 0 | 0
166 | 0.98091 | -0.36758 | 0.0014202 | 0.00035594
167 | 0.98105 | -0.36495 | 0.0013155 | 0.00032969
168 | 0.98112 | -0.36352 | 0.0015168 | 0.00038014
169 | 0.98115 | -0.36295 | 0.001371 | 0.0003436
170 | 0.98108 | -0.36429 | 0.0036958 | 0.00092625
171 | 0.98101 | -0.36566 | 0 | 0
172 | 0.98093 | -0.3673 | 0 | 0
173 | 0.98092 | -0.36749 | 0.0038168 | 0.00095659
174 | 0.98343 | -0.31877 | 0.0014311 | 0.00035866
175 | 0.98345 | -0.31853 | 0.0040125 | 0.0010056
176 | 0.9837 | -0.31364 | 0.0096857 | 0.0024275
177 | 0.984 | -0.30767 | 0.0034733 | 0.0008705
178 | 0.9844 | -0.29991 | 0.0023795 | 0.00059636
179 | 0.98458 | -0.29643 | 0 | 0
180 | 0.98782 | -0.23406 | 0.0014614 | 0.00036627
181 | 0.98803 | -0.22993 | 0.0014835 | 0.0003718
182 | 0.98779 | -0.23464 | 0.0013969 | 0.00035009
183 | 0.98818 | -0.22704 | 0.0014619 | 0.00036639
184 | 0.98778 | -0.23478 | 0.0013049 | 0.00032705
185 | 0.9855 | -0.27935 | 0.00046619 | 0.00011684
186 | 0.98268 | -0.3327 | 0.0031799 | 0.00079695
187 | 0.99488 | -0.097243 | 0.0016275 | 0.00040788
188 | 0.99559 | -0.083705 | 0.00085045 | 0.00021314
189 | 0.99564 | -0.082885 | 0.001489 | 0.00037318
190 | 0.99609 | -0.074279 | 0.0014755 | 0.0003698
191 | 0.99637 | -0.068887 | 0.0013326 | 0.00033398
192 | 0.99719 | -0.053238 | 0.0012108 | 0.00030345
193 | 0.99747 | -0.047924 | 0.0013167 | 0.00033001
194 | 0.99827 | -0.032752 | 0.0011042 | 0.00027673
195 | 0.99801 | -0.037667 | 0.0018321 | 0.00045916
196 | 0.99874 | -0.023779 | 0.001505 | 0.0003772
197 | 0.99949 | -0.0095696 | 0.0014503 | 0.00036349
198 | 0.99963 | -0.0069568 | 0.0013561 | 0.00033987
199 | 0.9948 | -0.099169 | 0.0031018 | 0.00077739
200 | 0.99482 | -0.098691 | 0.0025539 | 0.00064007
201 | 0.99479 | -0.099256 | 0.0023392 | 0.00058626
202 | 0.99494 | -0.096437 | 0.0021718 | 0.00054429
203 | 0.99501 | -0.095072 | 0.0019885 | 0.00049837
204 | 0.9951 | -0.093362 | 0.0030828 | 0.00077262
205 | 0.9953 | -0.089416 | 0 | 0
206 | 0.99239 | -0.14519 | 0.034484 | 0.0086424
207 | 0.99114 | -0.16924 | 0.0097414 | 0.0024414
208 | 0.99105 | -0.17096 | 0 | 0
209 | 0.98422 | -0.30345 | 0.0013641 | 0.00034186
210 | 0.9859 | -0.27071 | 0.00081307 | 0.00020377
211 | 0.98407 | -0.3064 | 0.0010603 | 0.00026573
212 | 0.98595 | -0.26971 | 0.0018557 | 0.00046509
213 | 0.98597 | -0.26936 | 0.00086221 | 0.00021609
214 | 0.98604 | -0.26792 | 0.00084941 | 0.00021288
215 | 0.98624 | -0.26404 | 0.0044846 | 0.0011239
216 | 0.98634 | -0.26212 | 0.0013212 | 0.00033112
217 | 0.98707 | -0.2479 | 0.0010463 | 0.00026222
218 | 0.98825 | -0.22493 | 0.001507 | 0.00037769
219 | 0.98743 | -0.24095 | 0.0019735 | 0.0004946
220 | 0.98729 | -0.24359 | 0.0019019 | 0.00047666
221 | 0.98716 | -0.24612 | 0.0011418 | 0.00028617
222 | 0.98276 | -0.33185 | 0.001059 | 0.00026542
223 | 0.9827 | -0.33317 | 0.0035877 | 0.00089916
224 | 0.98272 | -0.33279 | 0.00096459 | 0.00024175
225 | 0.99001 | -0.19166 | 0.0040586 | 0.0010172
226 | 0.98974 | -0.19685 | 0.0042386 | 0.0010623
227 | 0.98924 | -0.20663 | 0.0028685 | 0.00071891
228 | 0.98904 | -0.21052 | 0.0029493 | 0.00073916
229 | 0.98865 | -0.21812 | 0.0029157 | 0.00073073
230 | 0.9885 | -0.22093 | 0.0028815 | 0.00072217
231 | 0.98823 | -0.22626 | 0.0031253 | 0.00078326
232 | 0.98796 | -0.23159 | 0.0032912 | 0.00082485
233 | 0.98794 | -0.23189 | 0.0035877 | 0.00089917
234 | 0.98794 | -0.23194 | 0.0026513 | 0.00066447
235 | 0.9884 | -0.2228 | 0.0014835 | 0.0003718
236 | 0.98854 | -0.21998 | 0.0014616 | 0.0003663
237 | 0.9857 | -0.27549 | 0.00034222 | 8.5768e-05
238 | 0.98568 | -0.27581 | 0.00030123 | 7.5496e-05
239 | 0.9857 | -0.27544 | 0.0002175 | 5.4509e-05
240 | 0.9858 | -0.27359 | 0 | 0
241 | 0.9859 | -0.27158 | 0.00066018 | 0.00016546
242 | 0.98598 | -0.27004 | 0.0011305 | 0.00028333
243 | 0.98625 | -0.26469 | 0.0016574 | 0.00041538
244 | 0.98631 | -0.26362 | 0.001564 | 0.00039198
245 | 0.98637 | -0.26238 | 0.0017077 | 0.00042798
246 | 0.98645 | -0.26086 | 0.0017785 | 0.00044573
247 | 0.98666 | -0.25672 | 0.0016574 | 0.00041538
248 | 0.98752 | -0.24007 | 0.0017092 | 0.00042837
249 | 0.98738 | -0.24274 | 0.001564 | 0.00039197
250 | 0.98725 | -0.2452 | 0.0016574 | 0.00041538
251 | 0.98697 | -0.25066 | 0.0017785 | 0.00044573
252 | 0.98685 | -0.25294 | 0.0017092 | 0.00042836
253 | 0.98675 | -0.25496 | 0.0015635 | 0.00039184
254 | 0.99226 | -0.14803 | 0.0018214 | 0.00045649
255 | 0.99191 | -0.15491 | 0.0017947 | 0.0004498
256 | 0.99168 | -0.1592 | 0.0018214 | 0.00045649
257 | 0.99135 | -0.16568 | 0.0017927 | 0.00044929
258 | 0.99112 | -0.1702 | 0.0014686 | 0.00036806
259 | 0.9908 | -0.17632 | 0.001447 | 0.00036266
260 | 0.99059 | -0.18039 | 0.0012204 | 0.00030586
261 | 0.99029 | -0.18622 | 0.0012022 | 0.0003013
262 | 0.99011 | -0.18968 | 0.0014686 | 0.00036806
263 | 0.98982 | -0.19522 | 0.0014616 | 0.0003663
264 | 0.98962 | -0.19915 | 0.0014837 | 0.00037184
265 | 0.98935 | -0.20437 | 0.0014601 | 0.00036594
266 | 0.98921 | -0.20708 | 0.0014839 | 0.00037189
267 | 0.98896 | -0.21197 | 0.0014601 | 0.00036594
268 | 0.98878 | -0.21541 | 0.0014835 | 0.0003718
269 | 0.99998 | 149.9956 | 0 | 0

## res_line
| p_from_mw | q_from_mvar | p_to_mw | q_to_mvar | pl_mw | ql_mvar | i_from_ka | i_to_ka | i_ka | vm_from_pu | va_from_degree | vm_to_pu | va_to_degree | loading_percent
0 | -0.033488 | -0.0084718 | 0.033495 | 0.0084757 | 6.2697e-06 | 3.9307e-06 | 0.05079 | 0.05079 | 0.05079 | 0.98166 | -0.35206 | 0.98186 | -0.34815 | 13.9534
1 | 0.032472 | 0.0082171 | -0.032458 | -0.0082085 | 1.3641e-05 | 8.5408e-06 | 0.04925 | 0.04925 | 0.04925 | 0.98166 | -0.35206 | 0.98121 | -0.36081 | 13.5302
2 | -0.034088 | -0.0086243 | 0.034095 | 0.008629 | 7.3847e-06 | 4.633e-06 | 0.051689 | 0.051689 | 0.051689 | 0.98186 | -0.34815 | 0.98209 | -0.34364 | 14.2002
3 | 0.031641 | 0.0080036 | -0.031628 | -0.0079957 | 1.2675e-05 | 7.927e-06 | 0.04801 | 0.04801 | 0.04801 | 0.98121 | -0.36081 | 0.98078 | -0.36917 | 13.1895
4 | -0.035419 | -0.0089608 | 0.035431 | 0.0089686 | 1.2433e-05 | 7.8117e-06 | 0.053695 | 0.053695 | 0.053695 | 0.98209 | -0.34364 | 0.98247 | -0.33633 | 14.7513
5 | 0.031164 | 0.0078794 | -0.031147 | -0.007869 | 1.6586e-05 | 1.0366e-05 | 0.047306 | 0.047306 | 0.047306 | 0.98078 | -0.36917 | 0.98021 | -0.38027 | 12.9961
6 | -0.035909 | -0.0090884 | 0.035913 | 0.0090908 | 3.7545e-06 | 2.3601e-06 | 0.054419 | 0.054419 | 0.054419 | 0.98247 | -0.33633 | 0.98258 | -0.33415 | 14.9503
7 | 0.03071 | 0.0077594 | -0.030689 | -0.0077461 | 2.1295e-05 | 1.33e-05 | 0.046642 | 0.046642 | 0.046642 | 0.98021 | -0.38027 | 0.97947 | -0.39474 | 12.8138
8 | -0.03646 | -0.0092279 | 0.03648 | 0.0092406 | 2.0098e-05 | 1.264e-05 | 0.055248 | 0.055247 | 0.055248 | 0.98258 | -0.33415 | 0.98317 | -0.32267 | 15.1779
9 | 0.030689 | 0.0077461 | -0.030667 | -0.0077326 | 2.157e-05 | 1.3472e-05 | 0.046642 | 0.046642 | 0.046642 | 0.97947 | -0.39474 | 0.97872 | -0.40943 | 12.8138
10 | -0.037358 | -0.0094606 | 0.037393 | 0.0094827 | 3.5219e-05 | 2.2168e-05 | 0.056576 | 0.056576 | 0.056576 | 0.98317 | -0.32267 | 0.98419 | -0.30306 | 15.5429
11 | 0.030202 | 0.0076161 | -0.030184 | -0.0076048 | 1.8198e-05 | 1.1358e-05 | 0.045936 | 0.045936 | 0.045936 | 0.97872 | -0.40943 | 0.97807 | -0.42203 | 12.6197
12 | 0.010843 | 0.0027181 | -0.01084 | -0.0027168 | 2.5325e-06 | 1.3029e-06 | 0.016411 | 0.016411 | 0.016411 | 0.98316 | -0.32334 | 0.98291 | -0.32824 | 4.5086
13 | -0.010843 | -0.0027181 | 0.010844 | 0.0027185 | 7.2862e-07 | 3.7483e-07 | 0.016411 | 0.016411 | 0.016411 | 0.98316 | -0.32334 | 0.98323 | -0.32193 | 4.5085
14 | 0.0086554 | 0.0021692 | -0.0086552 | -0.0021691 | 1.9862e-07 | 8.802e-08 | 0.013103 | 0.013103 | 0.013103 | 0.98291 | -0.32824 | 0.98288 | -0.32872 | 3.5998
15 | -0.011975 | -0.0030021 | 0.011976 | 0.0030023 | 4.2385e-07 | 2.2762e-07 | 0.018124 | 0.018124 | 0.018124 | 0.98323 | -0.32193 | 0.98327 | -0.32118 | 4.979
16 | 0.028427 | 0.0071655 | -0.028415 | -0.0071577 | 1.2605e-05 | 7.8421e-06 | 0.043263 | 0.043263 | 0.043263 | 0.97807 | -0.42203 | 0.9776 | -0.4313 | 11.8856
17 | 0.0017568 | 0.00043925 | -0.0017566 | -0.00043999 | 1.826e-07 | -7.3865e-07 | 0.0026724 | 0.0026727 | 0.0026727 | 0.97807 | -0.42203 | 0.97796 | -0.42421 | 0.73425
18 | 0.0062362 | 0.0015628 | -0.0062353 | -0.0015626 | 9.366e-07 | 2.4436e-07 | 0.0094411 | 0.0094413 | 0.0094413 | 0.98288 | -0.32872 | 0.98272 | -0.33187 | 2.5938
19 | -0.015089 | -0.0037825 | 0.015092 | 0.0037843 | 3.2185e-06 | 1.851e-06 | 0.022835 | 0.022834 | 0.022835 | 0.98327 | -0.32118 | 0.9835 | -0.31671 | 6.2732
20 | 0.0018357 | 0.00045972 | -0.0018356 | -0.00046005 | 9.1541e-08 | -3.3344e-07 | 0.002794 | 0.0027942 | 0.0027942 | 0.9776 | -0.4313 | 0.97755 | -0.43234 | 0.76763
21 | 0.026579 | 0.006698 | -0.026569 | -0.0066915 | 1.0412e-05 | 6.4512e-06 | 0.040469 | 0.040469 | 0.040469 | 0.9776 | -0.4313 | 0.97718 | -0.43949 | 11.118
22 | 0.00070353 | 0.00017607 | -0.00070352 | -0.00017618 | 4.1055e-09 | -1.1727e-07 | 0.0010704 | 0.0010704 | 0.0010704 | 0.97796 | -0.42421 | 0.97796 | -0.42433 | 0.29407
23 | 0.026569 | 0.0066915 | -0.02652 | -0.0066614 | 4.865e-05 | 3.0146e-05 | 0.040469 | 0.04047 | 0.04047 | 0.97718 | -0.43949 | 0.97523 | -0.47786 | 11.1181
24 | 0.00031255 | 7.8195e-05 | -0.00031255 | -7.8332e-05 | 9.2977e-10 | -1.3698e-07 | 0.00047551 | 0.00047556 | 0.00047556 | 0.97796 | -0.42433 | 0.97795 | -0.4244 | 0.13065
25 | 0.017186 | 0.0043172 | -0.017137 | -0.0042883 | 4.8883e-05 | 2.8928e-05 | 0.026226 | 0.026226 | 0.026226 | 0.97523 | -0.47786 | 0.9722 | -0.53763 | 7.2051
26 | 0.0091047 | 0.0022866 | -0.0090811 | -0.0022756 | 2.3566e-05 | 1.1032e-05 | 0.013894 | 0.013895 | 0.013895 | 0.97523 | -0.47786 | 0.97247 | -0.53222 | 3.8174
27 | 0.00318 | 0.00079685 | -0.0031799 | -0.00079695 | 1.2558e-07 | -1.0263e-07 | 0.004815 | 0.0048151 | 0.0048151 | 0.98272 | -0.33187 | 0.98268 | -0.3327 | 1.3228
28 | -0.017249 | -0.004325 | 0.017254 | 0.0043278 | 4.724e-06 | 2.7886e-06 | 0.026099 | 0.026099 | 0.026099 | 0.9835 | -0.31671 | 0.98379 | -0.31096 | 7.17
29 | 0.0073552 | 0.0018372 | -0.0073527 | -0.0018362 | 2.5154e-06 | 9.5357e-07 | 0.011255 | 0.011256 | 0.011256 | 0.9722 | -0.53763 | 0.97184 | -0.54483 | 3.0922
30 | 0.0024196 | 0.00060605 | -0.0024194 | -0.00060637 | 1.7658e-07 | -3.1269e-07 | 0.0037032 | 0.0037034 | 0.0037034 | 0.9722 | -0.53763 | 0.97212 | -0.53916 | 1.0174
31 | 0.0058709 | 0.0014713 | -0.0058691 | -0.0014709 | 1.811e-06 | 4.1766e-07 | 0.0089857 | 0.008986 | 0.008986 | 0.9722 | -0.53763 | 0.97187 | -0.54411 | 2.4687
32 | 0.0016115 | 0.00040353 | -0.0016115 | -0.00040387 | 7.0007e-08 | -3.3612e-07 | 0.0024657 | 0.0024659 | 0.0024659 | 0.97247 | -0.53222 | 0.97243 | -0.53313 | 0.67744
33 | -0.018528 | -0.004647 | 0.018528 | 0.0046471 | 8.4689e-08 | 5.055e-08 | 0.028025 | 0.028025 | 0.028025 | 0.98379 | -0.31096 | 0.9838 | -0.31087 | 7.6992
34 | -0.020748 | -0.0052036 | 0.020751 | 0.0052055 | 3.2253e-06 | 1.9533e-06 | 0.031383 | 0.031383 | 0.031383 | 0.9838 | -0.31087 | 0.98396 | -0.30761 | 8.6218
35 | -0.022486 | -0.0056402 | 0.022494 | 0.005645 | 7.8156e-06 | 4.773e-06 | 0.034006 | 0.034006 | 0.034006 | 0.98396 | -0.30761 | 0.98434 | -0.30032 | 9.3424
36 | -0.023794 | -0.005971 | 0.023797 | 0.0059724 | 2.3449e-06 | 1.4393e-06 | 0.035973 | 0.035973 | 0.035973 | 0.98434 | -0.30032 | 0.98444 | -0.29825 | 9.8826
37 | -0.025591 | -0.0064222 | 0.025609 | 0.0064332 | 1.7891e-05 | 1.1045e-05 | 0.038685 | 0.038685 | 0.038685 | 0.98444 | -0.29825 | 0.98519 | -0.2836 | 10.6277
38 | -0.038223 | -0.0096906 | 0.038227 | 0.0096933 | 4.2693e-06 | 2.6891e-06 | 0.05783 | 0.05783 | 0.05783 | 0.98419 | -0.30306 | 0.98431 | -0.30074 | 15.8873
39 | -0.039026 | -0.0098934 | 0.039058 | 0.0099137 | 3.217e-05 | 2.0276e-05 | 0.059037 | 0.059037 | 0.059037 | 0.98431 | -0.30074 | 0.98519 | -0.2836 | 16.219
40 | -0.064667 | -0.016347 | 0.06468 | 0.016355 | 1.2579e-05 | 8.0056e-06 | 0.097722 | 0.097722 | 0.097722 | 0.98519 | -0.2836 | 0.9854 | -0.27955 | 26.8467
41 | -0.066591 | -0.016834 | 0.066601 | 0.01684 | 1.0152e-05 | 6.4633e-06 | 0.10061 | 0.10061 | 0.10061 | 0.9854 | -0.27955 | 0.98557 | -0.27637 | 27.6395
42 | -0.068693 | -0.017365 | 0.068813 | 0.017442 | 0.00012081 | 7.6938e-05 | 0.10377 | 0.10377 | 0.10377 | 0.98557 | -0.27637 | 0.98746 | -0.23976 | 28.5071
43 | -0.070836 | -0.017948 | 0.070906 | 0.017992 | 6.9498e-05 | 4.3647e-05 | 0.10681 | 0.10681 | 0.10681 | 0.98746 | -0.23976 | 0.98852 | -0.21936 | 14.6722
44 | -0.082828 | -0.020979 | 0.082884 | 0.021015 | 5.5765e-05 | 3.5199e-05 | 0.12476 | 0.12476 | 0.12476 | 0.98852 | -0.21936 | 0.98924 | -0.20535 | 17.1373
45 | 0.011922 | 0.0029873 | -0.01192 | -0.0029861 | 2.2739e-06 | 1.214e-06 | 0.017947 | 0.017947 | 0.017947 | 0.98852 | -0.21936 | 0.98831 | -0.22337 | 4.9304
46 | -0.0089164 | -0.002234 | 0.0089167 | 0.0022341 | 2.7328e-07 | 1.2308e-07 | 0.013425 | 0.013425 | 0.013425 | 0.98828 | -0.22401 | 0.98831 | -0.22337 | 3.6881
47 | 0.006692 | 0.0016765 | -0.0066915 | -0.0016764 | 5.2444e-07 | 1.5914e-07 | 0.010076 | 0.010076 | 0.010076 | 0.98828 | -0.22401 | 0.98819 | -0.22565 | 2.7681
48 | 0.0030034 | 0.000752 | -0.0030031 | -0.0007523 | 2.8963e-07 | -2.9863e-07 | 0.0045217 | 0.0045219 | 0.0045219 | 0.98831 | -0.22337 | 0.98821 | -0.22539 | 1.2423
49 | 0.0019445 | 0.0004872 | -0.0019445 | -0.00048734 | 4.0549e-08 | -1.3562e-07 | 0.002928 | 0.0029281 | 0.0029281 | 0.98819 | -0.22565 | 0.98817 | -0.22609 | 0.80442
50 | 0.004747 | 0.0011892 | -0.0047467 | -0.0011892 | 2.6006e-07 | -7.4487e-09 | 0.0071478 | 0.0071478 | 0.0071478 | 0.98819 | -0.22565 | 0.98814 | -0.22681 | 1.9637
51 | 0.0030031 | 0.0007523 | -0.0030029 | -0.00075259 | 2.8028e-07 | -2.8885e-07 | 0.0045219 | 0.0045221 | 0.0045221 | 0.98821 | -0.22539 | 0.98811 | -0.22735 | 1.2423
52 | 0.0028567 | 0.00071549 | -0.0028565 | -0.00071574 | 2.1198e-07 | -2.5561e-07 | 0.0043017 | 0.0043018 | 0.0043018 | 0.98814 | -0.22681 | 0.98805 | -0.22836 | 1.1818
53 | -0.084402 | -0.021395 | 0.084404 | 0.021397 | 2.2666e-06 | 1.4074e-06 | 0.12704 | 0.12704 | 0.12704 | 0.98924 | -0.20535 | 0.98927 | -0.20479 | 11.634
54 | 0.00074547 | 0.00018667 | -0.00074547 | -0.00018683 | 5.9396e-09 | -1.5715e-07 | 0.0011226 | 0.0011227 | 0.0011227 | 0.98805 | -0.22836 | 0.98805 | -0.22853 | 0.30843
55 | -0.086711 | -0.021975 | 0.086718 | 0.021979 | 7.5868e-06 | 4.7183e-06 | 0.13051 | 0.13051 | 0.13051 | 0.98927 | -0.20479 | 0.98937 | -0.20297 | 11.9517
56 | -0.088454 | -0.022414 | 0.088523 | 0.022457 | 6.8734e-05 | 4.2793e-05 | 0.13312 | 0.13312 | 0.13312 | 0.98937 | -0.20297 | 0.99021 | -0.18681 | 12.1908
57 | 0.0059043 | 0.0014732 | -0.0059017 | -0.0014726 | 2.6027e-06 | 6.1345e-07 | 0.0090379 | 0.0090383 | 0.0090383 | 0.97184 | -0.54483 | 0.97137 | -0.55412 | 2.483
58 | 0.005434 | 0.0013554 | -0.005433 | -0.0013552 | 9.5212e-07 | 1.5561e-07 | 0.0083218 | 0.008322 | 0.008322 | 0.97137 | -0.55412 | 0.97118 | -0.55781 | 2.2863
59 | 0.005433 | 0.0013552 | -0.0054326 | -0.0013552 | 4.6122e-07 | 7.545e-08 | 0.008322 | 0.0083221 | 0.0083221 | 0.97118 | -0.55781 | 0.97109 | -0.5596 | 2.2863
60 | 0.0029164 | 0.00072456 | -0.0029163 | -0.00072474 | 1.6922e-07 | -1.7151e-07 | 0.0044666 | 0.0044667 | 0.0044667 | 0.97109 | -0.5596 | 0.97103 | -0.56082 | 1.2271
61 | 0.0023859 | 0.00059182 | -0.002385 | -0.00059343 | 8.8442e-07 | -1.6177e-06 | 0.003654 | 0.0036548 | 0.0036548 | 0.97103 | -0.56082 | 0.97064 | -0.56866 | 1.0041
62 | 0.00074223 | 0.00018242 | -0.0007422 | -0.00018322 | 3.2082e-08 | -7.9781e-07 | 0.0011366 | 0.0011369 | 0.0011369 | 0.97064 | -0.56866 | 0.97059 | -0.56958 | 0.31232
63 | 0.0016428 | 0.00041102 | -0.0016427 | -0.00041143 | 9.0054e-08 | -4.1038e-07 | 0.0025182 | 0.0025184 | 0.0025184 | 0.97064 | -0.56866 | 0.97058 | -0.56981 | 0.69186
64 | -0.0012554 | -0.00031462 | 0.0012554 | 0.00031448 | 1.7645e-08 | -1.4568e-07 | 0.0019247 | 0.0019246 | 0.0019247 | 0.97055 | -0.5704 | 0.97057 | -0.57011 | 0.52876
65 | -0.0014703 | -0.00036834 | 0.0014703 | 0.00036822 | 2.095e-08 | -1.2248e-07 | 0.0022541 | 0.0022541 | 0.0022541 | 0.97057 | -0.57011 | 0.97058 | -0.56981 | 0.61927
66 | 0.0007422 | 0.00018322 | -0.00074219 | -0.00018346 | 9.7781e-09 | -2.4306e-07 | 0.0011369 | 0.0011369 | 0.0011369 | 0.97059 | -0.56958 | 0.97058 | -0.56986 | 0.31235
67 | 0.00046086 | 0.00011295 | -0.00046082 | -0.00011549 | 3.8815e-08 | -2.5406e-06 | 0.00070564 | 0.00070656 | 0.00070656 | 0.97058 | -0.56986 | 0.97049 | -0.57164 | 0.19411
68 | 0.03707 | 0.0093241 | -0.037047 | -0.0093095 | 2.3138e-05 | 1.4553e-05 | 0.055724 | 0.055724 | 0.055724 | 0.99011 | -0.18971 | 0.98944 | -0.20278 | 15.3088
69 | -0.03707 | -0.0093241 | 0.03709 | 0.0093364 | 1.9517e-05 | 1.2275e-05 | 0.055724 | 0.055724 | 0.055724 | 0.99011 | -0.18971 | 0.99068 | -0.17869 | 15.3087
70 | 0.036465 | 0.0091636 | -0.036458 | -0.0091594 | 6.7122e-06 | 4.2194e-06 | 0.054848 | 0.054848 | 0.054848 | 0.98944 | -0.20278 | 0.98924 | -0.20664 | 15.0682
71 | -0.037694 | -0.0094879 | 0.037729 | 0.0095095 | 3.442e-05 | 2.166e-05 | 0.056632 | 0.056632 | 0.056632 | 0.99068 | -0.17869 | 0.99167 | -0.15961 | 15.5582
72 | 0.035926 | 0.009026 | -0.03592 | -0.009022 | 6.4145e-06 | 4.0301e-06 | 0.054048 | 0.054048 | 0.054048 | 0.98924 | -0.20664 | 0.98904 | -0.21038 | 14.8483
73 | 0.037425 | 0.0094126 | -0.037391 | -0.0093912 | 3.4024e-05 | 2.1405e-05 | 0.056168 | 0.056168 | 0.056168 | 0.99167 | -0.15961 | 0.99068 | -0.17866 | 15.4309
74 | -0.075153 | -0.018922 | 0.075226 | 0.018969 | 7.2955e-05 | 4.6494e-05 | 0.1128 | 0.1128 | 0.1128 | 0.99167 | -0.15961 | 0.99272 | -0.13932 | 30.989
75 | 0.035355 | 0.0088805 | -0.03534 | -0.008871 | 1.5109e-05 | 9.4869e-06 | 0.053198 | 0.053199 | 0.053199 | 0.98904 | -0.21038 | 0.98858 | -0.21934 | 14.615
76 | 0.032625 | 0.0081967 | -0.032604 | -0.0081841 | 2.0228e-05 | 1.2657e-05 | 0.04901 | 0.04901 | 0.04901 | 0.99068 | -0.17866 | 0.99001 | -0.19166 | 13.4643
77 | -0.075226 | -0.018969 | 0.07525 | 0.018984 | 2.3584e-05 | 1.503e-05 | 0.1128 | 0.1128 | 0.1128 | 0.99272 | -0.13932 | 0.99306 | -0.13277 | 30.989
78 | -0.0014791 | -0.00037071 | 0.0014792 | 0.0003703 | 6.5088e-08 | -4.003e-07 | 0.0022352 | 0.0022351 | 0.0022352 | 0.98468 | -0.29549 | 0.98473 | -0.29457 | 0.61407
79 | -0.0022695 | -0.00056726 | 0.0022697 | 0.00056686 | 1.7662e-07 | -3.9665e-07 | 0.0034289 | 0.0034287 | 0.0034289 | 0.98473 | -0.29457 | 0.98481 | -0.29293 | 0.942
80 | 0.00042099 | 0.00010439 | -0.00042097 | -0.00010551 | 1.3377e-08 | -1.1135e-06 | 0.00063575 | 0.00063615 | 0.00063615 | 0.98473 | -0.29457 | 0.98469 | -0.29523 | 0.17477
81 | -0.0022697 | -0.00056686 | 0.0022707 | 0.00056466 | 9.7959e-07 | -2.2025e-06 | 0.0034287 | 0.0034277 | 0.0034287 | 0.98481 | -0.29293 | 0.98527 | -0.28383 | 0.94195
82 | -0.0026333 | -0.00065555 | 0.0026337 | 0.00065498 | 3.791e-07 | -5.7223e-07 | 0.0039754 | 0.0039751 | 0.0039754 | 0.98527 | -0.28383 | 0.98543 | -0.28079 | 1.0921
83 | -0.0053305 | -0.0013309 | 0.0053309 | 0.0013309 | 3.6659e-07 | 4.229e-08 | 0.0080473 | 0.0080473 | 0.0080473 | 0.98543 | -0.28079 | 0.9855 | -0.27935 | 2.2108
84 | -0.097159 | -0.024663 | 0.097214 | 0.024698 | 5.5357e-05 | 3.4623e-05 | 0.14592 | 0.14592 | 0.14592 | 0.99151 | -0.16173 | 0.99213 | -0.1499 | 13.3628
85 | 0.094711 | 0.02405 | -0.094655 | -0.024015 | 5.5441e-05 | 3.4635e-05 | 0.14225 | 0.14225 | 0.14225 | 0.99151 | -0.16173 | 0.99088 | -0.1739 | 13.0265
86 | -0.10005 | -0.025408 | 0.10011 | 0.025446 | 6.0152e-05 | 3.767e-05 | 0.15017 | 0.15017 | 0.15017 | 0.99213 | -0.1499 | 0.99278 | -0.13741 | 13.7523
87 | 0.0028357 | 0.00071025 | -0.0028357 | -0.0007103 | 4.149e-08 | -5.2437e-08 | 0.0042529 | 0.004253 | 0.004253 | 0.99213 | -0.1499 | 0.99211 | -0.1502 | 1.1684
88 | 0.092519 | 0.02348 | -0.092488 | -0.02346 | 3.1219e-05 | 1.9481e-05 | 0.13904 | 0.13904 | 0.13904 | 0.99088 | -0.1739 | 0.99051 | -0.18092 | 12.7328
89 | 0.0021361 | 0.000535 | -0.002136 | -0.00053533 | 1.2227e-07 | -3.2988e-07 | 0.0032077 | 0.0032078 | 0.0032078 | 0.99088 | -0.1739 | 0.99082 | -0.17511 | 0.88127
90 | -0.10174 | -0.025853 | 0.10179 | 0.025885 | 5.0982e-05 | 3.1949e-05 | 0.15261 | 0.15261 | 0.15261 | 0.99278 | -0.13741 | 0.99332 | -0.12701 | 13.9755
91 | 0.0028357 | 0.0007103 | -0.0028356 | -0.00071037 | 5.5344e-08 | -6.994e-08 | 0.004253 | 0.004253 | 0.004253 | 0.99211 | -0.1502 | 0.99209 | -0.15061 | 1.1684
92 | 0.090027 | 0.022844 | -0.090002 | -0.022828 | 2.5497e-05 | 1.5888e-05 | 0.13535 | 0.13535 | 0.13535 | 0.99051 | -0.18092 | 0.99021 | -0.18681 | 12.3943
93 | 0.0097249 | 0.0024376 | -0.0097235 | -0.0024369 | 1.3295e-06 | 6.4338e-07 | 0.014719 | 0.014719 | 0.014719 | 0.98317 | -0.32385 | 0.98303 | -0.32672 | 4.0436
94 | -0.0097249 | -0.0024376 | 0.0097274 | 0.0024388 | 2.5762e-06 | 1.2465e-06 | 0.014719 | 0.014718 | 0.014719 | 0.98317 | -0.32385 | 0.98346 | -0.31829 | 4.0435
95 | 0.0084779 | 0.0021248 | -0.0084774 | -0.0021246 | 4.6631e-07 | 2.0272e-07 | 0.012833 | 0.012833 | 0.012833 | 0.98303 | -0.32672 | 0.98297 | -0.32787 | 3.5256
96 | -0.01172 | -0.0029382 | 0.01172 | 0.0029385 | 6.6287e-07 | 3.5291e-07 | 0.017733 | 0.017733 | 0.017733 | 0.98346 | -0.31829 | 0.98352 | -0.3171 | 4.8717
97 | -0.10365 | -0.026353 | 0.10371 | 0.026388 | 5.5791e-05 | 3.4988e-05 | 0.15541 | 0.15541 | 0.15541 | 0.99332 | -0.12701 | 0.99391 | -0.11584 | 14.2315
98 | 0.0021503 | 0.00053861 | -0.0021502 | -0.00053889 | 1.0587e-07 | -2.827e-07 | 0.0032251 | 0.0032252 | 0.0032252 | 0.99209 | -0.15061 | 0.99204 | -0.15165 | 0.88604
99 | 0.0072349 | 0.0018131 | -0.0072342 | -0.0018129 | 6.4007e-07 | 2.2928e-07 | 0.010952 | 0.010952 | 0.010952 | 0.98297 | -0.32787 | 0.98287 | -0.32973 | 3.0088
100 | -0.012698 | -0.0031834 | 0.012701 | 0.0031853 | 3.3572e-06 | 1.8407e-06 | 0.019211 | 0.019211 | 0.019211 | 0.98352 | -0.3171 | 0.9838 | -0.31155 | 5.2778
101 | -0.10447 | -0.026579 | 0.10447 | 0.026579 | 6.7777e-07 | 4.2517e-07 | 0.15655 | 0.15655 | 0.15655 | 0.99391 | -0.11584 | 0.99392 | -0.11571 | 14.3361
102 | 0.0056122 | 0.0014064 | -0.0056116 | -0.0014063 | 5.6633e-07 | 9.7348e-08 | 0.0084964 | 0.0084965 | 0.0084965 | 0.98287 | -0.32973 | 0.98276 | -0.33185 | 2.3342
103 | -0.015144 | -0.0037977 | 0.015148 | 0.0037998 | 3.7206e-06 | 2.141e-06 | 0.022907 | 0.022907 | 0.022907 | 0.9838 | -0.31155 | 0.98407 | -0.3064 | 6.2931
104 | -0.10559 | -0.026859 | 0.10561 | 0.026875 | 2.6044e-05 | 1.6345e-05 | 0.15822 | 0.15822 | 0.15822 | 0.99392 | -0.11571 | 0.99418 | -0.11059 | 14.4889
105 | -0.10642 | -0.027077 | 0.10648 | 0.027117 | 6.4062e-05 | 4.0215e-05 | 0.15942 | 0.15942 | 0.15942 | 0.99418 | -0.11059 | 0.99484 | -0.098109 | 14.5993
106 | -0.10758 | -0.027392 | 0.10758 | 0.027394 | 4.4935e-06 | 2.8219e-06 | 0.16106 | 0.16106 | 0.16106 | 0.99484 | -0.098109 | 0.99488 | -0.097243 | 14.7491
107 | 0.0024318 | 0.00060936 | -0.0024318 | -0.00060946 | 5.3528e-08 | -1.0089e-07 | 0.0036701 | 0.0036702 | 0.0036702 | 0.98595 | -0.26944 | 0.98593 | -0.2699 | 1.0083
108 | -0.0059114 | -0.0014814 | 0.0059117 | 0.0014815 | 3.4168e-07 | 7.267e-08 | 0.0089215 | 0.0089214 | 0.0089215 | 0.98595 | -0.26944 | 0.98602 | -0.26823 | 2.451
109 | -0.0095762 | -0.0023999 | 0.0095767 | 0.0024001 | 4.3934e-07 | 2.0962e-07 | 0.014452 | 0.014452 | 0.014452 | 0.98602 | -0.26823 | 0.98607 | -0.26727 | 3.9702
110 | -0.012612 | -0.0031608 | 0.012612 | 0.003161 | 3.4411e-07 | 1.8791e-07 | 0.019032 | 0.019032 | 0.019032 | 0.98607 | -0.26727 | 0.9861 | -0.26669 | 5.2285
111 | -0.014105 | -0.003535 | 0.014106 | 0.0035361 | 1.8715e-06 | 1.0572e-06 | 0.021284 | 0.021284 | 0.021284 | 0.9861 | -0.26669 | 0.98624 | -0.26391 | 5.8472
112 | -0.0011158 | -0.00027964 | 0.0011158 | 0.00027948 | 1.377e-08 | -1.5572e-07 | 0.0016855 | 0.0016855 | 0.0016855 | 0.98503 | -0.28766 | 0.98504 | -0.2874 | 0.46305
113 | -0.0037507 | -0.00093986 | 0.003751 | 0.00093974 | 2.9929e-07 | -1.2497e-07 | 0.0056659 | 0.0056658 | 0.0056659 | 0.98504 | -0.2874 | 0.98513 | -0.28572 | 1.5566
114 | -0.015577 | -0.0039047 | 0.015578 | 0.003905 | 5.3302e-07 | 3.083e-07 | 0.023503 | 0.023503 | 0.023503 | 0.98624 | -0.26391 | 0.98628 | -0.26319 | 6.4568
115 | -0.042349 | -0.010632 | 0.04238 | 0.010651 | 3.0361e-05 | 1.9179e-05 | 0.063974 | 0.063974 | 0.063974 | 0.98513 | -0.28572 | 0.9859 | -0.27071 | 17.5754
116 | 0.038598 | 0.009692 | -0.038579 | -0.0096796 | 1.9703e-05 | 1.2413e-05 | 0.058309 | 0.058309 | 0.058309 | 0.98513 | -0.28572 | 0.98458 | -0.29643 | 16.0189
117 | 0.070602 | 0.017837 | -0.070556 | -0.017808 | 4.6502e-05 | 2.9622e-05 | 0.10657 | 0.10657 | 0.10657 | 0.98628 | -0.26319 | 0.98557 | -0.27694 | 29.2776
118 | -0.08618 | -0.021742 | 0.08627 | 0.0218 | 8.9804e-05 | 5.7294e-05 | 0.13007 | 0.13007 | 0.13007 | 0.98628 | -0.26319 | 0.9874 | -0.24145 | 35.7344
119 | 0.069144 | 0.017454 | -0.069077 | -0.017411 | 6.7346e-05 | 4.2892e-05 | 0.10444 | 0.10444 | 0.10444 | 0.98557 | -0.27694 | 0.98452 | -0.2973 | 28.6922
120 | -0.087804 | -0.022184 | 0.087853 | 0.022215 | 4.8717e-05 | 3.1084e-05 | 0.13239 | 0.13239 | 0.13239 | 0.9874 | -0.24145 | 0.988 | -0.22988 | 36.3696
121 | 0.067543 | 0.017027 | -0.067516 | -0.01701 | 2.6667e-05 | 1.698e-05 | 0.10212 | 0.10212 | 0.10212 | 0.98452 | -0.2973 | 0.98409 | -0.30555 | 28.0552
122 | -0.087853 | -0.022215 | 0.087932 | 0.022266 | 7.9096e-05 | 5.0467e-05 | 0.13239 | 0.13239 | 0.13239 | 0.988 | -0.22988 | 0.98897 | -0.21113 | 36.3695
123 | 0.066059 | 0.016644 | -0.066034 | -0.016628 | 2.5166e-05 | 1.6021e-05 | 0.099918 | 0.099918 | 0.099918 | 0.98409 | -0.30555 | 0.98368 | -0.31352 | 27.45
124 | -0.14823 | -0.037467 | 0.14851 | 0.03765 | 0.00028614 | 0.00018234 | 0.22314 | 0.22314 | 0.22314 | 0.98897 | -0.21113 | 0.99105 | -0.17096 | 30.6507
125 | 0.060295 | 0.015202 | -0.060255 | -0.015176 | 3.9797e-05 | 2.5305e-05 | 0.090752 | 0.090752 | 0.090752 | 0.98897 | -0.21113 | 0.98825 | -0.22493 | 24.932
126 | -0.0045164 | -0.0011319 | 0.0045165 | 0.0011319 | 7.5146e-08 | -8.0163e-09 | 0.0067825 | 0.0067825 | 0.0067825 | 0.99086 | -0.17464 | 0.99088 | -0.1743 | 1.8633
127 | -0.012521 | -0.0031381 | 0.012523 | 0.0031392 | 1.9901e-06 | 1.0803e-06 | 0.018803 | 0.018803 | 0.018803 | 0.99088 | -0.1743 | 0.99105 | -0.17096 | 5.1657
128 | 0.064542 | 0.016254 | -0.064448 | -0.016195 | 9.3205e-05 | 5.9321e-05 | 0.09766 | 0.09766 | 0.09766 | 0.98368 | -0.31352 | 0.98213 | -0.34377 | 26.8297
129 | 0.036332 | 0.0091415 | -0.036302 | -0.0091228 | 2.9679e-05 | 1.8664e-05 | 0.055059 | 0.055059 | 0.055059 | 0.98213 | -0.34377 | 0.98126 | -0.36088 | 15.1261
130 | 0.028116 | 0.0070535 | -0.028107 | -0.0070474 | 9.7257e-06 | 6.0437e-06 | 0.042601 | 0.042601 | 0.042601 | 0.98213 | -0.34377 | 0.98176 | -0.35102 | 11.7037
131 | 0.033581 | 0.0084409 | -0.033579 | -0.0084394 | 2.3689e-06 | 1.4853e-06 | 0.050933 | 0.050933 | 0.050933 | 0.98126 | -0.36088 | 0.98118 | -0.36235 | 13.9926
132 | 0.017856 | 0.0044784 | -0.017846 | -0.0044722 | 1.0316e-05 | 6.1278e-06 | 0.027065 | 0.027065 | 0.027065 | 0.98176 | -0.35102 | 0.98114 | -0.36315 | 7.4354
133 | 0.032157 | 0.0080831 | -0.032157 | -0.0080826 | 9.1572e-07 | 5.731e-07 | 0.048777 | 0.048777 | 0.048777 | 0.98118 | -0.36235 | 0.98115 | -0.36295 | 13.4003
134 | 0.0075136 | 0.0018828 | -0.0075132 | -0.0018826 | 4.0618e-07 | 1.5461e-07 | 0.011395 | 0.011395 | 0.011395 | 0.98114 | -0.36315 | 0.98108 | -0.36429 | 3.1305
135 | 0.033562 | 0.0084254 | -0.033556 | -0.0084216 | 6.0667e-06 | 3.8014e-06 | 0.050522 | 0.050522 | 0.050522 | 0.98858 | -0.21934 | 0.98839 | -0.22313 | 13.8798
136 | 0.031845 | 0.007993 | -0.03184 | -0.0079898 | 5.1284e-06 | 3.2059e-06 | 0.047947 | 0.047948 | 0.047948 | 0.98839 | -0.22313 | 0.98821 | -0.22651 | 13.1724
137 | 0.030277 | 0.0075979 | -0.030272 | -0.0075951 | 4.563e-06 | 2.8454e-06 | 0.045593 | 0.045593 | 0.045593 | 0.98821 | -0.22651 | 0.98805 | -0.22967 | 12.5257
138 | 0.028615 | 0.0071797 | -0.028605 | -0.0071735 | 1.0045e-05 | 6.2444e-06 | 0.043097 | 0.043097 | 0.043097 | 0.98805 | -0.22967 | 0.98767 | -0.23703 | 11.8399
139 | 0.026826 | 0.0067277 | -0.026823 | -0.0067253 | 3.883e-06 | 2.404e-06 | 0.040418 | 0.040418 | 0.040418 | 0.98767 | -0.23703 | 0.98752 | -0.24007 | 11.1038
140 | 0.072991 | 0.018446 | -0.072962 | -0.018428 | 2.8162e-05 | 1.7942e-05 | 0.10929 | 0.10929 | 0.10929 | 0.99426 | -0.10956 | 0.99384 | -0.11761 | 30.0253
141 | -0.074812 | -0.018903 | 0.07483 | 0.018914 | 1.8188e-05 | 1.159e-05 | 0.11202 | 0.11202 | 0.11202 | 0.99426 | -0.10956 | 0.99453 | -0.10449 | 30.7742
142 | 0.071168 | 0.017979 | -0.071149 | -0.017966 | 1.916e-05 | 1.2204e-05 | 0.10661 | 0.10661 | 0.10661 | 0.99384 | -0.11761 | 0.99355 | -0.12322 | 29.2873
143 | -0.076625 | -0.019364 | 0.076656 | 0.019384 | 3.1037e-05 | 1.9782e-05 | 0.1147 | 0.1147 | 0.1147 | 0.99453 | -0.10449 | 0.99497 | -0.096041 | 31.5119
144 | 0.069328 | 0.01751 | -0.069302 | -0.017494 | 2.5459e-05 | 1.6212e-05 | 0.10388 | 0.10388 | 0.10388 | 0.99355 | -0.12322 | 0.99315 | -0.13089 | 28.5379
145 | -0.078479 | -0.019841 | 0.078599 | 0.019917 | 0.00011939 | 7.6112e-05 | 0.11743 | 0.11743 | 0.11743 | 0.99497 | -0.096041 | 0.99662 | -0.064371 | 32.2609
146 | 0.067507 | 0.017044 | -0.067492 | -0.017034 | 1.5205e-05 | 9.6798e-06 | 0.10119 | 0.10119 | 0.10119 | 0.99315 | -0.13089 | 0.99291 | -0.13559 | 27.7991
147 | 0.091621 | 0.023196 | -0.091453 | -0.023089 | 0.00016799 | 0.0001072 | 0.13688 | 0.13688 | 0.13688 | 0.99662 | -0.064371 | 0.99462 | -0.10264 | 37.6039
148 | -0.17022 | -0.043113 | 0.17048 | 0.043277 | 0.00025632 | 0.00016349 | 0.25431 | 0.25431 | 0.25431 | 0.99662 | -0.064371 | 0.99826 | -0.033068 | 34.9324
149 | 0.065671 | 0.016578 | -0.065648 | -0.016563 | 2.286e-05 | 1.4549e-05 | 0.098459 | 0.098459 | 0.098459 | 0.99291 | -0.13559 | 0.99253 | -0.14286 | 27.0492
150 | 0.079849 | 0.020181 | -0.079734 | -0.020107 | 0.0001152 | 7.3446e-05 | 0.11952 | 0.11952 | 0.11952 | 0.99462 | -0.10264 | 0.99306 | -0.13277 | 32.8348
151 | -0.39599 | -0.10076 | 0.39662 | 0.10116 | 0.00063224 | 0.00040406 | 0.59081 | 0.5908 | 0.59081 | 0.99826 | -0.033068 | 1 | 0 | 54.103
152 | 0.22552 | 0.057479 | -0.22518 | -0.057266 | 0.00033459 | 0.00021321 | 0.3365 | 0.3365 | 0.3365 | 0.99826 | -0.033068 | 0.99664 | -0.063859 | 30.8148
153 | 0.063853 | 0.016113 | -0.063837 | -0.016103 | 1.5799e-05 | 1.0052e-05 | 0.095768 | 0.095768 | 0.095768 | 0.99253 | -0.14286 | 0.99226 | -0.14803 | 26.31
154 | 0.12468 | 0.031887 | -0.12464 | -0.031861 | 4.1959e-05 | 2.6471e-05 | 0.18575 | 0.18575 | 0.18575 | 1 | 0 | 0.99963 | -0.0069568 | 17.0103
155 | 0.22154 | 0.056353 | -0.22127 | -0.056179 | 0.00027247 | 0.0001736 | 0.33106 | 0.33106 | 0.33106 | 0.99664 | -0.063859 | 0.9953 | -0.089416 | 30.3168
156 | 0.014401 | 0.0036097 | -0.0144 | -0.0036091 | 1.044e-06 | 5.9323e-07 | 0.021749 | 0.021749 | 0.021749 | 0.98526 | -0.2839 | 0.98518 | -0.28542 | 5.9751
157 | -0.01675 | -0.0041986 | 0.016753 | 0.0042001 | 2.5666e-06 | 1.5064e-06 | 0.025298 | 0.025298 | 0.025298 | 0.98526 | -0.2839 | 0.98542 | -0.28068 | 6.9499
158 | 0.010967 | 0.0027488 | -0.010967 | -0.0027487 | 2.2954e-07 | 1.185e-07 | 0.016564 | 0.016564 | 0.016564 | 0.98518 | -0.28542 | 0.98516 | -0.28586 | 4.5506
159 | -0.023467 | -0.0058828 | 0.023471 | 0.0058854 | 4.2754e-06 | 2.6206e-06 | 0.035436 | 0.035436 | 0.035436 | 0.98542 | -0.28068 | 0.98562 | -0.27686 | 9.7351
160 | 0.0067139 | 0.0016827 | -0.006713 | -0.0016824 | 9.0833e-07 | 2.8116e-07 | 0.010138 | 0.010138 | 0.010138 | 0.98542 | -0.28068 | 0.98528 | -0.28352 | 2.7853
161 | 0.0088206 | 0.0022109 | -0.0088194 | -0.0022103 | 1.1462e-06 | 5.1433e-07 | 0.013323 | 0.013323 | 0.013323 | 0.98516 | -0.28586 | 0.98502 | -0.28859 | 3.6602
162 | -0.027864 | -0.0069864 | 0.027866 | 0.0069876 | 1.9088e-06 | 1.185e-06 | 0.042068 | 0.042068 | 0.042068 | 0.98562 | -0.27686 | 0.98569 | -0.27542 | 11.5572
163 | 0.006842 | 0.0017148 | -0.006842 | -0.0017147 | 2.2827e-08 | 7.3562e-09 | 0.010336 | 0.010336 | 0.010336 | 0.98502 | -0.28859 | 0.98501 | -0.28866 | 2.8395
164 | -0.03065 | -0.0076853 | 0.030664 | 0.0076941 | 1.4026e-05 | 8.7542e-06 | 0.046271 | 0.046271 | 0.046271 | 0.98569 | -0.27542 | 0.98618 | -0.26582 | 12.7117
165 | 0.0043966 | 0.0011019 | -0.0043965 | -0.0011019 | 5.8487e-08 | -7.572e-09 | 0.0066418 | 0.0066418 | 0.0066418 | 0.98501 | -0.28866 | 0.985 | -0.28894 | 1.8247
166 | -0.030664 | -0.0076941 | 0.030675 | 0.0077011 | 1.133e-05 | 7.0711e-06 | 0.046271 | 0.046271 | 0.046271 | 0.98618 | -0.26582 | 0.98658 | -0.25808 | 12.7117
167 | -0.030675 | -0.0077011 | 0.03071 | 0.0077231 | 3.5189e-05 | 2.196e-05 | 0.046271 | 0.04627 | 0.046271 | 0.98658 | -0.25808 | 0.98782 | -0.23406 | 12.7117
168 | -0.015879 | -0.0039801 | 0.015881 | 0.0039811 | 1.5841e-06 | 9.2295e-07 | 0.024155 | 0.024155 | 0.024155 | 0.9782 | -0.42075 | 0.97831 | -0.41865 | 6.6361
169 | 0.011433 | 0.0028658 | -0.011432 | -0.0028651 | 1.242e-06 | 6.5746e-07 | 0.017392 | 0.017392 | 0.017392 | 0.9782 | -0.42075 | 0.97809 | -0.42303 | 4.778
170 | -0.020111 | -0.0050412 | 0.020116 | 0.0050444 | 5.3014e-06 | 3.2031e-06 | 0.030589 | 0.030589 | 0.030589 | 0.97831 | -0.41865 | 0.97859 | -0.41312 | 8.4037
171 | 0.0072557 | 0.0018185 | -0.0072553 | -0.0018184 | 3.9919e-07 | 1.4585e-07 | 0.011039 | 0.011039 | 0.011039 | 0.97809 | -0.42303 | 0.97803 | -0.42418 | 3.0326
172 | -0.020116 | -0.0050444 | 0.020128 | 0.0050512 | 1.1203e-05 | 6.7685e-06 | 0.030589 | 0.030589 | 0.030589 | 0.97859 | -0.41312 | 0.97918 | -0.40144 | 8.4037
173 | -0.020128 | -0.0050512 | 0.020139 | 0.0050581 | 1.1465e-05 | 6.9264e-06 | 0.030589 | 0.030589 | 0.030589 | 0.97918 | -0.40144 | 0.97979 | -0.3895 | 8.4036
174 | -0.026499 | -0.0066521 | 0.026515 | 0.006662 | 1.5995e-05 | 9.905e-06 | 0.040248 | 0.040248 | 0.040248 | 0.97979 | -0.3895 | 0.98044 | -0.37686 | 11.0571
175 | -0.026515 | -0.006662 | 0.026527 | 0.0066693 | 1.1743e-05 | 7.2713e-06 | 0.040248 | 0.040248 | 0.040248 | 0.98044 | -0.37686 | 0.98091 | -0.36758 | 11.0571
176 | -0.027947 | -0.0070252 | 0.02795 | 0.0070274 | 3.5133e-06 | 2.1828e-06 | 0.042402 | 0.042402 | 0.042402 | 0.98091 | -0.36758 | 0.98105 | -0.36495 | 11.649
177 | -0.029266 | -0.0073571 | 0.029268 | 0.0073583 | 2.0036e-06 | 1.2481e-06 | 0.044397 | 0.044397 | 0.044397 | 0.98105 | -0.36495 | 0.98112 | -0.36352 | 12.1971
178 | -0.030785 | -0.0077385 | 0.030786 | 0.007739 | 8.3279e-07 | 5.2013e-07 | 0.046698 | 0.046698 | 0.046698 | 0.98112 | -0.36352 | 0.98115 | -0.36295 | 12.8291
179 | 0.0038174 | 0.00095638 | -0.0038172 | -0.00095647 | 2.4882e-07 | -9.0684e-08 | 0.0057898 | 0.0057899 | 0.0057899 | 0.98108 | -0.36429 | 0.98101 | -0.36566 | 1.5906
180 | 0.0038172 | 0.00095647 | -0.0038169 | -0.00095658 | 2.9855e-07 | -1.0875e-07 | 0.0057899 | 0.00579 | 0.00579 | 0.98101 | -0.36566 | 0.98093 | -0.3673 | 1.5906
181 | 0.0038169 | 0.00095658 | -0.0038168 | -0.00095659 | 3.507e-08 | -1.2771e-08 | 0.00579 | 0.00579 | 0.00579 | 0.98093 | -0.3673 | 0.98092 | -0.36749 | 1.5907
182 | -0.0014311 | -0.00035866 | 0.0014311 | 0.00035855 | 1.6624e-08 | -1.0933e-07 | 0.0021653 | 0.0021653 | 0.0021653 | 0.98343 | -0.31877 | 0.98345 | -0.31853 | 0.59488
183 | -0.0054436 | -0.0013642 | 0.0054448 | 0.0013644 | 1.266e-06 | 1.7861e-07 | 0.0082364 | 0.0082362 | 0.0082364 | 0.98345 | -0.31853 | 0.9837 | -0.31364 | 2.2628
184 | -0.01513 | -0.0037918 | 0.015135 | 0.0037943 | 4.3056e-06 | 2.4773e-06 | 0.022887 | 0.022887 | 0.022887 | 0.9837 | -0.31364 | 0.984 | -0.30767 | 6.2878
185 | -0.018608 | -0.0046648 | 0.018615 | 0.0046689 | 6.8867e-06 | 4.1128e-06 | 0.02814 | 0.02814 | 0.02814 | 0.984 | -0.30767 | 0.9844 | -0.29991 | 7.7307
186 | -0.020995 | -0.0052653 | 0.020998 | 0.0052674 | 3.4796e-06 | 2.1098e-06 | 0.031737 | 0.031737 | 0.031737 | 0.9844 | -0.29991 | 0.98458 | -0.29643 | 8.7188
187 | 0.017581 | 0.0044122 | -0.017575 | -0.0044087 | 5.8865e-06 | 3.4847e-06 | 0.026572 | 0.026572 | 0.026572 | 0.98458 | -0.29643 | 0.98422 | -0.30345 | 7.3001
188 | -0.034874 | -0.0087663 | 0.03488 | 0.0087706 | 6.882e-06 | 4.3194e-06 | 0.052542 | 0.052542 | 0.052542 | 0.98782 | -0.23406 | 0.98803 | -0.22993 | 14.4346
189 | 0.0027019 | 0.00067695 | -0.0027018 | -0.00067706 | 7.4698e-08 | -1.0613e-07 | 0.0040699 | 0.00407 | 0.00407 | 0.98782 | -0.23406 | 0.98779 | -0.23464 | 1.1181
190 | -0.036364 | -0.0091425 | 0.036369 | 0.0091456 | 5.0203e-06 | 3.1558e-06 | 0.054776 | 0.054776 | 0.054776 | 0.98803 | -0.22993 | 0.98818 | -0.22704 | 15.0483
191 | 0.0013049 | 0.00032697 | -0.0013049 | -0.00032705 | 8.806e-09 | -7.2153e-08 | 0.0019657 | 0.0019658 | 0.0019658 | 0.98779 | -0.23464 | 0.98778 | -0.23478 | 0.54005
192 | -0.037831 | -0.009512 | 0.037839 | 0.0095168 | 7.6571e-06 | 4.82e-06 | 0.056977 | 0.056977 | 0.056977 | 0.98818 | -0.22704 | 0.9884 | -0.2228 | 15.6531
193 | -0.005797 | -0.0014477 | 0.005798 | 0.0014479 | 9.7493e-07 | 1.9132e-07 | 0.0087512 | 0.008751 | 0.0087512 | 0.9855 | -0.27935 | 0.98568 | -0.27581 | 2.4042
194 | -0.10921 | -0.027802 | 0.10928 | 0.027847 | 7.1341e-05 | 4.4826e-05 | 0.16349 | 0.16349 | 0.16349 | 0.99488 | -0.097243 | 0.99559 | -0.083705 | 14.972
195 | -0.11013 | -0.02806 | 0.11014 | 0.028063 | 4.3558e-06 | 2.7377e-06 | 0.16477 | 0.16477 | 0.16477 | 0.99559 | -0.083705 | 0.99564 | -0.082885 | 15.0884
196 | -0.11162 | -0.028436 | 0.11167 | 0.028465 | 4.6363e-05 | 2.9153e-05 | 0.16699 | 0.16699 | 0.16699 | 0.99564 | -0.082885 | 0.99609 | -0.074279 | 15.2922
197 | -0.11315 | -0.028835 | 0.11318 | 0.028854 | 2.945e-05 | 1.8527e-05 | 0.16919 | 0.16919 | 0.16919 | 0.99609 | -0.074279 | 0.99637 | -0.068887 | 15.494
198 | -0.11451 | -0.029188 | 0.1146 | 0.029242 | 8.6561e-05 | 5.4475e-05 | 0.17118 | 0.17118 | 0.17118 | 0.99637 | -0.068887 | 0.99719 | -0.053238 | 15.6763
199 | -0.11581 | -0.029545 | 0.11584 | 0.029564 | 2.9733e-05 | 1.8718e-05 | 0.17299 | 0.17299 | 0.17299 | 0.99719 | -0.053238 | 0.99747 | -0.047924 | 15.8417
200 | -0.11715 | -0.029894 | 0.11721 | 0.029931 | 5.8078e-05 | 3.6575e-05 | 0.17496 | 0.17496 | 0.17496 | 0.99747 | -0.047924 | 0.99801 | -0.037667 | 16.0216
201 | 0.11907 | 0.030408 | -0.11904 | -0.03039 | 2.8283e-05 | 1.782e-05 | 0.17769 | 0.17769 | 0.17769 | 0.99827 | -0.032752 | 0.99801 | -0.037667 | 16.2717
202 | -0.12017 | -0.030685 | 0.12023 | 0.030717 | 5.2135e-05 | 3.2858e-05 | 0.17933 | 0.17933 | 0.17933 | 0.99827 | -0.032752 | 0.99874 | -0.023779 | 16.4224
203 | -0.12173 | -0.031095 | 0.12182 | 0.031147 | 8.3689e-05 | 5.2763e-05 | 0.18157 | 0.18157 | 0.18157 | 0.99874 | -0.023779 | 0.99949 | -0.0095696 | 16.6277
204 | -0.12327 | -0.031511 | 0.12328 | 0.031521 | 1.5582e-05 | 9.8276e-06 | 0.18373 | 0.18373 | 0.18373 | 0.99949 | -0.0095696 | 0.99963 | -0.0069568 | 16.8254
205 | -0.005441 | -0.0013636 | 0.0054412 | 0.0013636 | 1.2381e-07 | 1.4523e-08 | 0.0081387 | 0.0081387 | 0.0081387 | 0.9948 | -0.099169 | 0.99482 | -0.098691 | 2.2359
206 | 0.0023392 | 0.00058624 | -0.0023392 | -0.00058626 | 9.7049e-09 | -2.1233e-08 | 0.003499 | 0.003499 | 0.003499 | 0.9948 | -0.099169 | 0.99479 | -0.099256 | 0.96127
207 | -0.0079951 | -0.0020037 | 0.0079959 | 0.0020041 | 8.5872e-07 | 3.4165e-07 | 0.011959 | 0.011959 | 0.011959 | 0.99482 | -0.098691 | 0.99494 | -0.096437 | 3.2854
208 | -0.010168 | -0.0025483 | 0.010168 | 0.0025487 | 6.6111e-07 | 3.2409e-07 | 0.015207 | 0.015207 | 0.015207 | 0.99494 | -0.096437 | 0.99501 | -0.095072 | 4.1777
209 | -0.012157 | -0.003047 | 0.012158 | 0.0030476 | 9.9029e-07 | 5.3e-07 | 0.01818 | 0.01818 | 0.01818 | 0.99501 | -0.095072 | 0.9951 | -0.093362 | 4.9946
210 | -0.015241 | -0.0038202 | 0.015244 | 0.0038218 | 2.8659e-06 | 1.643e-06 | 0.02279 | 0.02279 | 0.02279 | 0.9951 | -0.093362 | 0.9953 | -0.089416 | 6.261
211 | 0.20602 | 0.052358 | -0.20547 | -0.052006 | 0.00055174 | 0.00035131 | 0.30827 | 0.30827 | 0.30827 | 0.9953 | -0.089416 | 0.99239 | -0.14519 | 28.2298
212 | 0.17099 | 0.043364 | -0.17079 | -0.043239 | 0.00019739 | 0.0001254 | 0.25656 | 0.25657 | 0.25657 | 0.99239 | -0.14519 | 0.99114 | -0.16924 | 23.495
213 | 0.16105 | 0.040797 | -0.16104 | -0.040789 | 1.3327e-05 | 8.4589e-06 | 0.24194 | 0.24194 | 0.24194 | 0.99114 | -0.16924 | 0.99105 | -0.17096 | 22.1557
214 | 0.016211 | 0.0040669 | -0.016208 | -0.0040655 | 2.2759e-06 | 1.3282e-06 | 0.02451 | 0.02451 | 0.02451 | 0.98422 | -0.30345 | 0.98407 | -0.3064 | 6.7336
215 | -0.043193 | -0.010855 | 0.043195 | 0.010856 | 2.0611e-06 | 1.3026e-06 | 0.065202 | 0.065202 | 0.065202 | 0.9859 | -0.27071 | 0.98595 | -0.26971 | 17.9125
216 | -0.045051 | -0.011321 | 0.045051 | 0.011322 | 7.4225e-07 | 4.6958e-07 | 0.068002 | 0.068002 | 0.068002 | 0.98595 | -0.26971 | 0.98597 | -0.26936 | 18.6819
217 | -0.045914 | -0.011538 | 0.045917 | 0.01154 | 3.172e-06 | 2.0076e-06 | 0.069303 | 0.069303 | 0.069303 | 0.98597 | -0.26936 | 0.98604 | -0.26792 | 19.0394
218 | -0.046766 | -0.011753 | 0.046775 | 0.011758 | 8.6524e-06 | 5.4785e-06 | 0.070585 | 0.070585 | 0.070585 | 0.98604 | -0.26792 | 0.98624 | -0.26404 | 19.3916
219 | -0.051259 | -0.012882 | 0.051264 | 0.012885 | 4.7043e-06 | 2.984e-06 | 0.077351 | 0.077351 | 0.077351 | 0.98624 | -0.26404 | 0.98634 | -0.26212 | 21.2504
220 | -0.052585 | -0.013216 | 0.052621 | 0.013239 | 3.5726e-05 | 2.2671e-05 | 0.079345 | 0.079345 | 0.079345 | 0.98634 | -0.26212 | 0.98707 | -0.2479 | 21.798
221 | -0.053667 | -0.013501 | 0.053672 | 0.013504 | 4.5658e-06 | 2.8983e-06 | 0.080922 | 0.080922 | 0.080922 | 0.98707 | -0.2479 | 0.98716 | -0.24612 | 22.2313
222 | 0.058748 | 0.014799 | -0.058703 | -0.01477 | 4.4959e-05 | 2.8578e-05 | 0.088483 | 0.088483 | 0.088483 | 0.98825 | -0.22493 | 0.98743 | -0.24095 | 24.3086
223 | 0.056729 | 0.014275 | -0.056722 | -0.014271 | 7.146e-06 | 4.5401e-06 | 0.085509 | 0.085509 | 0.085509 | 0.98743 | -0.24095 | 0.98729 | -0.24359 | 23.4916
224 | 0.05482 | 0.013794 | -0.054814 | -0.01379 | 6.6292e-06 | 4.2096e-06 | 0.082643 | 0.082643 | 0.082643 | 0.98729 | -0.24359 | 0.98716 | -0.24612 | 22.7041
225 | 0.0045526 | 0.0011409 | -0.0045524 | -0.0011409 | 2.0478e-07 | -1.456e-08 | 0.0068931 | 0.0068931 | 0.0068931 | 0.98276 | -0.33185 | 0.98272 | -0.33279 | 1.8937
226 | -0.0035877 | -0.00089916 | 0.0035878 | 0.00089913 | 6.4305e-08 | -3.246e-08 | 0.0054326 | 0.0054325 | 0.0054326 | 0.9827 | -0.33317 | 0.98272 | -0.33279 | 1.4925
227 | 0.028546 | 0.0071669 | -0.028539 | -0.0071625 | 7.0758e-06 | 4.3968e-06 | 0.04291 | 0.04291 | 0.04291 | 0.99001 | -0.19166 | 0.98974 | -0.19685 | 11.7884
228 | 0.0243 | 0.0061002 | -0.024289 | -0.0060932 | 1.1326e-05 | 6.9581e-06 | 0.036537 | 0.036537 | 0.036537 | 0.98974 | -0.19685 | 0.98924 | -0.20663 | 10.0377
229 | 0.02142 | 0.0053743 | -0.021416 | -0.0053719 | 3.9705e-06 | 2.4102e-06 | 0.032223 | 0.032223 | 0.032223 | 0.98924 | -0.20663 | 0.98904 | -0.21052 | 8.8524
230 | 0.018467 | 0.0046328 | -0.01846 | -0.0046288 | 6.6933e-06 | 3.9871e-06 | 0.027785 | 0.027786 | 0.027786 | 0.98904 | -0.21052 | 0.98865 | -0.21812 | 7.6334
231 | 0.015545 | 0.003898 | -0.015543 | -0.0038968 | 2.0788e-06 | 1.2006e-06 | 0.023397 | 0.023397 | 0.023397 | 0.98865 | -0.21812 | 0.9885 | -0.22093 | 6.4278
232 | 0.012661 | 0.0031747 | -0.012658 | -0.0031729 | 3.2129e-06 | 1.754e-06 | 0.01906 | 0.01906 | 0.01906 | 0.9885 | -0.22093 | 0.98823 | -0.22626 | 5.2362
233 | 0.0095327 | 0.0023897 | -0.0095303 | -0.0023885 | 2.4218e-06 | 1.1485e-06 | 0.014354 | 0.014354 | 0.014354 | 0.98823 | -0.22626 | 0.98796 | -0.23159 | 3.9434
234 | 0.0062391 | 0.0015637 | -0.006239 | -0.0015636 | 8.8864e-08 | 2.251e-08 | 0.0093971 | 0.0093971 | 0.0093971 | 0.98796 | -0.23159 | 0.98794 | -0.23189 | 2.5816
235 | 0.0026513 | 0.00066446 | -0.0026513 | -0.00066447 | 7.2173e-09 | -1.0835e-08 | 0.0039933 | 0.0039933 | 0.0039933 | 0.98794 | -0.23189 | 0.98794 | -0.23194 | 1.0971
236 | -0.039322 | -0.0098886 | 0.039327 | 0.009892 | 5.2999e-06 | 3.3402e-06 | 0.059211 | 0.059211 | 0.059211 | 0.9884 | -0.2228 | 0.98854 | -0.21998 | 16.2667
237 | -0.040789 | -0.010258 | 0.040798 | 0.010264 | 8.8919e-06 | 5.6102e-06 | 0.061411 | 0.061411 | 0.061411 | 0.98854 | -0.21998 | 0.98878 | -0.21541 | 16.8711
238 | 0.0060993 | 0.0015234 | -0.0060993 | -0.0015234 | 9.2502e-08 | 2.21e-08 | 0.0092058 | 0.0092058 | 0.0092058 | 0.9857 | -0.27549 | 0.98568 | -0.27581 | 2.5291
239 | -0.0064416 | -0.0016092 | 0.0064416 | 0.0016092 | 1.3499e-08 | 3.7851e-09 | 0.0097224 | 0.0097224 | 0.0097224 | 0.9857 | -0.27549 | 0.9857 | -0.27544 | 2.671
240 | -0.0066591 | -0.0016637 | 0.0066597 | 0.0016639 | 5.8483e-07 | 1.7748e-07 | 0.010051 | 0.010051 | 0.010051 | 0.9857 | -0.27544 | 0.9858 | -0.27359 | 2.7612
241 | -0.0066597 | -0.0016639 | 0.0066603 | 0.0016641 | 6.3718e-07 | 1.9332e-07 | 0.010051 | 0.010051 | 0.010051 | 0.9858 | -0.27359 | 0.9859 | -0.27158 | 2.7612
242 | -0.0073205 | -0.0018296 | 0.007321 | 0.0018298 | 5.3749e-07 | 1.9421e-07 | 0.011047 | 0.011047 | 0.011047 | 0.9859 | -0.27158 | 0.98598 | -0.27004 | 3.0349
243 | -0.0084515 | -0.0021131 | 0.0084537 | 0.002114 | 2.1506e-06 | 9.2652e-07 | 0.012753 | 0.012753 | 0.012753 | 0.98598 | -0.27004 | 0.98625 | -0.26469 | 3.5036
244 | -0.010111 | -0.0025294 | 0.010112 | 0.0025296 | 5.1104e-07 | 2.5232e-07 | 0.015253 | 0.015253 | 0.015253 | 0.98625 | -0.26469 | 0.98631 | -0.26362 | 4.1905
245 | -0.011676 | -0.0029216 | 0.011676 | 0.002922 | 6.9187e-07 | 3.6689e-07 | 0.017613 | 0.017613 | 0.017613 | 0.98631 | -0.26362 | 0.98637 | -0.26238 | 4.8387
246 | -0.013384 | -0.00335 | 0.013385 | 0.0033505 | 9.6885e-07 | 5.3915e-07 | 0.020189 | 0.020189 | 0.020189 | 0.98637 | -0.26238 | 0.98645 | -0.26086 | 5.5465
247 | -0.015163 | -0.0037962 | 0.015166 | 0.003798 | 2.9841e-06 | 1.7156e-06 | 0.022872 | 0.022872 | 0.022872 | 0.98645 | -0.26086 | 0.98666 | -0.25672 | 6.2835
248 | -0.016824 | -0.0042133 | 0.016825 | 0.0042142 | 1.4132e-06 | 8.2968e-07 | 0.025371 | 0.025371 | 0.025371 | 0.98666 | -0.25672 | 0.98675 | -0.25496 | 6.9702
249 | 0.025113 | 0.006297 | -0.02511 | -0.006295 | 3.1955e-06 | 1.969e-06 | 0.037843 | 0.037843 | 0.037843 | 0.98752 | -0.24007 | 0.98738 | -0.24274 | 10.3963
250 | 0.023546 | 0.005903 | -0.023543 | -0.0059013 | 2.7648e-06 | 1.6946e-06 | 0.035486 | 0.035486 | 0.035486 | 0.98738 | -0.24274 | 0.98725 | -0.2452 | 9.7488
251 | 0.021886 | 0.0054859 | -0.02188 | -0.0054825 | 5.6916e-06 | 3.4643e-06 | 0.032987 | 0.032988 | 0.032988 | 0.98725 | -0.2452 | 0.98697 | -0.25066 | 9.0625
252 | 0.020102 | 0.0050367 | -0.0201 | -0.0050354 | 2.1831e-06 | 1.3162e-06 | 0.030306 | 0.030306 | 0.030306 | 0.98697 | -0.25066 | 0.98685 | -0.25294 | 8.3259
253 | 0.01839 | 0.0046071 | -0.018389 | -0.004606 | 1.7656e-06 | 1.0518e-06 | 0.027729 | 0.027729 | 0.027729 | 0.98685 | -0.25294 | 0.98675 | -0.25496 | 7.6179
254 | 0.062016 | 0.015647 | -0.061995 | -0.015634 | 2.0412e-05 | 1.2982e-05 | 0.093037 | 0.093037 | 0.093037 | 0.99226 | -0.14803 | 0.99191 | -0.15491 | 25.5596
255 | 0.060201 | 0.015184 | -0.060188 | -0.015176 | 1.2375e-05 | 7.8678e-06 | 0.090345 | 0.090345 | 0.090345 | 0.99191 | -0.15491 | 0.99168 | -0.1592 | 24.82
256 | 0.058367 | 0.01472 | -0.058349 | -0.014708 | 1.8097e-05 | 1.1501e-05 | 0.087612 | 0.087612 | 0.087612 | 0.99168 | -0.1592 | 0.99135 | -0.16568 | 24.0692
257 | 0.056556 | 0.014259 | -0.056544 | -0.014251 | 1.2217e-05 | 7.7605e-06 | 0.084921 | 0.084921 | 0.084921 | 0.99135 | -0.16568 | 0.99112 | -0.1702 | 23.3299
258 | 0.055075 | 0.013883 | -0.055059 | -0.013873 | 1.6134e-05 | 1.0245e-05 | 0.082716 | 0.082716 | 0.082716 | 0.99112 | -0.1702 | 0.9908 | -0.17632 | 22.7242
259 | 0.053612 | 0.01351 | -0.053602 | -0.013503 | 1.0443e-05 | 6.6284e-06 | 0.080543 | 0.080543 | 0.080543 | 0.9908 | -0.17632 | 0.99059 | -0.18039 | 22.1272
260 | 0.052381 | 0.013198 | -0.052367 | -0.013188 | 1.4604e-05 | 9.2658e-06 | 0.07871 | 0.07871 | 0.07871 | 0.99059 | -0.18039 | 0.99029 | -0.18622 | 21.6236
261 | 0.051165 | 0.012887 | -0.051156 | -0.012882 | 8.4523e-06 | 5.3605e-06 | 0.076903 | 0.076903 | 0.076903 | 0.99029 | -0.18622 | 0.99011 | -0.18968 | 21.1273
262 | 0.049688 | 0.012514 | -0.049674 | -0.012505 | 1.3159e-05 | 8.3411e-06 | 0.074696 | 0.074696 | 0.074696 | 0.99011 | -0.18968 | 0.98982 | -0.19522 | 20.521
263 | 0.048213 | 0.012139 | -0.048204 | -0.012133 | 9.0606e-06 | 5.7397e-06 | 0.072499 | 0.072499 | 0.072499 | 0.98982 | -0.19522 | 0.98962 | -0.19915 | 19.9173
264 | 0.04672 | 0.011761 | -0.046709 | -0.011754 | 1.1644e-05 | 7.3712e-06 | 0.070268 | 0.070268 | 0.070268 | 0.98962 | -0.19915 | 0.98935 | -0.20437 | 19.3045
265 | 0.045248 | 0.011388 | -0.045243 | -0.011384 | 5.869e-06 | 3.7128e-06 | 0.068072 | 0.068072 | 0.068072 | 0.98935 | -0.20437 | 0.98921 | -0.20708 | 18.7012
266 | 0.043759 | 0.011012 | -0.043748 | -0.011006 | 1.0224e-05 | 6.4627e-06 | 0.06584 | 0.06584 | 0.06584 | 0.98921 | -0.20708 | 0.98896 | -0.21197 | 18.088
267 | 0.042288 | 0.01064 | -0.042281 | -0.010636 | 6.9569e-06 | 4.3937e-06 | 0.063643 | 0.063643 | 0.063643 | 0.98896 | -0.21197 | 0.98878 | -0.21541 | 17.4844

## res_trafo
| p_hv_mw | q_hv_mvar | p_lv_mw | q_lv_mvar | pl_mw | ql_mvar | i_hv_ka | i_lv_ka | vm_hv_pu | va_hv_degree | vm_lv_pu | va_lv_degree | loading_percent
0 | -1.2729e-15 | -1.3162e-15 | 0.00165 | 1.2699e-07 | 0.00165 | 1.2699e-07 | 5.2857e-17 | 0.0023815 | 0.99998 | 149.9956 | 1 | 0 | 0.2619

## res_ext_grid
| p_mw | q_mvar
0 | 0.52403 | 0.13332

## res_load
| p_mw | q_mvar
0 | 0.0010163 | 0.00025472
1 | 0.00059292 | 0.0001486
2 | 0.0008178 | 0.00020496
3 | 0.0013238 | 0.00033179
4 | 0.00046397 | 0.00011628
5 | 0.0004783 | 0.00011987
6 | 0.00043732 | 0.0001096
7 | 0.00054709 | 0.00013711
8 | 0.00087782 | 0.00022
9 | 0.00046478 | 0.00011649
10 | 0.002185 | 0.00054762
11 | 0.0011316 | 0.00028361
12 | 0.002419 | 0.00060626
13 | 0.003113 | 0.00078018
14 | 0.0010531 | 0.00026393
15 | 0.0018356 | 0.00046005
16 | 0.00039097 | 9.7987e-05
17 | 0.00022975 | 5.758e-05
18 | 0.00031255 | 7.8332e-05
19 | 0.0030553 | 0.00076572
20 | 0.0021575 | 0.00054071
21 | 0.0014909 | 0.00037367
22 | 0.0074696 | 0.0018721
23 | 0.0012737 | 0.00031922
24 | 0.0022203 | 0.00055647
25 | 0.0017345 | 0.00043471
26 | 0.0013007 | 0.00032599
27 | 0.0017944 | 0.00044972
28 | 0.00082934 | 0.00020785
29 | 0.00079874 | 0.00020018
30 | 0.001911 | 0.00047895
31 | 0.0020917 | 0.00052424
32 | 0.0020226 | 0.00050692
33 | 0.0022244 | 0.00055748
34 | 0.0019445 | 0.00048734
35 | 0.00189 | 0.00047368
36 | 0.0015182 | 0.00038049
37 | 0.0030029 | 0.00075259
38 | 0.002111 | 0.00052907
39 | 0.0023067 | 0.00057812
40 | 0.00074547 | 0.00018683
41 | 0.0017359 | 0.00043505
42 | 0.0058691 | 0.0014709
43 | 0.0014484 | 0.00036301
44 | 0.0024194 | 0.00060637
45 | 0.00046768 | 0.00011721
46 | 0.0025161 | 0.0006306
47 | 0.00053036 | 0.00013292
48 | 0.0012554 | 0.00031462
49 | 0.00021494 | 5.3868e-05
50 | 0.00017239 | 4.3204e-05
51 | 0.00028133 | 7.0507e-05
52 | 0.00046082 | 0.00011549
53 | 0.0016115 | 0.00040387
54 | 0.00058224 | 0.00014592
55 | 0.0006046 | 0.00015153
56 | 0.00053211 | 0.00013336
57 | 0.00056459 | 0.0001415
58 | 0.0047659 | 0.0011945
59 | 0.0014791 | 0.00037071
60 | 0.00036931 | 9.2559e-05
61 | 0.00042097 | 0.00010551
62 | 0.00036266 | 9.0891e-05
63 | 0.0026968 | 0.00067588
64 | 0.0024476 | 0.00061343
65 | 0.0016263 | 0.00040758
66 | 0.0024608 | 0.00061675
67 | 0.002136 | 0.00053533
68 | 0.0012456 | 0.00031218
69 | 0.0019924 | 0.00049933
70 | 0.0018669 | 0.00046788
71 | 0.00068533 | 0.00017176
72 | 0.0014788 | 0.00037062
73 | 0.0012426 | 0.00031142
74 | 0.00097717 | 0.0002449
75 | 0.00076264 | 0.00019114
76 | 0.0021502 | 0.00053889
77 | 0.0016221 | 0.00040653
78 | 0.0024435 | 0.0006124
79 | 0.0011144 | 0.00027928
80 | 0.00080563 | 0.00020191
81 | 0.0010944 | 0.00027429
82 | 0.0034795 | 0.00087205
83 | 0.0024318 | 0.00060946
84 | 0.0036645 | 0.00091841
85 | 0.0030352 | 0.00076069
86 | 0.0014923 | 0.00037401
87 | 0.0011158 | 0.00027964
88 | 0.002635 | 0.00066038
89 | 0.0014707 | 0.0003686
90 | 0.0014115 | 0.00035375
91 | 0.0015343 | 0.00038453
92 | 0.0015341 | 0.00038447
93 | 0.0014569 | 0.00036514
94 | 0.0045164 | 0.0011319
95 | 0.0080046 | 0.0020062
96 | 0.0014927 | 0.00037411
97 | 0.0027208 | 0.00068189
98 | 0.010251 | 0.0025691
99 | 0.0014216 | 0.0003563
100 | 0.010332 | 0.0025894
101 | 0.001778 | 0.00044561
102 | 0.0017103 | 0.00042863
103 | 0.0015634 | 0.00039183
104 | 0.0016574 | 0.00041538
105 | 0.0017785 | 0.00044573
106 | 0.0018214 | 0.00045648
107 | 0.0017943 | 0.00044969
108 | 0.0017947 | 0.00044979
109 | 0.0018214 | 0.00045649
110 | 0.0018232 | 0.00045694
111 | 0.0017949 | 0.00044984
112 | 0.0018214 | 0.00045649
113 | 0.011604 | 0.0029081
114 | 0.0017947 | 0.00044979
115 | 0.004484 | 0.0011238
116 | 0.0010738 | 0.00026913
117 | 0.0036428 | 0.00091296
118 | 0.0023496 | 0.00058886
119 | 0.0034328 | 0.00086035
120 | 0.002146 | 0.00053783
121 | 0.0043931 | 0.001101
122 | 0.006713 | 0.0016824
123 | 0.0019774 | 0.00049559
124 | 0.0027838 | 0.0006977
125 | 0.0024454 | 0.00061287
126 | 0.0043965 | 0.0011019
127 | 0.0044462 | 0.0011143
128 | 0.0042301 | 0.0010602
129 | 0.0041761 | 0.0010466
130 | 0.0072553 | 0.0018184
131 | 0.00636 | 0.001594
132 | 0.0014202 | 0.00035594
133 | 0.0013155 | 0.00032969
134 | 0.0015168 | 0.00038014
135 | 0.001371 | 0.0003436
136 | 0.0036958 | 0.00092625
137 | 0.0038168 | 0.00095659
138 | 0.0014311 | 0.00035866
139 | 0.0040125 | 0.0010056
140 | 0.0096857 | 0.0024275
141 | 0.0034733 | 0.0008705
142 | 0.0023795 | 0.00059636
143 | 0.0014614 | 0.00036627
144 | 0.0014835 | 0.0003718
145 | 0.0013969 | 0.00035009
146 | 0.0014619 | 0.00036639
147 | 0.0013049 | 0.00032705
148 | 0.00046619 | 0.00011684
149 | 0.0031799 | 0.00079695
150 | 0.0016275 | 0.00040788
151 | 0.00085045 | 0.00021314
152 | 0.001489 | 0.00037318
153 | 0.0014755 | 0.0003698
154 | 0.0013326 | 0.00033398
155 | 0.0012108 | 0.00030345
156 | 0.0013167 | 0.00033001
157 | 0.0011042 | 0.00027673
158 | 0.0018321 | 0.00045916
159 | 0.001505 | 0.0003772
160 | 0.0014503 | 0.00036349
161 | 0.0013561 | 0.00033987
162 | 0.0031018 | 0.00077739
163 | 0.0025539 | 0.00064007
164 | 0.0023392 | 0.00058626
165 | 0.0021718 | 0.00054429
166 | 0.0019885 | 0.00049837
167 | 0.0030828 | 0.00077262
168 | 0.034484 | 0.0086424
169 | 0.0097414 | 0.0024414
170 | 0.0013641 | 0.00034186
171 | 0.00081307 | 0.00020377
172 | 0.0010603 | 0.00026573
173 | 0.0018557 | 0.00046509
174 | 0.00086221 | 0.00021609
175 | 0.00084941 | 0.00021288
176 | 0.0044846 | 0.0011239
177 | 0.0013212 | 0.00033112
178 | 0.0010463 | 0.00026222
179 | 0.001507 | 0.00037769
180 | 0.0019735 | 0.0004946
181 | 0.0019019 | 0.00047666
182 | 0.0011418 | 0.00028617
183 | 0.001059 | 0.00026542
184 | 0.0035877 | 0.00089916
185 | 0.00096459 | 0.00024175
186 | 0.0040586 | 0.0010172
187 | 0.0042386 | 0.0010623
188 | 0.0028685 | 0.00071891
189 | 0.0029493 | 0.00073916
190 | 0.0029157 | 0.00073073
191 | 0.0028815 | 0.00072217
192 | 0.0031253 | 0.00078326
193 | 0.0032912 | 0.00082485
194 | 0.0035877 | 0.00089917
195 | 0.0026513 | 0.00066447
196 | 0.0014835 | 0.0003718
197 | 0.0014616 | 0.0003663
198 | 0.00034222 | 8.5768e-05
199 | 0.00030123 | 7.5496e-05
200 | 0.0002175 | 5.4509e-05
201 | 0.00066018 | 0.00016546
202 | 0.0011305 | 0.00028333
203 | 0.0016574 | 0.00041538
204 | 0.001564 | 0.00039198
205 | 0.0017077 | 0.00042798
206 | 0.0017785 | 0.00044573
207 | 0.0016574 | 0.00041538
208 | 0.0017092 | 0.00042837
209 | 0.001564 | 0.00039197
210 | 0.0016574 | 0.00041538
211 | 0.0017785 | 0.00044573
212 | 0.0017092 | 0.00042836
213 | 0.0015635 | 0.00039184
214 | 0.0018214 | 0.00045649
215 | 0.0017947 | 0.0004498
216 | 0.0018214 | 0.00045649
217 | 0.0017927 | 0.00044929
218 | 0.0014686 | 0.00036806
219 | 0.001447 | 0.00036266
220 | 0.0012204 | 0.00030586
221 | 0.0012022 | 0.0003013
222 | 0.0014686 | 0.00036806
223 | 0.0014616 | 0.0003663
224 | 0.0014837 | 0.00037184
225 | 0.0014601 | 0.00036594
226 | 0.0014839 | 0.00037189
227 | 0.0014601 | 0.00036594
228 | 0.0014835 | 0.0003718

## dtypes
| element | column | dtype
0 | bus | name | object
1 | bus | vn_kv | float64
2 | bus | type | object
3 | bus | zone | object
4 | bus | in_service | bool
5 | load | name | object
6 | load | bus | uint32
7 | load | p_mw | float64
8 | load | q_mvar | float64
9 | load | const_z_percent | float64
10 | load | const_i_percent | float64
11 | load | sn_mva | float64
12 | load | scaling | float64
13 | load | in_service | bool
14 | load | type | object
15 | ext_grid | name | object
16 | ext_grid | bus | uint32
17 | ext_grid | vm_pu | float64
18 | ext_grid | va_degree | float64
19 | ext_grid | slack_weight | float64
20 | ext_grid | in_service | bool
21 | line | name | object
22 | line | std_type | object
23 | line | from_bus | uint32
24 | line | to_bus | uint32
25 | line | length_km | float64
26 | line | r_ohm_per_km | float64
27 | line | x_ohm_per_km | float64
28 | line | c_nf_per_km | float64
29 | line | g_us_per_km | float64
30 | line | max_i_ka | float64
31 | line | df | float64
32 | line | parallel | uint32
33 | line | type | object
34 | line | in_service | bool
35 | trafo | name | object
36 | trafo | std_type | object
37 | trafo | hv_bus | uint32
38 | trafo | lv_bus | uint32
39 | trafo | sn_mva | float64
40 | trafo | vn_hv_kv | float64
41 | trafo | vn_lv_kv | float64
42 | trafo | vk_percent | float64
43 | trafo | vkr_percent | float64
44 | trafo | pfe_kw | float64
45 | trafo | i0_percent | float64
46 | trafo | shift_degree | float64
47 | trafo | tap_side | object
48 | trafo | tap_neutral | int32
49 | trafo | tap_min | int32
50 | trafo | tap_max | int32
51 | trafo | tap_step_percent | float64
52 | trafo | tap_step_degree | float64
53 | trafo | tap_pos | int32
54 | trafo | tap_phase_shifter | bool
55 | trafo | parallel | uint32
56 | trafo | df | float64
57 | trafo | in_service | bool
58 | line_geodata | coords | object
59 | bus_geodata | x | float64
60 | bus_geodata | y | float64
61 | bus_geodata | coords | object
62 | res_bus | vm_pu | float64
63 | res_bus | va_degree | float64
64 | res_bus | p_mw | float64
65 | res_bus | q_mvar | float64
66 | res_line | p_from_mw | float64
67 | res_line | q_from_mvar | float64
68 | res_line | p_to_mw | float64
69 | res_line | q_to_mvar | float64
70 | res_line | pl_mw | float64
71 | res_line | ql_mvar | float64
72 | res_line | i_from_ka | float64
73 | res_line | i_to_ka | float64
74 | res_line | i_ka | float64
75 | res_line | vm_from_pu | float64
76 | res_line | va_from_degree | float64
77 | res_line | vm_to_pu | float64
78 | res_line | va_to_degree | float64
79 | res_line | loading_percent | float64
80 | res_trafo | p_hv_mw | float64
81 | res_trafo | q_hv_mvar | float64
82 | res_trafo | p_lv_mw | float64
83 | res_trafo | q_lv_mvar | float64
84 | res_trafo | pl_mw | float64
85 | res_trafo | ql_mvar | float64
86 | res_trafo | i_hv_ka | float64
87 | res_trafo | i_lv_ka | float64
88 | res_trafo | vm_hv_pu | float64
89 | res_trafo | va_hv_degree | float64
90 | res_trafo | vm_lv_pu | float64
91 | res_trafo | va_lv_degree | float64
92 | res_trafo | loading_percent | float64
93 | res_ext_grid | p_mw | float64
94 | res_ext_grid | q_mvar | float64
95 | res_load | p_mw | float64
96 | res_load | q_mvar | float64

## parameters
| version | format_version | converged | OPF_converged | name | f_hz | sn_mva
0 | 2.14.6 | 2.14.0 | TRUE | FALSE |  | 50 | 1