## bus
| name | vn_kv | type | zone | in_service
0 | bus_LV_199-6_0_6_node_0 | 0.4 | n |  | TRUE
1 | bus_LV_199-6_0_6_node_1 | 0.4 | n |  | TRUE
2 | bus_LV_199-6_0_6_node_3 | 0.4 | n |  | TRUE
3 | bus_LV_199-6_0_6_node_39 | 0.4 | n |  | TRUE
4 | bus_LV_199-6_0_6_node_5 | 0.4 | n |  | TRUE
5 | bus_LV_199-6_0_6_node_40 | 0.4 | n |  | TRUE
6 | bus_LV_199-6_0_6_node_98 | 0.4 | n |  | TRUE
7 | bus_LV_199-6_0_6_node_7 | 0.4 | n |  | TRUE
8 | bus_LV_199-6_0_6_node_11 | 0.4 | n |  | TRUE
9 | bus_LV_199-6_0_6_node_102 | 0.4 | n |  | TRUE
10 | bus_LV_199-6_0_6_node_10 | 0.4 | n |  | TRUE
11 | bus_LV_199-6_0_6_node_147 | 0.4 | n |  | TRUE
12 | bus_LV_199-6_0_6_node_16 | 0.4 | n |  | TRUE
13 | bus_LV_199-6_0_6_node_44 | 0.4 | n |  | TRUE
14 | bus_LV_199-6_0_6_node_12 | 0.4 | n |  | TRUE
15 | bus_LV_199-6_0_6_node_24 | 0.4 | n |  | TRUE
16 | bus_LV_199-6_0_6_node_146 | 0.4 | n |  | TRUE
17 | bus_LV_199-6_0_6_node_13 | 0.4 | n |  | TRUE
18 | bus_LV_199-6_0_6_node_31 | 0.4 | n |  | TRUE
19 | bus_LV_199-6_0_6_node_35 | 0.4 | n |  | TRUE
20 | bus_LV_199-6_0_6_node_14 | 0.4 | n |  | TRUE
21 | bus_LV_199-6_0_6_node_49 | 0.4 | n |  | TRUE
22 | bus_LV_199-6_0_6_node_47 | 0.4 | n |  | TRUE
23 | bus_LV_199-6_0_6_node_15 | 0.4 | n |  | TRUE
24 | bus_LV_199-6_0_6_node_148 | 0.4 | n |  | TRUE
25 | bus_LV_199-6_0_6_node_26 | 0.4 | n |  | TRUE
26 | bus_LV_199-6_0_6_node_145 | 0.4 | n |  | TRUE
27 | bus_LV_199-6_0_6_node_17 | 0.4 | n |  | TRUE
28 | bus_LV_199-6_0_6_node_48 | 0.4 | n |  | TRUE
29 | bus_LV_199-6_0_6_node_29 | 0.4 | n |  | TRUE
30 | bus_LV_199-6_0_6_node_18 | 0.4 | n |  | TRUE
31 | bus_LV_199-6_0_6_node_36 | 0.4 | n |  | TRUE
32 | bus_LV_199-6_0_6_node_34 | 0.4 | n |  | TRUE
33 | bus_LV_199-6_0_6_node_19 | 0.4 | n |  | TRUE
34 | bus_LV_199-6_0_6_node_52 | 0.4 | n |  | TRUE
35 | bus_LV_199-6_0_6_node_41 | 0.4 | n |  | TRUE
36 | bus_LV_199-6_0_6_node_20 | 0.4 | n |  | TRUE
37 | bus_LV_199-6_0_6_node_43 | 0.4 | n |  | TRUE
38 | bus_LV_199-6_0_6_node_42 | 0.4 | n |  | TRUE
39 | bus_LV_199-6_0_6_node_21 | 0.4 | n |  | TRUE
40 | bus_LV_199-6_0_6_node_143 | 0.4 | n |  | TRUE
41 | bus_LV_199-6_0_6_node_142 | 0.4 | n |  | TRUE
42 | bus_LV_199-6_0_6_node_23 | 0.4 | n |  | TRUE
43 | bus_LV_199-6_0_6_node_99 | 0.4 | n |  | TRUE
44 | bus_LV_199-6_0_6_node_151 | 0.4 | n |  | TRUE
45 | bus_LV_199-6_0_6_node_97 | 0.4 | n |  | TRUE
46 | bus_LV_199-6_0_6_node_27 | 0.4 | n |  | TRUE
47 | bus_LV_199-6_0_6_node_71 | 0.4 | n |  | TRUE
48 | bus_LV_199-6_0_6_node_132 | 0.4 | n |  | TRUE
49 | bus_LV_199-6_0_6_node_94 | 0.4 | n |  | TRUE
50 | bus_LV_199-6_0_6_node_30 | 0.4 | n |  | TRUE
51 | bus_LV_199-6_0_6_node_107 | 0.4 | n |  | TRUE
52 | bus_LV_199-6_0_6_node_110 | 0.4 | n |  | TRUE
53 | bus_LV_199-6_0_6_node_33 | 0.4 | n |  | TRUE
54 | bus_LV_199-6_0_6_node_89 | 0.4 | n |  | TRUE
55 | bus_LV_199-6_0_6_node_88 | 0.4 | n |  | TRUE
56 | bus_LV_199-6_0_6_node_103 | 0.4 | n |  | TRUE
57 | bus_LV_199-6_0_6_node_105 | 0.4 | n |  | TRUE
58 | bus_LV_199-6_0_6_node_38 | 0.4 | n |  | TRUE
59 | bus_LV_199-6_0_6_node_101 | 0.4 | n |  | TRUE
60 | bus_LV_199-6_0_6_node_100 | 0.4 | n |  | TRUE
61 | bus_LV_199-6_0_6_node_46 | 0.4 | n |  | TRUE
62 | bus_LV_199-6_0_6_node_104 | 0.4 | n |  | TRUE
63 | bus_LV_199-6_0_6_node_45 | 0.4 | n |  | TRUE
64 | bus_LV_199-6_0_6_node_86 | 0.4 | n |  | TRUE
65 | bus_LV_199-6_0_6_node_50 | 0.4 | n |  | TRUE
66 | bus_LV_199-6_0_6_node_51 | 0.4 | n |  | TRUE
67 | bus_LV_199-6_0_6_node_106 | 0.4 | n |  | TRUE
68 | bus_LV_199-6_0_6_node_79 | 0.4 | n |  | TRUE
69 | bus_LV_199-6_0_6_node_96 | 0.4 | n |  | TRUE
70 | bus_LV_199-6_0_6_node_141 | 0.4 | n |  | TRUE
71 | bus_LV_199-6_0_6_node_95 | 0.4 | n |  | TRUE
72 | bus_LV_199-6_0_6_node_69 | 0.4 | n |  | TRUE
73 | bus_LV_199-6_0_6_node_144 | 0.4 | n |  | TRUE
74 | bus_LV_199-6_0_6_node_56 | 0.4 | n |  | TRUE
75 | bus_LV_199-6_0_6_node_54 | 0.4 | n |  | TRUE
76 | bus_LV_199-6_0_6_node_112 | 0.4 | n |  | TRUE
77 | bus_LV_199-6_0_6_node_108 | 0.4 | n |  | TRUE
78 | bus_LV_199-6_0_6_node_128 | 0.4 | n |  | TRUE
79 | bus_LV_199-6_0_6_node_59 | 0.4 | n |  | TRUE
80 | bus_LV_199-6_0_6_node_60 | 0.4 | n |  | TRUE
81 | bus_LV_199-6_0_6_node_80 | 0.4 | n |  | TRUE
82 | bus_LV_199-6_0_6_node_91 | 0.4 | n |  | TRUE
83 | bus_LV_199-6_0_6_node_76 | 0.4 | n |  | TRUE
84 | bus_LV_199-6_0_6_node_53 | 0.4 | n |  | TRUE
85 | bus_LV_199-6_0_6_node_55 | 0.4 | n |  | TRUE
86 | bus_LV_199-6_0_6_node_57 | 0.4 | n |  | TRUE
87 | bus_LV_199-6_0_6_node_129 | 0.4 | n |  | TRUE
88 | bus_LV_199-6_0_6_node_74 | 0.4 | n |  | TRUE
89 | bus_LV_199-6_0_6_node_73 | 0.4 | n |  | TRUE
90 | bus_LV_199-6_0_6_node_130 | 0.4 | n |  | TRUE
91 | bus_LV_199-6_0_6_node_135 | 0.4 | n |  | TRUE
92 | bus_LV_199-6_0_6_node_134 | 0.4 | n |  | TRUE
93 | bus_LV_199-6_0_6_node_61 | 0.4 | n |  | TRUE
94 | bus_LV_199-6_0_6_node_67 | 0.4 | n |  | TRUE
95 | bus_LV_199-6_0_6_node_63 | 0.4 | n |  | TRUE
96 | bus_LV_199-6_0_6_node_149 | 0.4 | n |  | TRUE
97 | bus_LV_199-6_0_6_node_150 | 0.4 | n |  | TRUE
98 | bus_LV_199-6_0_6_node_64 | 0.4 | n |  | TRUE
99 | bus_LV_199-6_0_6_node_87 | 0.4 | n |  | TRUE
100 | bus_LV_199-6_0_6_node_81 | 0.4 | n |  | TRUE
101 | bus_LV_199-6_0_6_node_65 | 0.4 | n |  | TRUE
102 | bus_LV_199-6_0_6_node_66 | 0.4 | n |  | TRUE
103 | bus_LV_199-6_0_6_node_83 | 0.4 | n |  | TRUE
104 | bus_LV_199-6_0_6_node_85 | 0.4 | n |  | TRUE
105 | bus_LV_199-6_0_6_node_82 | 0.4 | n |  | TRUE
106 | bus_LV_199-6_0_6_node_84 | 0.4 | n |  | TRUE
107 | bus_LV_199-6_0_6_node_68 | 0.4 | n |  | TRUE
108 | bus_LV_199-6_0_6_node_70 | 0.4 | n |  | TRUE
109 | bus_LV_199-6_0_6_node_72 | 0.4 | n |  | TRUE
110 | bus_LV_199-6_0_6_node_117 | 0.4 | n |  | TRUE
111 | bus_LV_199-6_0_6_node_116 | 0.4 | n |  | TRUE
112 | bus_LV_199-6_0_6_node_75 | 0.4 | n |  | TRUE
113 | bus_LV_199-6_0_6_node_77 | 0.4 | n |  | TRUE
114 | bus_LV_199-6_0_6_node_78 | 0.4 | n |  | TRUE
115 | bus_LV_199-6_0_6_node_131 | 0.4 | n |  | TRUE
116 | bus_LV_199-6_0_6_node_90 | 0.4 | n |  | TRUE
117 | bus_LV_199-6_0_6_node_92 | 0.4 | n |  | TRUE
118 | bus_LV_199-6_0_6_node_93 | 0.4 | n |  | TRUE
119 | bus_LV_199-6_0_6_node_137 | 0.4 | n |  | TRUE
120 | bus_LV_199-6_0_6_node_136 | 0.4 | n |  | TRUE
121 | bus_LV_199-6_0_6_node_109 | 0.4 | n |  | TRUE
122 | bus_LV_199-6_0_6_node_111 | 0.4 | n |  | TRUE
123 | bus_LV_199-6_0_6_node_118 | 0.4 | n |  | TRUE
124 | bus_LV_199-6_0_6_node_140 | 0.4 | n |  | TRUE
125 | bus_LV_199-6_0_6_node_119 | 0.4 | n |  | TRUE
126 | bus_LV_199-6_0_6_node_139 | 0.4 | n |  | TRUE
127 | bus_LV_199-6_0_6_node_113 | 0.4 | n |  | TRUE
128 | bus_LV_199-6_0_6_node_114 | 0.4 | n |  | TRUE
129 | bus_LV_199-6_0_6_node_115 | 0.4 | n |  | TRUE
130 | bus_LV_199-6_0_6_node_120 | 0.4 | n |  | TRUE
131 | bus_LV_199-6_0_6_node_121 | 0.4 | n |  | TRUE
132 | bus_LV_199-6_0_6_node_122 | 0.4 | n |  | TRUE
133 | bus_LV_199-6_0_6_node_123 | 0.4 | n |  | TRUE
134 | bus_LV_199-6_0_6_node_124 | 0.4 | n |  | TRUE
135 | bus_LV_199-6_0_6_node_125 | 0.4 | n |  | TRUE
136 | bus_LV_199-6_0_6_node_126 | 0.4 | n |  | TRUE
137 | bus_LV_199-6_0_6_node_127 | 0.4 | n |  | TRUE
138 | bus_LV_199-6_0_6_node_133 | 0.4 | n |  | TRUE
139 | bus_LV_199-6_0_6_node_138 | 0.4 | n |  | TRUE
140 | bus_MV_502_0_node_139 | 20 | n |  | TRUE

## load
| name | bus | p_mw | q_mvar | const_z_percent | const_i_percent | sn_mva | scaling | in_service | type
0 | LV_199-6_0_6_load_0 | 0 | 0.0068041 | 0.0017053 | 0 | 0 |  | 1 | TRUE | wye
1 | LV_199-6_0_6_load_3 | 2 | 0.006946 | 0.0017408 | 0 | 0 |  | 1 | TRUE | wye
2 | LV_199-6_0_6_load_98 | 6 | 0.0050413 | 0.0012635 | 0 | 0 |  | 1 | TRUE | wye
3 | LV_199-6_0_6_load_102 | 9 | 0.012493 | 0.003131 | 0 | 0 |  | 1 | TRUE | wye
4 | LV_199-6_0_6_load_147 | 11 | 0.016064 | 0.004026 | 0 | 0 |  | 1 | TRUE | wye
5 | LV_199-6_0_6_load_44 | 13 | 0.010568 | 0.0026485 | 0 | 0 |  | 1 | TRUE | wye
6 | LV_199-6_0_6_load_146 | 16 | 0.0091435 | 0.0022916 | 0 | 0 |  | 1 | TRUE | wye
7 | LV_199-6_0_6_load_47 | 22 | 0.061851 | 0.015501 | 0 | 0 |  | 1 | TRUE | wye
8 | LV_199-6_0_6_load_148 | 24 | 0.00077964 | 0.0001954 | 0 | 0 |  | 1 | TRUE | wye
9 | LV_199-6_0_6_load_145 | 26 | 0.011627 | 0.0029141 | 0 | 0 |  | 1 | TRUE | wye
10 | LV_199-6_0_6_load_52 | 34 | 0.016906 | 0.0042371 | 0 | 0 |  | 1 | TRUE | wye
11 | LV_199-6_0_6_load_41 | 35 | 0.0050303 | 0.0012607 | 0 | 0 |  | 1 | TRUE | wye
12 | LV_199-6_0_6_load_43 | 37 | 0.0050015 | 0.0012535 | 0 | 0 |  | 1 | TRUE | wye
13 | LV_199-6_0_6_load_42 | 38 | 0.0051445 | 0.0012893 | 0 | 0 |  | 1 | TRUE | wye
14 | LV_199-6_0_6_load_143 | 40 | 0.032328 | 0.0081022 | 0 | 0 |  | 1 | TRUE | wye
15 | LV_199-6_0_6_load_142 | 41 | 0.0059227 | 0.0014844 | 0 | 0 |  | 1 | TRUE | wye
16 | LV_199-6_0_6_load_99 | 43 | 0.0049934 | 0.0012515 | 0 | 0 |  | 1 | TRUE | wye
17 | LV_199-6_0_6_load_151 | 44 | 0.0089118 | 0.0022335 | 0 | 0 |  | 1 | TRUE | wye
18 | LV_199-6_0_6_load_97 | 45 | 0.013786 | 0.0034551 | 0 | 0 |  | 1 | TRUE | wye
19 | LV_199-6_0_6_load_132 | 48 | 0.0021271 | 0.00053309 | 0 | 0 |  | 1 | TRUE | wye
20 | LV_199-6_0_6_load_94 | 49 | 0.00037042 | 9.2837e-05 | 0 | 0 |  | 1 | TRUE | wye
21 | LV_199-6_0_6_load_88 | 55 | 0.017118 | 0.0042901 | 0 | 0 |  | 1 | TRUE | wye
22 | LV_199-6_0_6_load_103 | 56 | 0.015694 | 0.0039334 | 0 | 0 |  | 1 | TRUE | wye
23 | LV_199-6_0_6_load_105 | 57 | 0.0039608 | 0.00099266 | 0 | 0 |  | 1 | TRUE | wye
24 | LV_199-6_0_6_load_38 | 58 | 0.0086959 | 0.0021794 | 0 | 0 |  | 1 | TRUE | wye
25 | LV_199-6_0_6_load_101 | 59 | 0.009231 | 0.0023135 | 0 | 0 |  | 1 | TRUE | wye
26 | LV_199-6_0_6_load_100 | 60 | 0.0072427 | 0.0018152 | 0 | 0 |  | 1 | TRUE | wye
27 | LV_199-6_0_6_load_104 | 62 | 0.0047653 | 0.0011943 | 0 | 0 |  | 1 | TRUE | wye
28 | LV_199-6_0_6_load_86 | 64 | 0.014158 | 0.0035484 | 0 | 0 |  | 1 | TRUE | wye
29 | LV_199-6_0_6_load_50 | 65 | 0.036085 | 0.0090437 | 0 | 0 |  | 1 | TRUE | wye
30 | LV_199-6_0_6_load_106 | 67 | 0.00063941 | 0.00016025 | 0 | 0 |  | 1 | TRUE | wye
31 | LV_199-6_0_6_load_141 | 70 | 0.032506 | 0.0081468 | 0 | 0 |  | 1 | TRUE | wye
32 | LV_199-6_0_6_load_69 | 72 | 0.0019342 | 0.00048475 | 0 | 0 |  | 1 | TRUE | wye
33 | LV_199-6_0_6_load_144 | 73 | 0.0096115 | 0.0024089 | 0 | 0 |  | 1 | TRUE | wye
34 | LV_199-6_0_6_load_54 | 75 | 0.0014021 | 0.0003514 | 0 | 0 |  | 1 | TRUE | wye
35 | LV_199-6_0_6_load_112 | 76 | 0.0012374 | 0.00031013 | 0 | 0 |  | 1 | TRUE | wye
36 | LV_199-6_0_6_load_108 | 77 | 0.0010144 | 0.00025424 | 0 | 0 |  | 1 | TRUE | wye
37 | LV_199-6_0_6_load_128 | 78 | 0.00059334 | 0.0001487 | 0 | 0 |  | 1 | TRUE | wye
38 | LV_199-6_0_6_load_59 | 79 | 0.0034347 | 0.00086082 | 0 | 0 |  | 1 | TRUE | wye
39 | LV_199-6_0_6_load_60 | 80 | 0.0030317 | 0.00075982 | 0 | 0 |  | 1 | TRUE | wye
40 | LV_199-6_0_6_load_91 | 82 | 0.0035172 | 0.00088149 | 0 | 0 |  | 1 | TRUE | wye
41 | LV_199-6_0_6_load_53 | 84 | 0.00993 | 0.0024887 | 0 | 0 |  | 1 | TRUE | wye
42 | LV_199-6_0_6_load_57 | 86 | 0.0013884 | 0.00034795 | 0 | 0 |  | 1 | TRUE | wye
43 | LV_199-6_0_6_load_129 | 87 | 0.0014316 | 0.0003588 | 0 | 0 |  | 1 | TRUE | wye
44 | LV_199-6_0_6_load_74 | 88 | 0.0015818 | 0.00039642 | 0 | 0 |  | 1 | TRUE | wye
45 | LV_199-6_0_6_load_73 | 89 | 0.0029413 | 0.00073716 | 0 | 0 |  | 1 | TRUE | wye
46 | LV_199-6_0_6_load_130 | 90 | 0.0016689 | 0.00041828 | 0 | 0 |  | 1 | TRUE | wye
47 | LV_199-6_0_6_load_135 | 91 | 0.0023998 | 0.00060145 | 0 | 0 |  | 1 | TRUE | wye
48 | LV_199-6_0_6_load_134 | 92 | 0.0014361 | 0.00035992 | 0 | 0 |  | 1 | TRUE | wye
49 | LV_199-6_0_6_load_63 | 95 | 0.0054571 | 0.0013677 | 0 | 0 |  | 1 | TRUE | wye
50 | LV_199-6_0_6_load_149 | 96 | 0.0048348 | 0.0012117 | 0 | 0 |  | 1 | TRUE | wye
51 | LV_199-6_0_6_load_150 | 97 | 0.0059979 | 0.0015032 | 0 | 0 |  | 1 | TRUE | wye
52 | LV_199-6_0_6_load_64 | 98 | 0.00382 | 0.00095739 | 0 | 0 |  | 1 | TRUE | wye
53 | LV_199-6_0_6_load_87 | 99 | 0.014164 | 0.0035498 | 0 | 0 |  | 1 | TRUE | wye
54 | LV_199-6_0_6_load_65 | 101 | 0.0014018 | 0.00035132 | 0 | 0 |  | 1 | TRUE | wye
55 | LV_199-6_0_6_load_66 | 102 | 0.001584 | 0.000397 | 0 | 0 |  | 1 | TRUE | wye
56 | LV_199-6_0_6_load_82 | 105 | 0.014164 | 0.0035497 | 0 | 0 |  | 1 | TRUE | wye
57 | LV_199-6_0_6_load_68 | 107 | 0.0029523 | 0.00073992 | 0 | 0 |  | 1 | TRUE | wye
58 | LV_199-6_0_6_load_70 | 108 | 0.0018165 | 0.00045526 | 0 | 0 |  | 1 | TRUE | wye
59 | LV_199-6_0_6_load_72 | 109 | 0.0022972 | 0.00057572 | 0 | 0 |  | 1 | TRUE | wye
60 | LV_199-6_0_6_load_117 | 110 | 0.002017 | 0.00050551 | 0 | 0 |  | 1 | TRUE | wye
61 | LV_199-6_0_6_load_116 | 111 | 0.0022221 | 0.0005569 | 0 | 0 |  | 1 | TRUE | wye
62 | LV_199-6_0_6_load_75 | 112 | 0.01416 | 0.0035488 | 0 | 0 |  | 1 | TRUE | wye
63 | LV_199-6_0_6_load_78 | 114 | 0.0015709 | 0.0003937 | 0 | 0 |  | 1 | TRUE | wye
64 | LV_199-6_0_6_load_131 | 115 | 0.0015442 | 0.00038701 | 0 | 0 |  | 1 | TRUE | wye
65 | LV_199-6_0_6_load_90 | 116 | 0.0033842 | 0.00084816 | 0 | 0 |  | 1 | TRUE | wye
66 | LV_199-6_0_6_load_92 | 117 | 0.0032753 | 0.00082086 | 0 | 0 |  | 1 | TRUE | wye
67 | LV_199-6_0_6_load_93 | 118 | 0.0013592 | 0.00034065 | 0 | 0 |  | 1 | TRUE | wye
68 | LV_199-6_0_6_load_137 | 119 | 0.0011412 | 0.00028602 | 0 | 0 |  | 1 | TRUE | wye
69 | LV_199-6_0_6_load_136 | 120 | 0.0024761 | 0.00062057 | 0 | 0 |  | 1 | TRUE | wye
70 | LV_199-6_0_6_load_109 | 121 | 0.0012489 | 0.00031301 | 0 | 0 |  | 1 | TRUE | wye
71 | LV_199-6_0_6_load_111 | 122 | 0.0012759 | 0.00031978 | 0 | 0 |  | 1 | TRUE | wye
72 | LV_199-6_0_6_load_118 | 123 | 0.0012778 | 0.00032026 | 0 | 0 |  | 1 | TRUE | wye
73 | LV_199-6_0_6_load_140 | 124 | 0.0010033 | 0.00025145 | 0 | 0 |  | 1 | TRUE | wye
74 | LV_199-6_0_6_load_119 | 125 | 0.0011597 | 0.00029065 | 0 | 0 |  | 1 | TRUE | wye
75 | LV_199-6_0_6_load_139 | 126 | 0.0012687 | 0.00031797 | 0 | 0 |  | 1 | TRUE | wye
76 | LV_199-6_0_6_load_113 | 127 | 0.0021455 | 0.00053772 | 0 | 0 |  | 1 | TRUE | wye
77 | LV_199-6_0_6_load_114 | 128 | 0.0025939 | 0.00065008 | 0 | 0 |  | 1 | TRUE | wye
78 | LV_199-6_0_6_load_115 | 129 | 0.0022688 | 0.00056861 | 0 | 0 |  | 1 | TRUE | wye
79 | LV_199-6_0_6_load_120 | 130 | 0.001034 | 0.00025914 | 0 | 0 |  | 1 | TRUE | wye
80 | LV_199-6_0_6_load_121 | 131 | 0.0011172 | 0.00028 | 0 | 0 |  | 1 | TRUE | wye
81 | LV_199-6_0_6_load_122 | 132 | 0.0012805 | 0.00032091 | 0 | 0 |  | 1 | TRUE | wye
82 | LV_199-6_0_6_load_123 | 133 | 0.0025807 | 0.00064679 | 0 | 0 |  | 1 | TRUE | wye
83 | LV_199-6_0_6_load_124 | 134 | 0.0011167 | 0.00027988 | 0 | 0 |  | 1 | TRUE | wye
84 | LV_199-6_0_6_load_125 | 135 | 0.0011814 | 0.00029608 | 0 | 0 |  | 1 | TRUE | wye
85 | LV_199-6_0_6_load_126 | 136 | 0.00098698 | 0.00024736 | 0 | 0 |  | 1 | TRUE | wye
86 | LV_199-6_0_6_load_127 | 137 | 0.0011309 | 0.00028342 | 0 | 0 |  | 1 | TRUE | wye
87 | LV_199-6_0_6_load_133 | 138 | 0.00093023 | 0.00023314 | 0 | 0 |  | 1 | TRUE | wye
88 | LV_199-6_0_6_load_138 | 139 | 0.0012486 | 0.00031292 | 0 | 0 |  | 1 | TRUE | wye

## ext_grid
| name | bus | vm_pu | va_degree | slack_weight | in_service
0 |  | 54 | 1 | 0 | 1 | TRUE

## line
| name | std_type | from_bus | to_bus | length_km | r_ohm_per_km | x_ohm_per_km | c_nf_per_km | g_us_per_km | max_i_ka | df | parallel | type | in_service
0 | LV_199-6_0_6_line_0 |  | 0 | 1 | 0.038501 | 0.125 | 0.08 | 261 | 0 | 0.364 | 1 | 1 | cs | TRUE
1 | LV_199-6_0_6_line_1 |  | 1 | 2 | 0.013529 | 0.125 | 0.08 | 261 | 0 | 0.364 | 1 | 1 | cs | TRUE
2 | LV_199-6_0_6_line_2 |  | 2 | 3 | 0.045107 | 0.125 | 0.08 | 261 | 0 | 0.364 | 1 | 1 | cs | TRUE
3 | LV_199-6_0_6_line_3 |  | 3 | 5 | 0.001577 | 0.125 | 0.08 | 261 | 0 | 0.364 | 1 | 1 | cs | TRUE
4 | LV_199-6_0_6_line_4 |  | 3 | 58 | 0.026921 | 0.125 | 0.08 | 261 | 0 | 0.364 | 1 | 1 | cs | TRUE
5 | LV_199-6_0_6_line_5 |  | 4 | 5 | 0.004022 | 0.125 | 0.08 | 261 | 0 | 0.364 | 1 | 1 | cs | TRUE
6 | LV_199-6_0_6_line_6 |  | 4 | 6 | 0.019174 | 0.125 | 0.08 | 261 | 0 | 0.364 | 1 | 1 | cs | TRUE
7 | LV_199-6_0_6_line_7 |  | 5 | 60 | 0.012731 | 0.125 | 0.08 | 261 | 0 | 0.364 | 1 | 1 | cs | TRUE
8 | LV_199-6_0_6_line_8 |  | 6 | 43 | 0.0014247 | 0.125 | 0.08 | 261 | 0 | 0.364 | 1 | 1 | cs | TRUE
9 | LV_199-6_0_6_line_9 |  | 7 | 8 | 0.034542 | 0.125 | 0.08 | 261 | 0 | 0.364 | 1 | 1 | cs | TRUE
10 | LV_199-6_0_6_line_10 |  | 7 | 9 | 0.0025711 | 0.125 | 0.08 | 261 | 0 | 0.364 | 1 | 1 | cs | TRUE
11 | LV_199-6_0_6_line_11 |  | 8 | 13 | 0.019981 | 0.125 | 0.08 | 261 | 0 | 0.364 | 1 | 1 | cs | TRUE
12 | LV_199-6_0_6_line_12 |  | 8 | 10 | 0.045262 | 0.125 | 0.08 | 261 | 0 | 0.364 | 1 | 1 | cs | TRUE
13 | LV_199-6_0_6_line_13 |  | 9 | 59 | 0.032578 | 0.125 | 0.08 | 261 | 0 | 0.364 | 1 | 1 | cs | TRUE
14 | LV_199-6_0_6_line_14 |  | 10 | 11 | 0.006006 | 0.125 | 0.08 | 261 | 0 | 0.364 | 1 | 1 | cs | TRUE
15 | LV_199-6_0_6_line_15 |  | 10 | 12 | 0.024993 | 0.125 | 0.08 | 261 | 0 | 0.364 | 1 | 1 | cs | TRUE
16 | LV_199-6_0_6_line_16 |  | 12 | 26 | 0.008459 | 0.125 | 0.08 | 261 | 0 | 0.364 | 1 | 1 | cs | TRUE
17 | LV_199-6_0_6_line_17 |  | 13 | 63 | 0.01507 | 0.125 | 0.08 | 261 | 0 | 0.364 | 1 | 1 | cs | TRUE
18 | LV_199-6_0_6_line_18 |  | 14 | 15 | 0.01851 | 0.125 | 0.08 | 261 | 0 | 0.364 | 1 | 1 | cs | TRUE
19 | LV_199-6_0_6_line_19 |  | 14 | 16 | 0.00793 | 0.125 | 0.08 | 261 | 0 | 0.364 | 1 | 1 | cs | TRUE
20 | LV_199-6_0_6_line_20 |  | 15 | 44 | 0.006713 | 0.125 | 0.08 | 261 | 0 | 0.364 | 1 | 1 | cs | TRUE
21 | LV_199-6_0_6_line_21 |  | 15 | 19 | 0.045612 | 0.125 | 0.08 | 261 | 0 | 0.364 | 1 | 1 | cs | TRUE
22 | LV_199-6_0_6_line_22 |  | 17 | 18 | 0.01125 | 0.125 | 0.08 | 261 | 0 | 0.364 | 1 | 1 | cs | TRUE
23 | LV_199-6_0_6_line_23 |  | 17 | 19 | 0.11977 | 0.125 | 0.08 | 261 | 0 | 0.364 | 1 | 1 | cs | TRUE
24 | LV_199-6_0_6_line_24 |  | 18 | 52 | 0.046358 | 0.125 | 0.08 | 261 | 0 | 0.364 | 1 | 1 | cs | TRUE
25 | LV_199-6_0_6_line_25 |  | 18 | 48 | 0.15359 | 0.125 | 0.08 | 261 | 0 | 0.364 | 1 | 1 | cs | TRUE
26 | LV_199-6_0_6_line_26 |  | 19 | 56 | 0.011269 | 0.125 | 0.08 | 261 | 0 | 0.364 | 1 | 1 | cs | TRUE
27 | LV_199-6_0_6_line_27 |  | 20 | 21 | 0.04246 | 0.125 | 0.08 | 261 | 0 | 0.364 | 1 | 1 | cs | TRUE
28 | LV_199-6_0_6_line_28 |  | 20 | 22 | 0.047265 | 0.125 | 0.08 | 261 | 0 | 0.364 | 1 | 1 | cs | TRUE
29 | LV_199-6_0_6_line_29 |  | 21 | 64 | 0.019919 | 0.125 | 0.08 | 261 | 0 | 0.364 | 1 | 1 | cs | TRUE
30 | LV_199-6_0_6_line_30 |  | 22 | 27 | 0.052835 | 0.125 | 0.08 | 261 | 0 | 0.364 | 1 | 1 | cs | TRUE
31 | LV_199-6_0_6_line_31 |  | 23 | 24 | 0.022567 | 0.125 | 0.08 | 261 | 0 | 0.364 | 1 | 1 | cs | TRUE
32 | LV_199-6_0_6_line_32 |  | 23 | 25 | 0.016346 | 0.125 | 0.08 | 261 | 0 | 0.364 | 1 | 1 | cs | TRUE
33 | LV_199-6_0_6_line_33 |  | 24 | 69 | 0.01467 | 0.125 | 0.08 | 261 | 0 | 0.364 | 1 | 1 | cs | TRUE
34 | LV_199-6_0_6_line_34 |  | 25 | 45 | 0.032646 | 0.125 | 0.08 | 261 | 0 | 0.364 | 1 | 1 | cs | TRUE
35 | LV_199-6_0_6_line_35 |  | 27 | 28 | 0.013666 | 0.125 | 0.08 | 261 | 0 | 0.364 | 1 | 1 | cs | TRUE
36 | LV_199-6_0_6_line_36 |  | 27 | 29 | 0.10313 | 0.125 | 0.08 | 261 | 0 | 0.364 | 1 | 1 | cs | TRUE
37 | LV_199-6_0_6_line_37 |  | 28 | 70 | 0.008706 | 0.125 | 0.08 | 261 | 0 | 0.364 | 1 | 1 | cs | TRUE
38 | LV_199-6_0_6_line_38 |  | 29 | 49 | 0.017955 | 0.125 | 0.08 | 261 | 0 | 0.364 | 1 | 1 | cs | TRUE
39 | LV_199-6_0_6_line_39 |  | 30 | 31 | 0.060321 | 0.125 | 0.08 | 261 | 0 | 0.364 | 1 | 1 | cs | TRUE
40 | LV_199-6_0_6_line_40 |  | 30 | 32 | 0.0604 | 0.125 | 0.08 | 261 | 0 | 0.364 | 1 | 2 | cs | TRUE
41 | LV_199-6_0_6_line_41 |  | 30 | 33 | 0.059315 | 0.125 | 0.08 | 261 | 0 | 0.364 | 1 | 1 | cs | TRUE
42 | LV_199-6_0_6_line_42 |  | 30 | 34 | 0.035146 | 0.125 | 0.08 | 261 | 0 | 0.364 | 1 | 1 | cs | TRUE
43 | LV_199-6_0_6_line_43 |  | 31 | 57 | 0.016196 | 0.125 | 0.08 | 261 | 0 | 0.364 | 1 | 1 | cs | TRUE
44 | LV_199-6_0_6_line_44 |  | 32 | 54 | 0.049447 | 0.125 | 0.08 | 261 | 0 | 0.364 | 1 | 3 | cs | TRUE
45 | LV_199-6_0_6_line_45 |  | 32 | 55 | 0.023491 | 0.125 | 0.08 | 261 | 0 | 0.364 | 1 | 1 | cs | TRUE
46 | LV_199-6_0_6_line_46 |  | 32 | 50 | 0.022356 | 0.125 | 0.08 | 261 | 0 | 0.364 | 1 | 1 | cs | TRUE
47 | LV_199-6_0_6_line_47 |  | 33 | 35 | 0.027158 | 0.125 | 0.08 | 261 | 0 | 0.364 | 1 | 1 | cs | TRUE
48 | LV_199-6_0_6_line_48 |  | 35 | 53 | 0.01685 | 0.125 | 0.08 | 261 | 0 | 0.364 | 1 | 1 | cs | TRUE
49 | LV_199-6_0_6_line_49 |  | 36 | 37 | 0.046025 | 0.125 | 0.08 | 261 | 0 | 0.364 | 1 | 1 | cs | TRUE
50 | LV_199-6_0_6_line_50 |  | 36 | 38 | 0.023028 | 0.125 | 0.08 | 261 | 0 | 0.364 | 1 | 1 | cs | TRUE
51 | LV_199-6_0_6_line_51 |  | 37 | 42 | 0.01382 | 0.125 | 0.08 | 261 | 0 | 0.364 | 1 | 1 | cs | TRUE
52 | LV_199-6_0_6_line_52 |  | 38 | 53 | 0.02327 | 0.125 | 0.08 | 261 | 0 | 0.364 | 1 | 1 | cs | TRUE
53 | LV_199-6_0_6_line_53 |  | 39 | 40 | 0.040716 | 0.125 | 0.08 | 261 | 0 | 0.364 | 1 | 1 | cs | TRUE
54 | LV_199-6_0_6_line_54 |  | 39 | 41 | 0.086435 | 0.125 | 0.08 | 261 | 0 | 0.364 | 1 | 1 | cs | TRUE
55 | LV_199-6_0_6_line_55 |  | 41 | 50 | 0.025386 | 0.125 | 0.08 | 261 | 0 | 0.364 | 1 | 1 | cs | TRUE
56 | LV_199-6_0_6_line_56 |  | 42 | 43 | 0.030738 | 0.125 | 0.08 | 261 | 0 | 0.364 | 1 | 1 | cs | TRUE
57 | LV_199-6_0_6_line_57 |  | 46 | 47 | 0.012317 | 0.125 | 0.08 | 261 | 0 | 0.364 | 1 | 1 | cs | TRUE
58 | LV_199-6_0_6_line_58 |  | 46 | 48 | 0.056768 | 0.125 | 0.08 | 261 | 0 | 0.364 | 1 | 1 | cs | TRUE
59 | LV_199-6_0_6_line_59 |  | 47 | 72 | 0.08268 | 0.125 | 0.08 | 261 | 0 | 0.364 | 1 | 1 | cs | TRUE
60 | LV_199-6_0_6_line_60 |  | 49 | 71 | 0.012082 | 0.125 | 0.08 | 261 | 0 | 0.364 | 1 | 1 | cs | TRUE
61 | LV_199-6_0_6_line_61 |  | 50 | 51 | 0.045616 | 0.125 | 0.08 | 261 | 0 | 0.364 | 1 | 1 | cs | TRUE
62 | LV_199-6_0_6_line_62 |  | 51 | 73 | 0.038675 | 0.125 | 0.08 | 261 | 0 | 0.364 | 1 | 1 | cs | TRUE
63 | LV_199-6_0_6_line_63 |  | 52 | 76 | 0.0040324 | 0.125 | 0.08 | 261 | 0 | 0.364 | 1 | 1 | cs | TRUE
64 | LV_199-6_0_6_line_64 |  | 52 | 77 | 0.0065761 | 0.125 | 0.08 | 261 | 0 | 0.364 | 1 | 1 | cs | TRUE
65 | LV_199-6_0_6_line_65 |  | 52 | 74 | 0.043032 | 0.125 | 0.08 | 261 | 0 | 0.364 | 1 | 1 | cs | TRUE
66 | LV_199-6_0_6_line_66 |  | 54 | 78 | 0.018283 | 0.125 | 0.08 | 261 | 0 | 0.364 | 1 | 3 | cs | TRUE
67 | LV_199-6_0_6_line_67 |  | 57 | 62 | 0.023849 | 0.125 | 0.08 | 261 | 0 | 0.364 | 1 | 1 | cs | TRUE
68 | LV_199-6_0_6_line_68 |  | 61 | 62 | 0.024945 | 0.125 | 0.08 | 261 | 0 | 0.364 | 1 | 1 | cs | TRUE
69 | LV_199-6_0_6_line_69 |  | 61 | 63 | 0.008954 | 0.125 | 0.08 | 261 | 0 | 0.364 | 1 | 1 | cs | TRUE
70 | LV_199-6_0_6_line_70 |  | 64 | 81 | 0.017728 | 0.125 | 0.08 | 261 | 0 | 0.364 | 1 | 2 | cs | TRUE
71 | LV_199-6_0_6_line_71 |  | 65 | 66 | 0.037021 | 0.125 | 0.08 | 261 | 0 | 0.364 | 1 | 1 | cs | TRUE
72 | LV_199-6_0_6_line_72 |  | 66 | 67 | 0.0226 | 0.125 | 0.08 | 261 | 0 | 0.364 | 1 | 3 | cs | TRUE
73 | LV_199-6_0_6_line_73 |  | 66 | 68 | 0.032589 | 0.125 | 0.08 | 261 | 0 | 0.364 | 1 | 3 | cs | TRUE
74 | LV_199-6_0_6_line_74 |  | 67 | 78 | 0.015409 | 0.125 | 0.08 | 261 | 0 | 0.364 | 1 | 3 | cs | TRUE
75 | LV_199-6_0_6_line_75 |  | 68 | 82 | 0.013472 | 0.125 | 0.08 | 261 | 0 | 0.364 | 1 | 1 | cs | TRUE
76 | LV_199-6_0_6_line_76 |  | 68 | 83 | 0.008079 | 0.125 | 0.08 | 261 | 0 | 0.364 | 1 | 3 | cs | TRUE
77 | LV_199-6_0_6_line_77 |  | 69 | 71 | 0.011283 | 0.125 | 0.08 | 261 | 0 | 0.364 | 1 | 1 | cs | TRUE
78 | LV_199-6_0_6_line_78 |  | 72 | 107 | 0.15924 | 0.125 | 0.08 | 261 | 0 | 0.364 | 1 | 1 | cs | TRUE
79 | LV_199-6_0_6_line_79 |  | 74 | 75 | 0.020532 | 0.125 | 0.08 | 261 | 0 | 0.364 | 1 | 3 | cs | TRUE
80 | LV_199-6_0_6_line_80 |  | 75 | 84 | 0.0092139 | 0.125 | 0.08 | 261 | 0 | 0.364 | 1 | 3 | cs | TRUE
81 | LV_199-6_0_6_line_81 |  | 76 | 124 | 0.0032287 | 0.125 | 0.08 | 261 | 0 | 0.364 | 1 | 1 | cs | TRUE
82 | LV_199-6_0_6_line_82 |  | 77 | 121 | 0.0034716 | 0.125 | 0.08 | 261 | 0 | 0.364 | 1 | 1 | cs | TRUE
83 | LV_199-6_0_6_line_83 |  | 79 | 80 | 0.00070753 | 0.125 | 0.08 | 261 | 0 | 0.364 | 1 | 1 | cs | TRUE
84 | LV_199-6_0_6_line_84 |  | 80 | 93 | 6.162e-05 | 0.125 | 0.08 | 261 | 0 | 0.364 | 1 | 1 | cs | TRUE
85 | LV_199-6_0_6_line_85 |  | 81 | 113 | 0.006533 | 0.125 | 0.08 | 261 | 0 | 0.364 | 1 | 3 | cs | TRUE
86 | LV_199-6_0_6_line_86 |  | 82 | 116 | 0.0017265 | 0.125 | 0.08 | 261 | 0 | 0.364 | 1 | 1 | cs | TRUE
87 | LV_199-6_0_6_line_87 |  | 83 | 114 | 0.020443 | 0.125 | 0.08 | 261 | 0 | 0.364 | 1 | 3 | cs | TRUE
88 | LV_199-6_0_6_line_88 |  | 83 | 112 | 0.025606 | 0.125 | 0.08 | 261 | 0 | 0.364 | 1 | 3 | cs | TRUE
89 | LV_199-6_0_6_line_89 |  | 84 | 85 | 0.010658 | 0.125 | 0.08 | 261 | 0 | 0.364 | 1 | 3 | cs | TRUE
90 | LV_199-6_0_6_line_90 |  | 85 | 86 | 0.017802 | 0.125 | 0.08 | 261 | 0 | 0.364 | 1 | 3 | cs | TRUE
91 | LV_199-6_0_6_line_91 |  | 86 | 87 | 0.0073834 | 0.125 | 0.08 | 261 | 0 | 0.364 | 1 | 3 | cs | TRUE
92 | LV_199-6_0_6_line_92 |  | 87 | 90 | 0.016648 | 0.125 | 0.08 | 261 | 0 | 0.364 | 1 | 3 | cs | TRUE
93 | LV_199-6_0_6_line_93 |  | 88 | 89 | 0.0052296 | 0.125 | 0.08 | 261 | 0 | 0.364 | 1 | 1 | cs | TRUE
94 | LV_199-6_0_6_line_94 |  | 89 | 101 | 0.0099281 | 0.125 | 0.08 | 261 | 0 | 0.364 | 1 | 1 | cs | TRUE
95 | LV_199-6_0_6_line_95 |  | 90 | 115 | 0.0075972 | 0.125 | 0.08 | 261 | 0 | 0.364 | 1 | 3 | cs | TRUE
96 | LV_199-6_0_6_line_96 |  | 91 | 92 | 7.1599e-05 | 0.125 | 0.08 | 261 | 0 | 0.364 | 1 | 1 | cs | TRUE
97 | LV_199-6_0_6_line_97 |  | 92 | 120 | 0.0073137 | 0.125 | 0.08 | 261 | 0 | 0.364 | 1 | 1 | cs | TRUE
98 | LV_199-6_0_6_line_98 |  | 93 | 94 | 0.005284 | 0.125 | 0.08 | 261 | 0 | 0.364 | 1 | 1 | cs | TRUE
99 | LV_199-6_0_6_line_99 |  | 93 | 95 | 0.023565 | 0.125 | 0.08 | 261 | 0 | 0.364 | 1 | 1 | cs | TRUE
100 | LV_199-6_0_6_line_100 |  | 94 | 96 | 0.022691 | 0.125 | 0.08 | 261 | 0 | 0.364 | 1 | 1 | cs | TRUE
101 | LV_199-6_0_6_line_101 |  | 94 | 97 | 0.022725 | 0.125 | 0.08 | 261 | 0 | 0.364 | 1 | 1 | cs | TRUE
102 | LV_199-6_0_6_line_102 |  | 95 | 98 | 0.018691 | 0.125 | 0.08 | 261 | 0 | 0.364 | 1 | 1 | cs | TRUE
103 | LV_199-6_0_6_line_103 |  | 98 | 101 | 0.024547 | 0.125 | 0.08 | 261 | 0 | 0.364 | 1 | 1 | cs | TRUE
104 | LV_199-6_0_6_line_104 |  | 98 | 102 | 0.01766 | 0.125 | 0.08 | 261 | 0 | 0.364 | 1 | 1 | cs | TRUE
105 | LV_199-6_0_6_line_105 |  | 99 | 100 | 0.020726 | 0.125 | 0.08 | 261 | 0 | 0.364 | 1 | 1 | cs | TRUE
106 | LV_199-6_0_6_line_106 |  | 100 | 106 | 0.003443 | 0.125 | 0.08 | 261 | 0 | 0.364 | 1 | 1 | cs | TRUE
107 | LV_199-6_0_6_line_107 |  | 102 | 103 | 0.019612 | 0.125 | 0.08 | 261 | 0 | 0.364 | 1 | 1 | cs | TRUE
108 | LV_199-6_0_6_line_108 |  | 103 | 104 | 0.001996 | 0.125 | 0.08 | 261 | 0 | 0.364 | 1 | 1 | cs | TRUE
109 | LV_199-6_0_6_line_109 |  | 103 | 105 | 0.020033 | 0.125 | 0.08 | 261 | 0 | 0.364 | 1 | 1 | cs | TRUE
110 | LV_199-6_0_6_line_110 |  | 104 | 115 | 0.01649 | 0.125 | 0.08 | 261 | 0 | 0.364 | 1 | 3 | cs | TRUE
111 | LV_199-6_0_6_line_111 |  | 104 | 114 | 0.010962 | 0.125 | 0.08 | 261 | 0 | 0.364 | 1 | 3 | cs | TRUE
112 | LV_199-6_0_6_line_112 |  | 105 | 106 | 0.017728 | 0.125 | 0.08 | 261 | 0 | 0.364 | 1 | 1 | cs | TRUE
113 | LV_199-6_0_6_line_113 |  | 107 | 108 | 0.039131 | 0.125 | 0.08 | 261 | 0 | 0.364 | 1 | 1 | cs | TRUE
114 | LV_199-6_0_6_line_114 |  | 108 | 109 | 0.0020719 | 0.125 | 0.08 | 261 | 0 | 0.364 | 1 | 1 | cs | TRUE
115 | LV_199-6_0_6_line_115 |  | 109 | 110 | 0.0029709 | 0.125 | 0.08 | 261 | 0 | 0.364 | 1 | 1 | cs | TRUE
116 | LV_199-6_0_6_line_116 |  | 110 | 111 | 0.001989 | 0.125 | 0.08 | 261 | 0 | 0.364 | 1 | 1 | cs | TRUE
117 | LV_199-6_0_6_line_117 |  | 111 | 129 | 0.0027734 | 0.125 | 0.08 | 261 | 0 | 0.364 | 1 | 1 | cs | TRUE
118 | LV_199-6_0_6_line_118 |  | 112 | 113 | 0.011317 | 0.125 | 0.08 | 261 | 0 | 0.364 | 1 | 3 | cs | TRUE
119 | LV_199-6_0_6_line_119 |  | 116 | 117 | 0.0073896 | 0.125 | 0.08 | 261 | 0 | 0.364 | 1 | 1 | cs | TRUE
120 | LV_199-6_0_6_line_120 |  | 117 | 118 | 0.0025081 | 0.125 | 0.08 | 261 | 0 | 0.364 | 1 | 1 | cs | TRUE
121 | LV_199-6_0_6_line_121 |  | 118 | 119 | 0.0102 | 0.125 | 0.08 | 261 | 0 | 0.364 | 1 | 1 | cs | TRUE
122 | LV_199-6_0_6_line_122 |  | 119 | 120 | 0.0031906 | 0.125 | 0.08 | 261 | 0 | 0.364 | 1 | 1 | cs | TRUE
123 | LV_199-6_0_6_line_123 |  | 121 | 122 | 0.0048684 | 0.125 | 0.08 | 261 | 0 | 0.364 | 1 | 1 | cs | TRUE
124 | LV_199-6_0_6_line_124 |  | 122 | 123 | 0.012019 | 0.125 | 0.08 | 261 | 0 | 0.364 | 1 | 1 | cs | TRUE
125 | LV_199-6_0_6_line_125 |  | 123 | 125 | 0.011564 | 0.125 | 0.08 | 261 | 0 | 0.364 | 1 | 1 | cs | TRUE
126 | LV_199-6_0_6_line_126 |  | 124 | 126 | 0.0056199 | 0.125 | 0.08 | 261 | 0 | 0.364 | 1 | 1 | cs | TRUE
127 | LV_199-6_0_6_line_127 |  | 125 | 130 | 0.0088277 | 0.125 | 0.08 | 261 | 0 | 0.364 | 1 | 1 | cs | TRUE
128 | LV_199-6_0_6_line_128 |  | 126 | 139 | 0.0041833 | 0.125 | 0.08 | 261 | 0 | 0.364 | 1 | 1 | cs | TRUE
129 | LV_199-6_0_6_line_129 |  | 127 | 128 | 0.0023933 | 0.125 | 0.08 | 261 | 0 | 0.364 | 1 | 1 | cs | TRUE
130 | LV_199-6_0_6_line_130 |  | 128 | 129 | 0.0025121 | 0.125 | 0.08 | 261 | 0 | 0.364 | 1 | 1 | cs | TRUE
131 | LV_199-6_0_6_line_131 |  | 130 | 131 | 0.0058496 | 0.125 | 0.08 | 261 | 0 | 0.364 | 1 | 1 | cs | TRUE
132 | LV_199-6_0_6_line_132 |  | 131 | 132 | 0.0054716 | 0.125 | 0.08 | 261 | 0 | 0.364 | 1 | 1 | cs | TRUE
133 | LV_199-6_0_6_line_133 |  | 132 | 133 | 0.011279 | 0.125 | 0.08 | 261 | 0 | 0.364 | 1 | 1 | cs | TRUE
134 | LV_199-6_0_6_line_134 |  | 134 | 135 | 0.0051291 | 0.125 | 0.08 | 261 | 0 | 0.364 | 1 | 1 | cs | TRUE
135 | LV_199-6_0_6_line_135 |  | 134 | 136 | 0.0028097 | 0.125 | 0.08 | 261 | 0 | 0.364 | 1 | 1 | cs | TRUE
136 | LV_199-6_0_6_line_136 |  | 135 | 137 | 0.0042775 | 0.125 | 0.08 | 261 | 0 | 0.364 | 1 | 1 | cs | TRUE
137 | LV_199-6_0_6_line_137 |  | 137 | 138 | 0.0056773 | 0.125 | 0.08 | 261 | 0 | 0.364 | 1 | 1 | cs | TRUE
138 | LV_199-6_0_6_line_138 |  | 138 | 139 | 0.0051742 | 0.125 | 0.08 | 261 | 0 | 0.364 | 1 | 1 | cs | TRUE

## trafo
| name | std_type | hv_bus | lv_bus | sn_mva | vn_hv_kv | vn_lv_kv | vk_percent | vkr_percent | pfe_kw | i0_percent | shift_degree | tap_side | tap_neutral | tap_min | tap_max | tap_step_percent | tap_step_degree | tap_pos | tap_phase_shifter | parallel | df | in_service
0 | LV_199-6_0_6_trafo_89 | 0.63 MVA 20/0.4 kV | 140 | 54 | 0.63 | 20 | 0.4 | 6 | 1.206 | 1.65 | 0.2619 | 150 | hv | 0 | -2 | 2 | 2.5 | 0 | 0 | FALSE | 1 | 1 | TRUE

## line_geodata
| x0 | y0 | x1 | y1 | x2 | y2 | x3 | y3 | x4 | y4 | x5 | y5 | x6 | y6 | x7 | y7 | x8 | y8 | x9 | y9 | x10 | y10 | x11 | y11 | x12 | y12 | x13 | y13 | x14 | y14 | x15 | y15
0 | 2693561.6031 | 1249698.8695 | 2693590.6193 | 1249673.5638
1 | 2693561.6031 | 1249698.8695 | 2693552.6901 | 1249697.1275 | 2693548.522 | 1249695.5755
2 | 2693512.6461 | 1249668.9407 | 2693515.0497 | 1249671.1803 | 2693530.6218 | 1249685.4258 | 2693537.6599 | 1249690.652 | 2693543.3965 | 1249693.6671 | 2693548.522 | 1249695.5755
3 | 2693511.577 | 1249667.7785 | 2693512.6461 | 1249668.9407
4 | 2693512.6461 | 1249668.9407 | 2693533.8243 | 1249652.3214
5 | 2693508.6711 | 1249670.5681 | 2693511.577 | 1249667.7785
6 | 2693508.6711 | 1249670.5681 | 2693504.0672 | 1249675.6883 | 2693494.9166 | 1249667.4864
7 | 2693511.577 | 1249667.7785 | 2693502.2043 | 1249659.1622
8 | 2693494.9166 | 1249667.4864 | 2693493.8557 | 1249666.5355
9 | 2693643.7793 | 1249767.3197 | 2693646.0111 | 1249754.1559 | 2693650.4432 | 1249742.239 | 2693653.4005 | 1249734.2907
10 | 2693653.4005 | 1249734.2907 | 2693654.1864 | 1249731.8427
11 | 2693643.7793 | 1249767.3197 | 2693628.592 | 1249774.1517 | 2693626.0317 | 1249776.2773
12 | 2693643.7793 | 1249767.3197 | 2693646.8307 | 1249772.5274 | 2693650.5254 | 1249780.9812 | 2693646.6217 | 1249796.2535 | 2693643.8035 | 1249810.2086
13 | 2693651.7768 | 1249699.8446 | 2693651.7854 | 1249701.7624 | 2693655.8229 | 1249726.7454 | 2693654.1864 | 1249731.8427
14 | 2693643.8035 | 1249810.2086 | 2693641.8008 | 1249809.8433 | 2693640.8596 | 1249809.6728 | 2693639.6842 | 1249809.5096 | 2693637.8779 | 1249809.1364
15 | 2693638.848 | 1249834.7047 | 2693643.8035 | 1249810.2086
16 | 2693638.848 | 1249834.7047 | 2693635.7989 | 1249834.1339 | 2693633.9894 | 1249833.9607 | 2693630.4554 | 1249833.4934
17 | 2693614.4369 | 1249785.9038 | 2693626.0317 | 1249776.2773
18 | 2693703.2631 | 1249876.3435 | 2693705.5372 | 1249872.9212 | 2693707.7686 | 1249867.9082 | 2693707.7813 | 1249858.9904
19 | 2693703.2631 | 1249876.3435 | 2693700.8734 | 1249877.5288 | 2693695.6105 | 1249878.0016
20 | 2693707.7813 | 1249858.9904 | 2693701.0807 | 1249859.6517
21 | 2693685.7888 | 1249834.9132 | 2693700.6876 | 1249834.3816 | 2693705.1737 | 1249835.2865 | 2693708.8347 | 1249838.7026 | 2693710.6012 | 1249842.5446 | 2693710.716 | 1249848.1729 | 2693709.6948 | 1249854.0169 | 2693707.7813 | 1249858.9904
22 | 2693621.5378 | 1249888.4281 | 2693631.8401 | 1249893.0166
23 | 2693685.7888 | 1249834.9132 | 2693680.1543 | 1249839.7834 | 2693675.9046 | 1249844.4643 | 2693673.8894 | 1249851.5713 | 2693671.5201 | 1249865.7892 | 2693670.1281 | 1249878.3658 | 2693665.6312 | 1249887.7019 | 2693663.0444 | 1249885.1146 | 2693632.8865 | 1249868.3808 | 2693628.7529 | 1249875.7546 | 2693621.5378 | 1249888.4281
24 | 2693623.6 | 1249929.4589 | 2693614.1266 | 1249923.0711 | 2693620.0127 | 1249914.6909 | 2693631.8401 | 1249893.0166
25 | 2693631.8401 | 1249893.0166 | 2693640.0328 | 1249895.8815 | 2693689.1497 | 1249917.9302 | 2693701.5301 | 1249924.7978 | 2693711.1827 | 1249931.7891 | 2693719.3947 | 1249939.1579 | 2693728.0731 | 1249949.492 | 2693734.5011 | 1249960.3242 | 2693740.287 | 1249977.3732 | 2693742.2779 | 1249987.039
26 | 2693685.7888 | 1249834.9132 | 2693680.5536 | 1249829.3373 | 2693683.3192 | 1249827.0012
27 | 2693397.9173 | 1249947.457 | 2693400.5082 | 1249956.9719 | 2693410.5572 | 1249968.528 | 2693421.6661 | 1249981.8244
28 | 2693397.9173 | 1249947.457 | 2693395.3887 | 1249940.6898 | 2693369.1534 | 1249910.4408
29 | 2693421.6661 | 1249981.8244 | 2693423.7207 | 1249980.3334 | 2693426.4247 | 1249978.3634 | 2693428.5401 | 1249976.373 | 2693437.6488 | 1249969.9762
30 | 2693333.7053 | 1249871.276 | 2693353.2361 | 1249892.0885 | 2693369.1534 | 1249910.4408
31 | 2693317.6226 | 1249754.7667 | 2693299.9427 | 1249768.8548
32 | 2693310.969 | 1249740.9402 | 2693318.072 | 1249749.7255 | 2693317.6226 | 1249754.7667
33 | 2693299.9427 | 1249768.8548 | 2693290.7468 | 1249775.9711 | 2693289.5396 | 1249778.7876
34 | 2693310.969 | 1249740.9402 | 2693320.2087 | 1249738.7173 | 2693333.5624 | 1249727.4745 | 2693337.6076 | 1249723.4784
35 | 2693346.1634 | 1249865.5789 | 2693333.7053 | 1249871.276
36 | 2693292.6848 | 1249804.4234 | 2693283.7234 | 1249812.9556 | 2693293.7281 | 1249824.4775 | 2693302.0536 | 1249836.1841 | 2693299.5519 | 1249839.2138 | 2693298.2027 | 1249842.8954 | 2693298.1635 | 1249846.82 | 2693299.434 | 1249850.5317 | 2693301.8774 | 1249853.6059 | 2693304.972 | 1249855.6005 | 2693308.5441 | 1249856.5241 | 2693312.2177 | 1249856.2818 | 2693315.6445 | 1249854.9236 | 2693322.4885 | 1249864.3274 | 2693330.5185 | 1249872.7381 | 2693333.7053 | 1249871.276
37 | 2693346.1634 | 1249865.5789 | 2693345.2151 | 1249856.9248
38 | 2693292.6848 | 1249804.4234 | 2693289.7034 | 1249799.5505 | 2693286.6702 | 1249794.6101 | 2693283.7057 | 1249788.8876
39 | 2693504.8746 | 1249781.4379 | 2693534.0258 | 1249806.0278 | 2693551.6532 | 1249819.672
40 | 2693504.8746 | 1249781.4379 | 2693499.1796 | 1249786.7966 | 2693515.3808 | 1249801.3522 | 2693527.2773 | 1249811.1586 | 2693521.7661 | 1249817.7878 | 2693527.0686 | 1249821.9858
41 | 2693465.1276 | 1249737.3216 | 2693478.5241 | 1249753.056 | 2693495.1035 | 1249770.9201 | 2693504.8746 | 1249781.4379
42 | 2693504.8746 | 1249781.4379 | 2693530.6693 | 1249757.5656
43 | 2693551.6532 | 1249819.672 | 2693561.1705 | 1249806.5676
44 | 2693494.7477 | 1249859.4825 | 2693527.0686 | 1249821.9858
45 | 2693527.0686 | 1249821.9858 | 2693543.2227 | 1249833.772 | 2693546.2233 | 1249835.5629
46 | 2693509.3768 | 1249827.2441 | 2693520.3645 | 1249819.0444 | 2693521.7661 | 1249817.7878 | 2693527.0686 | 1249821.9858
47 | 2693465.1276 | 1249737.3216 | 2693456.4541 | 1249722.7959 | 2693454.3385 | 1249718.5704 | 2693450.7192 | 1249714.4102
48 | 2693438.2911 | 1249703.3391 | 2693444.4446 | 1249710.5639 | 2693450.7192 | 1249714.4102
49 | 2693414.0403 | 1249664.3492 | 2693418.3664 | 1249659.1244 | 2693421.5555 | 1249656.0946 | 2693426.5853 | 1249653.1716 | 2693431.901 | 1249650.798 | 2693437.4488 | 1249649.0286 | 2693443.1533 | 1249647.862 | 2693449.4748 | 1249647.3057 | 2693454.6847 | 1249647.461
50 | 2693414.0403 | 1249664.3492 | 2693416.2348 | 1249668.3646 | 2693418.0662 | 1249674.8095 | 2693421.4589 | 1249680.8899 | 2693424.3318 | 1249684.7215
51 | 2693468.2104 | 1249650.1032 | 2693462.0902 | 1249648.4276 | 2693455.8148 | 1249647.4947 | 2693454.6847 | 1249647.461
52 | 2693438.2911 | 1249703.3391 | 2693424.3318 | 1249684.7215
53 | 2693427.3207 | 1249797.5719 | 2693396.4772 | 1249824.2508
54 | 2693427.3207 | 1249797.5719 | 2693439.8994 | 1249789.0303 | 2693444.927 | 1249791.9896 | 2693450.3587 | 1249795.1776 | 2693465.5861 | 1249781.0068 | 2693491.9205 | 1249808.8126
55 | 2693509.3768 | 1249827.2441 | 2693491.9205 | 1249808.8126
56 | 2693468.2104 | 1249650.1032 | 2693477.1746 | 1249653.8697 | 2693485.9962 | 1249659.4909 | 2693493.8557 | 1249666.5355
57 | 2693741.6408 | 1250043.5456 | 2693729.6763 | 1250040.4762
58 | 2693741.6408 | 1250043.5456 | 2693742.7517 | 1250030.1306 | 2693744.3845 | 1250009.4961 | 2693743.5546 | 1249993.2371 | 2693742.2779 | 1249987.039
59 | 2693729.6763 | 1250040.4762 | 2693722.6864 | 1250037.9638 | 2693720.0383 | 1250032.5733 | 2693718.6849 | 1250029.8276 | 2693718.8715 | 1250012.3059 | 2693717.8056 | 1249999.5014 | 2693715.738 | 1249987.4929 | 2693711.7683 | 1249977.3445 | 2693706.8081 | 1249970.6165 | 2693703.5704 | 1249967.6782
60 | 2693278.2921 | 1249778.0878 | 2693280.7637 | 1249783.2084 | 2693283.7057 | 1249788.8876
61 | 2693485.0641 | 1249860.6529 | 2693512.7932 | 1249830.8563 | 2693509.3768 | 1249827.2441
62 | 2693459.9237 | 1249831.2006 | 2693485.0641 | 1249860.6529
63 | 2693623.6 | 1249929.4589 | 2693620.9738 | 1249932.5189
64 | 2693623.6 | 1249929.4589 | 2693629.2442 | 1249926.0842
65 | 2693589.6487 | 1249943.0221 | 2693604.4521 | 1249931.7917 | 2693614.1266 | 1249923.0711 | 2693623.6 | 1249929.4589
66 | 2693494.7477 | 1249859.4825 | 2693482.6423 | 1249873.1837
67 | 2693584.2182 | 1249800.4356 | 2693561.1705 | 1249806.5676 | 2693561.1705 | 1249806.5676
68 | 2693607.5354 | 1249791.6326 | 2693587.6422 | 1249799.5245 | 2693584.2182 | 1249800.4356
69 | 2693607.5354 | 1249791.6326 | 2693614.4369 | 1249785.9038
70 | 2693452.1562 | 1249959.788 | 2693437.6488 | 1249969.9762
71 | 2693461.7454 | 1249903.8184 | 2693433.7973 | 1249928.0965
72 | 2693461.7454 | 1249903.8184 | 2693463.7027 | 1249894.62 | 2693472.4396 | 1249884.7314
73 | 2693480.9925 | 1249930.131 | 2693470.7116 | 1249915.0907 | 2693461.7454 | 1249903.8184
74 | 2693472.4396 | 1249884.7314 | 2693482.6423 | 1249873.1837
75 | 2693480.9925 | 1249930.131 | 2693491.0629 | 1249921.1826
76 | 2693480.9925 | 1249930.131 | 2693487.663 | 1249934.7175
77 | 2693278.2921 | 1249778.0878 | 2693283.8296 | 1249777.9193 | 2693289.5396 | 1249778.7876
78 | 2693573.0276 | 1250026.601 | 2693609.3888 | 1249994.4734 | 2693652.9063 | 1249959.4449 | 2693662.8026 | 1249954.8422 | 2693669.8289 | 1249954.5863 | 2693681.2192 | 1249956.2565 | 2693692.1605 | 1249960.0657 | 2693699.5504 | 1249964.03 | 2693703.5704 | 1249967.6782
79 | 2693589.6487 | 1249943.0221 | 2693574.2385 | 1249929.4545
80 | 2693574.2385 | 1249929.4545 | 2693567.323 | 1249923.3658
81 | 2693618.8563 | 1249934.9547 | 2693618.9768 | 1249934.8456 | 2693620.9738 | 1249932.5189
82 | 2693629.2442 | 1249926.0842 | 2693629.7059 | 1249925.8081 | 2693632.0129 | 1249923.9959
83 | 2693499.6673 | 1250013.2006 | 2693500.2509 | 1250012.8006
84 | 2693500.2509 | 1250012.8006 | 2693500.3017 | 1250012.7658
85 | 2693457.4053 | 1249955.8789 | 2693452.1562 | 1249959.788
86 | 2693492.3535 | 1249920.0358 | 2693491.0629 | 1249921.1826
87 | 2693487.663 | 1249934.7175 | 2693501.1985 | 1249950.0378
88 | 2693487.663 | 1249934.7175 | 2693466.6792 | 1249949.393
89 | 2693559.3236 | 1249916.3229 | 2693567.323 | 1249923.3658
90 | 2693559.3236 | 1249916.3229 | 2693545.587 | 1249927.6459
91 | 2693545.587 | 1249927.6459 | 2693539.8896 | 1249932.3422
92 | 2693539.8896 | 1249932.3422 | 2693527.0432 | 1249942.9315
93 | 2693561.1399 | 1249966.0953 | 2693565.2049 | 1249962.8053
94 | 2693561.1399 | 1249966.0953 | 2693553.4226 | 1249972.3411
95 | 2693527.0432 | 1249942.9315 | 2693521.1809 | 1249947.7637
96 | 2693515.2291 | 1249899.7089 | 2693515.2826 | 1249899.6614
97 | 2693515.2291 | 1249899.7089 | 2693509.7619 | 1249904.5669
98 | 2693497.3431 | 1250008.3824 | 2693500.3017 | 1250012.7658
99 | 2693500.3017 | 1250012.7658 | 2693519.7417 | 1249999.447
100 | 2693497.3431 | 1250008.3824 | 2693480.5553 | 1250020.0266 | 2693479.18 | 1250018.1813
101 | 2693513.1619 | 1249994.5101 | 2693514.1845 | 1249996.2165 | 2693497.3431 | 1250008.3824
102 | 2693534.3421 | 1249987.7836 | 2693520.9574 | 1249998.6141 | 2693519.7417 | 1249999.447
103 | 2693534.3421 | 1249987.7836 | 2693553.4226 | 1249972.3411
104 | 2693534.3421 | 1249987.7836 | 2693522.7025 | 1249974.5017
105 | 2693476.1398 | 1249983.5622 | 2693459.0862 | 1249995.3403
106 | 2693478.9574 | 1249981.5718 | 2693476.1398 | 1249983.5622
107 | 2693509.7767 | 1249959.7522 | 2693522.7025 | 1249974.5017
108 | 2693508.4563 | 1249958.2525 | 2693509.7767 | 1249959.7522
109 | 2693509.7767 | 1249959.7522 | 2693493.4265 | 1249971.3279
110 | 2693508.4563 | 1249958.2525 | 2693521.1809 | 1249947.7637
111 | 2693508.4563 | 1249958.2525 | 2693501.1985 | 1249950.0378
112 | 2693478.9574 | 1249981.5718 | 2693493.4265 | 1249971.3279
113 | 2693573.0276 | 1250026.601 | 2693567.6855 | 1250031.3211 | 2693543.408 | 1250052.1719
114 | 2693543.408 | 1250052.1719 | 2693541.8361 | 1250053.5218
115 | 2693539.5824 | 1250055.4575 | 2693541.8361 | 1250053.5218
116 | 2693539.5824 | 1250055.4575 | 2693538.0735 | 1250056.7534
117 | 2693535.9696 | 1250058.5603 | 2693538.0735 | 1250056.7534
118 | 2693457.4053 | 1249955.8789 | 2693466.6792 | 1249949.393
119 | 2693492.3535 | 1249920.0358 | 2693497.8774 | 1249915.1273
120 | 2693499.7523 | 1249913.4613 | 2693497.8774 | 1249915.1273
121 | 2693507.3769 | 1249906.6863 | 2693499.7523 | 1249913.4613
122 | 2693507.3769 | 1249906.6863 | 2693509.7619 | 1249904.5669
123 | 2693632.0129 | 1249923.9959 | 2693635.8414 | 1249920.9886
124 | 2693635.8414 | 1249920.9886 | 2693639.5307 | 1249918.0907 | 2693643.7808 | 1249915.7672 | 2693646.1421 | 1249914.9968
125 | 2693646.1421 | 1249914.9968 | 2693649.405 | 1249913.9324 | 2693654.9101 | 1249913.419 | 2693657.5068 | 1249913.604
126 | 2693614.6893 | 1249938.7256 | 2693618.8563 | 1249934.9547
127 | 2693657.5068 | 1249913.604 | 2693659.7221 | 1249913.7619 | 2693666.062 | 1249915.6208
128 | 2693611.4192 | 1249941.3219 | 2693613.2163 | 1249940.0586 | 2693614.6893 | 1249938.7256
129 | 2693532.2482 | 1250061.7564 | 2693534.0638 | 1250060.1971
130 | 2693535.9696 | 1250058.5603 | 2693534.0638 | 1250060.1971
131 | 2693666.062 | 1249915.6208 | 2693667.1779 | 1249915.9481 | 2693671.4779 | 1249917.8122
132 | 2693671.4779 | 1249917.8122 | 2693676.498 | 1249919.9886
133 | 2693676.498 | 1249919.9886 | 2693686.8465 | 1249924.4751
134 | 2693594.3011 | 1249952.0987 | 2693598.7944 | 1249949.6253
135 | 2693591.8397 | 1249953.4536 | 2693594.3011 | 1249952.0987
136 | 2693598.7944 | 1249949.6253 | 2693602.5417 | 1249947.5625
137 | 2693602.5417 | 1249947.5625 | 2693602.5417 | 1249947.5625 | 2693607.1862 | 1249944.2976
138 | 2693607.1862 | 1249944.2976 | 2693611.4192 | 1249941.3219

## bus_geodata
| x | y | coords
0 | 2693590.6193 | 1249673.5638
1 | 2693561.6031 | 1249698.8695
2 | 2693548.522 | 1249695.5755
3 | 2693512.6461 | 1249668.9407
4 | 2693508.6711 | 1249670.5681
5 | 2693511.577 | 1249667.7785
6 | 2693494.9166 | 1249667.4864
7 | 2693653.4005 | 1249734.2907
8 | 2693643.7793 | 1249767.3197
9 | 2693654.1864 | 1249731.8427
10 | 2693643.8035 | 1249810.2086
11 | 2693637.8779 | 1249809.1364
12 | 2693638.848 | 1249834.7047
13 | 2693626.0317 | 1249776.2773
14 | 2693703.2631 | 1249876.3435
15 | 2693707.7813 | 1249858.9904
16 | 2693695.6105 | 1249878.0016
17 | 2693621.5378 | 1249888.4281
18 | 2693631.8401 | 1249893.0166
19 | 2693685.7888 | 1249834.9132
20 | 2693397.9173 | 1249947.457
21 | 2693421.6661 | 1249981.8244
22 | 2693369.1534 | 1249910.4408
23 | 2693317.6226 | 1249754.7667
24 | 2693299.9427 | 1249768.8548
25 | 2693310.969 | 1249740.9402
26 | 2693630.4554 | 1249833.4934
27 | 2693333.7053 | 1249871.276
28 | 2693346.1634 | 1249865.5789
29 | 2693292.6848 | 1249804.4234
30 | 2693504.8746 | 1249781.4379
31 | 2693551.6532 | 1249819.672
32 | 2693527.0686 | 1249821.9858
33 | 2693465.1276 | 1249737.3216
34 | 2693530.6693 | 1249757.5656
35 | 2693450.7192 | 1249714.4102
36 | 2693414.0403 | 1249664.3492
37 | 2693454.6847 | 1249647.461
38 | 2693424.3318 | 1249684.7215
39 | 2693427.3207 | 1249797.5719
40 | 2693396.4772 | 1249824.2508
41 | 2693491.9205 | 1249808.8126
42 | 2693468.2104 | 1249650.1032
43 | 2693493.8557 | 1249666.5355
44 | 2693701.0807 | 1249859.6517
45 | 2693337.6076 | 1249723.4784
46 | 2693741.6408 | 1250043.5456
47 | 2693729.6763 | 1250040.4762
48 | 2693742.2779 | 1249987.039
49 | 2693283.7057 | 1249788.8876
50 | 2693509.3768 | 1249827.2441
51 | 2693485.0641 | 1249860.6529
52 | 2693623.6 | 1249929.4589
53 | 2693438.2911 | 1249703.3391
54 | 2693494.7477 | 1249859.4825
55 | 2693546.2233 | 1249835.5629
56 | 2693683.3192 | 1249827.0012
57 | 2693561.1705 | 1249806.5676
58 | 2693533.8243 | 1249652.3214
59 | 2693651.7768 | 1249699.8446
60 | 2693502.2043 | 1249659.1622
61 | 2693607.5354 | 1249791.6326
62 | 2693584.2182 | 1249800.4355
63 | 2693614.4369 | 1249785.9038
64 | 2693437.6488 | 1249969.9762
65 | 2693433.7973 | 1249928.0965
66 | 2693461.7454 | 1249903.8184
67 | 2693472.4396 | 1249884.7314
68 | 2693480.9925 | 1249930.131
69 | 2693289.5396 | 1249778.7876
70 | 2693345.2151 | 1249856.9248
71 | 2693278.2921 | 1249778.0878
72 | 2693703.5704 | 1249967.6782
73 | 2693459.9237 | 1249831.2006
74 | 2693589.6487 | 1249943.0221
75 | 2693574.2385 | 1249929.4545
76 | 2693620.9738 | 1249932.5189
77 | 2693629.2442 | 1249926.0842
78 | 2693482.6423 | 1249873.1837
79 | 2693499.6673 | 1250013.2006
80 | 2693500.2509 | 1250012.8006
81 | 2693452.1562 | 1249959.788
82 | 2693491.0629 | 1249921.1826
83 | 2693487.663 | 1249934.7175
84 | 2693567.323 | 1249923.3658
85 | 2693559.3236 | 1249916.3229
86 | 2693545.587 | 1249927.6459
87 | 2693539.8896 | 1249932.3422
88 | 2693565.2049 | 1249962.8053
89 | 2693561.1399 | 1249966.0953
90 | 2693527.0432 | 1249942.9315
91 | 2693515.2826 | 1249899.6614
92 | 2693515.2291 | 1249899.7089
93 | 2693500.3017 | 1250012.7658
94 | 2693497.3431 | 1250008.3824
95 | 2693519.7417 | 1249999.447
96 | 2693479.18 | 1250018.1813
97 | 2693513.1619 | 1249994.5101
98 | 2693534.3421 | 1249987.7836
99 | 2693459.0862 | 1249995.3403
100 | 2693476.1398 | 1249983.5622
101 | 2693553.4226 | 1249972.3411
102 | 2693522.7025 | 1249974.5017
103 | 2693509.7767 | 1249959.7522
104 | 2693508.4563 | 1249958.2525
105 | 2693493.4265 | 1249971.3279
106 | 2693478.9574 | 1249981.5718
107 | 2693573.0276 | 1250026.601
108 | 2693543.408 | 1250052.1719
109 | 2693541.8361 | 1250053.5218
110 | 2693539.5824 | 1250055.4575
111 | 2693538.0735 | 1250056.7534
112 | 2693466.6792 | 1249949.393
113 | 2693457.4053 | 1249955.8789
114 | 2693501.1985 | 1249950.0378
115 | 2693521.1809 | 1249947.7637
116 | 2693492.3535 | 1249920.0358
117 | 2693497.8774 | 1249915.1273
118 | 2693499.7523 | 1249913.4613
119 | 2693507.3769 | 1249906.6863
120 | 2693509.7619 | 1249904.5669
121 | 2693632.0129 | 1249923.9959
122 | 2693635.8414 | 1249920.9886
123 | 2693646.1421 | 1249914.9968
124 | 2693618.8563 | 1249934.9547
125 | 2693657.5068 | 1249913.604
126 | 2693614.6893 | 1249938.7256
127 | 2693532.2482 | 1250061.7564
128 | 2693534.0638 | 1250060.1971
129 | 2693535.9696 | 1250058.5603
130 | 2693666.062 | 1249915.6208
131 | 2693671.4779 | 1249917.8122
132 | 2693676.498 | 1249919.9886
133 | 2693686.8465 | 1249924.4751
134 | 2693594.3011 | 1249952.0987
135 | 2693598.7944 | 1249949.6253
136 | 2693591.8397 | 1249953.4536
137 | 2693602.5417 | 1249947.5625
138 | 2693607.1862 | 1249944.2976
139 | 2693611.4192 | 1249941.3219
140 | 2693527.7768 | 1249888.5593

## line_std_types
| c_nf_per_km | r_ohm_per_km | x_ohm_per_km | max_i_ka | type | q_mm2 | alpha | voltage_rating
NAYY 4x50 SE | 210 | 0.642 | 0.083 | 0.142 | cs | 50 | 0.00403 | LV
NAYY 4x120 SE | 264 | 0.225 | 0.08 | 0.242 | cs | 120 | 0.00403 | LV
NAYY 4x150 SE | 261 | 0.208 | 0.08 | 0.27 | cs | 150 | 0.00403 | LV
NA2XS2Y 1x95 RM/25 12/20 kV | 216 | 0.313 | 0.132 | 0.252 | cs | 95 | 0.00403 | MV
NA2XS2Y 1x185 RM/25 12/20 kV | 273 | 0.161 | 0.117 | 0.362 | cs | 185 | 0.00403 | MV
NA2XS2Y 1x240 RM/25 12/20 kV | 304 | 0.122 | 0.112 | 0.421 | cs | 240 | 0.00403 | MV
NA2XS2Y 1x95 RM/25 6/10 kV | 315 | 0.313 | 0.123 | 0.249 | cs | 95 | 0.00403 | MV
NA2XS2Y 1x185 RM/25 6/10 kV | 406 | 0.161 | 0.11 | 0.358 | cs | 185 | 0.00403 | MV
NA2XS2Y 1x240 RM/25 6/10 kV | 456 | 0.122 | 0.105 | 0.416 | cs | 240 | 0.00403 | MV
NA2XS2Y 1x150 RM/25 12/20 kV | 250 | 0.206 | 0.116 | 0.319 | cs | 150 | 0.00403 | MV
NA2XS2Y 1x120 RM/25 12/20 kV | 230 | 0.253 | 0.119 | 0.283 | cs | 120 | 0.00403 | MV
NA2XS2Y 1x70 RM/25 12/20 kV | 190 | 0.443 | 0.132 | 0.22 | cs | 70 | 0.00403 | MV
NA2XS2Y 1x150 RM/25 6/10 kV | 360 | 0.206 | 0.11 | 0.315 | cs | 150 | 0.00403 | MV
NA2XS2Y 1x120 RM/25 6/10 kV | 340 | 0.253 | 0.113 | 0.28 | cs | 120 | 0.00403 | MV
NA2XS2Y 1x70 RM/25 6/10 kV | 280 | 0.443 | 0.123 | 0.217 | cs | 70 | 0.00403 | MV
N2XS(FL)2Y 1x120 RM/35 64/110 kV | 112 | 0.153 | 0.166 | 0.366 | cs | 120 | 0.00393 | HV
N2XS(FL)2Y 1x185 RM/35 64/110 kV | 125 | 0.099 | 0.156 | 0.457 | cs | 185 | 0.00393 | HV
N2XS(FL)2Y 1x240 RM/35 64/110 kV | 135 | 0.075 | 0.149 | 0.526 | cs | 240 | 0.00393 | HV
N2XS(FL)2Y 1x300 RM/35 64/110 kV | 144 | 0.06 | 0.144 | 0.588 | cs | 300 | 0.00393 | HV
15-AL1/3-ST1A 0.4 | 11 | 1.8769 | 0.35 | 0.105 | ol | 16 | 0.00403 | LV
24-AL1/4-ST1A 0.4 | 11.25 | 1.2012 | 0.335 | 0.14 | ol | 24 | 0.00403 | LV
48-AL1/8-ST1A 0.4 | 12.2 | 0.5939 | 0.3 | 0.21 | ol | 48 | 0.00403 | LV
94-AL1/15-ST1A 0.4 | 13.2 | 0.306 | 0.29 | 0.35 | ol | 94 | 0.00403 | LV
34-AL1/6-ST1A 10.0 | 9.7 | 0.8342 | 0.36 | 0.17 | ol | 34 | 0.00403 | MV
48-AL1/8-ST1A 10.0 | 10.1 | 0.5939 | 0.35 | 0.21 | ol | 48 | 0.00403 | MV
70-AL1/11-ST1A 10.0 | 10.4 | 0.4132 | 0.339 | 0.29 | ol | 70 | 0.00403 | MV
94-AL1/15-ST1A 10.0 | 10.75 | 0.306 | 0.33 | 0.35 | ol | 94 | 0.00403 | MV
122-AL1/20-ST1A 10.0 | 11.1 | 0.2376 | 0.323 | 0.41 | ol | 122 | 0.00403 | MV
149-AL1/24-ST1A 10.0 | 11.25 | 0.194 | 0.315 | 0.47 | ol | 149 | 0.00403 | MV
34-AL1/6-ST1A 20.0 | 9.15 | 0.8342 | 0.382 | 0.17 | ol | 34 | 0.00403 | MV
48-AL1/8-ST1A 20.0 | 9.5 | 0.5939 | 0.372 | 0.21 | ol | 48 | 0.00403 | MV
70-AL1/11-ST1A 20.0 | 9.7 | 0.4132 | 0.36 | 0.29 | ol | 70 | 0.00403 | MV
94-AL1/15-ST1A 20.0 | 10 | 0.306 | 0.35 | 0.35 | ol | 94 | 0.00403 | MV
122-AL1/20-ST1A 20.0 | 10.3 | 0.2376 | 0.344 | 0.41 | ol | 122 | 0.00403 | MV
149-AL1/24-ST1A 20.0 | 10.5 | 0.194 | 0.337 | 0.47 | ol | 149 | 0.00403 | MV
184-AL1/30-ST1A 20.0 | 10.75 | 0.1571 | 0.33 | 0.535 | ol | 184 | 0.00403 | MV
243-AL1/39-ST1A 20.0 | 11 | 0.1188 | 0.32 | 0.645 | ol | 243 | 0.00403 | MV
48-AL1/8-ST1A 110.0 | 8 | 0.5939 | 0.46 | 0.21 | ol | 48 | 0.00403 | HV
70-AL1/11-ST1A 110.0 | 8.4 | 0.4132 | 0.45 | 0.29 | ol | 70 | 0.00403 | HV
94-AL1/15-ST1A 110.0 | 8.65 | 0.306 | 0.44 | 0.35 | ol | 94 | 0.00403 | HV
122-AL1/20-ST1A 110.0 | 8.5 | 0.2376 | 0.43 | 0.41 | ol | 122 | 0.00403 | HV
149-AL1/24-ST1A 110.0 | 8.75 | 0.194 | 0.41 | 0.47 | ol | 149 | 0.00403 | HV
184-AL1/30-ST1A 110.0 | 8.8 | 0.1571 | 0.4 | 0.535 | ol | 184 | 0.00403 | HV
243-AL1/39-ST1A 110.0 | 9 | 0.1188 | 0.39 | 0.645 | ol | 243 | 0.00403 | HV
305-AL1/39-ST1A 110.0 | 9.2 | 0.0949 | 0.38 | 0.74 | ol | 305 | 0.00403 | HV
490-AL1/64-ST1A 110.0 | 9.75 | 0.059 | 0.37 | 0.96 | ol | 490 | 0.00403 | HV
679-AL1/86-ST1A 110.0 | 9.95 | 0.042 | 0.36 | 1.15 | ol | 679 | 0.00403 | HV
490-AL1/64-ST1A 220.0 | 10 | 0.059 | 0.285 | 0.96 | ol | 490 | 0.00403 | HV
679-AL1/86-ST1A 220.0 | 11.7 | 0.042 | 0.275 | 1.15 | ol | 679 | 0.00403 | HV
490-AL1/64-ST1A 380.0 | 11 | 0.059 | 0.253 | 0.96 | ol | 490 | 0.00403 | HV
679-AL1/86-ST1A 380.0 | 14.6 | 0.042 | 0.25 | 1.15 | ol | 679 | 0.00403 | HV

## trafo_std_types
| i0_percent | pfe_kw | vkr_percent | sn_mva | vn_lv_kv | vn_hv_kv | vk_percent | shift_degree | vector_group | tap_side | tap_neutral | tap_min | tap_max | tap_step_degree | tap_step_percent | tap_phase_shifter
160 MVA 380/110 kV | 0.06 | 60 | 0.25 | 160 | 110 | 380 | 12.2 | 0 | Yy0 | hv | 0 | -9 | 9 | 0 | 1.5 | FALSE
100 MVA 220/110 kV | 0.06 | 55 | 0.26 | 100 | 110 | 220 | 12 | 0 | Yy0 | hv | 0 | -9 | 9 | 0 | 1.5 | FALSE
63 MVA 110/20 kV | 0.04 | 22 | 0.32 | 63 | 20 | 110 | 18 | 150 | YNd5 | hv | 0 | -9 | 9 | 0 | 1.5 | FALSE
40 MVA 110/20 kV | 0.05 | 18 | 0.34 | 40 | 20 | 110 | 16.2 | 150 | YNd5 | hv | 0 | -9 | 9 | 0 | 1.5 | FALSE
25 MVA 110/20 kV | 0.07 | 14 | 0.41 | 25 | 20 | 110 | 12 | 150 | YNd5 | hv | 0 | -9 | 9 | 0 | 1.5 | FALSE
63 MVA 110/10 kV | 0.04 | 22 | 0.32 | 63 | 10 | 110 | 18 | 150 | YNd5 | hv | 0 | -9 | 9 | 0 | 1.5 | FALSE
40 MVA 110/10 kV | 0.05 | 18 | 0.34 | 40 | 10 | 110 | 16.2 | 150 | YNd5 | hv | 0 | -9 | 9 | 0 | 1.5 | FALSE
25 MVA 110/10 kV | 0.07 | 14 | 0.41 | 25 | 10 | 110 | 12 | 150 | YNd5 | hv | 0 | -9 | 9 | 0 | 1.5 | FALSE
0.25 MVA 20/0.4 kV | 0.32 | 0.8 | 1.44 | 0.25 | 0.4 | 20 | 6 | 150 | Yzn5 | hv | 0 | -2 | 2 | 0 | 2.5 | FALSE
0.4 MVA 20/0.4 kV | 0.3375 | 1.35 | 1.425 | 0.4 | 0.4 | 20 | 6 | 150 | Dyn5 | hv | 0 | -2 | 2 | 0 | 2.5 | FALSE
0.63 MVA 20/0.4 kV | 0.2619 | 1.65 | 1.206 | 0.63 | 0.4 | 20 | 6 | 150 | Dyn5 | hv | 0 | -2 | 2 | 0 | 2.5 | FALSE
0.25 MVA 10/0.4 kV | 0.24 | 0.6 | 1.2 | 0.25 | 0.4 | 10 | 4 | 150 | Dyn5 | hv | 0 | -2 | 2 | 0 | 2.5 | FALSE
0.4 MVA 10/0.4 kV | 0.2375 | 0.95 | 1.325 | 0.4 | 0.4 | 10 | 4 | 150 | Dyn5 | hv | 0 | -2 | 2 | 0 | 2.5 | FALSE
0.63 MVA 10/0.4 kV | 0.1873 | 1.18 | 1.0794 | 0.63 | 0.4 | 10 | 4 | 150 | Dyn5 | hv | 0 | -2 | 2 | 0 | 2.5 | FALSE

## trafo3w_std_types
| sn_hv_mva | sn_mv_mva | sn_lv_mva | vn_hv_kv | vn_mv_kv | vn_lv_kv | vk_hv_percent | vk_mv_percent | vk_lv_percent | vkr_hv_percent | vkr_mv_percent | vkr_lv_percent | pfe_kw | i0_percent | shift_mv_degree | shift_lv_degree | vector_group | tap_side | tap_neutral | tap_min | tap_max | tap_step_percent
63/25/38 MVA 110/20/10 kV | 63 | 25 | 38 | 110 | 20 | 10 | 10.4 | 10.4 | 10.4 | 0.28 | 0.32 | 0.35 | 35 | 0.89 | 0 | 0 | YN0yn0yn0 | hv | 0 | -10 | 10 | 1.2
63/25/38 MVA 110/10/10 kV | 63 | 25 | 38 | 110 | 10 | 10 | 10.4 | 10.4 | 10.4 | 0.28 | 0.32 | 0.35 | 35 | 0.89 | 0 | 0 | YN0yn0yn0 | hv | 0 | -10 | 10 | 1.2

## fuse_std_types
| fuse_type | i_rated_a | t_avg | t_min | t_total | x_avg | x_min | x_total
HV 100A | HV 100A | 100 | 0 | [10.0, 3.64, 0.854, 0.281, 0.1, 0.0531, 0.022, 0.01] | [10.0, 4.267, 1.21, 0.403, 0.1, 0.058, 0.022, 0.01] | 0 | [300.0, 350.0, 450.0, 550.0, 700.0, 850.0, 1200.0, 1752.0] | [600.0, 700.0, 900.0, 1150.0, 1665.0, 2000.0, 3000.0, 4313.0]
HV 10A | HV 10A | 10 | 0 | [10.0, 1675.0, 0.344, 0.156, 0.1, 0.0417, 0.0171, 0.01] | [10.0, 1.3, 0.3, 0.155, 0.1, 0.0555, 0.023, 0.01] | 0 | [30.0, 32.0, 35.0, 37.0, 39.0, 50.0, 70.0, 88.0] | [60.0, 70.0, 80.0, 87.0, 94.0, 110.0, 150.0, 216.0]
HV 125A | HV 125A | 125 | 0 | [10.0, 1.82, 0.344, 0.1, 0.0467, 0.0269, 0.01] | [10.0, 2.478, 0.426, 0.1, 0.0427, 0.0211, 0.01] | 0 | [375.0, 500.0, 700.0, 925.0, 1200.0, 1500.0, 2341.0] | [750.0, 1000.0, 1500.0, 2200.0, 3000.0, 4000.0, 5765.0]
HV 160A | HV 160A | 160 | 0 | [10.0, 4.15, 1.03, 0.198, 0.1, 0.051, 0.0172, 0.01] | [10.0, 2.3, 0.734, 0.274, 0.1, 0.046, 0.0177, 0.01] | 0 | [480.0, 550.0, 700.0, 1000.0, 1260.0, 1600.0, 2500.0, 3227.0] | [960.0, 1300.0, 1700.0, 2200.0, 2996.0, 4000.0, 6000.0, 7946.0]
HV 16A | HV 16A | 16 | 0 | [10.0, 0.352, 0.164, 0.1, 0.0649, 0.0342, 0.01] | [10.0, 2.34, 0.722, 0.181, 0.1, 0.055, 0.0296, 0.01] | 0 | [48.0, 60.0, 65.0, 71.0, 80.0, 100.0, 162.0] | [96.0, 110.0, 125.0, 150.0, 168.0, 200.0, 250.0, 398.0]
HV 200A | HV 200A | 200 | 0 | [10.0, 4.267, 1.21, 0.403, 0.1, 0.058, 0.022, 0.01] | [10.0, 3.73, 1.654, 0.328, 0.1, 0.0531, 0.019, 0.01] | 0 | [600.0, 700.0, 900.0, 1150.0, 1665.0, 2000.0, 3000.0, 4313.0] | [1200.0, 1500.0, 1800.0, 2700.0, 3960.0, 5000.0, 7500.0, 10620.0]
HV 20A | HV 20A | 20 | 0 | [10.0, 1.3, 0.3, 0.155, 0.1, 0.0555, 0.023, 0.01] | [10.0, 1.3, 0.161, 0.1, 0.0611, 0.0399, 0.0141, 0.01] | 0 | [60.0, 70.0, 80.0, 87.0, 94.0, 110.0, 150.0, 216.0] | [120.0, 150.0, 200.0, 223.0, 260.0, 300.0, 450.0, 532.0]
HV 25A | HV 25A | 25 | 0 | [10.0, 2.512, 0.833, 0.299, 0.1, 0.0372, 0.0223, 0.01] | [10.0, 3.125, 0.597, 0.198, 0.1, 0.0378, 0.022, 0.01] | 0 | [75.0, 82.0, 90.0, 100.0, 124.0, 170.0, 200.0, 289.0] | [150.0, 170.0, 210.0, 250.0, 294.0, 400.0, 500.0, 711.0]
HV 31.5A | HV 31.5A | 31.5 | 0 | [10.0, 2.34, 0.722, 0.181, 0.1, 0.055, 0.0296, 0.01] | [10.0, 2.84, 0.368, 0.164, 0.1, 0.0621, 0.0378, 0.0195, 0.01] | 0 | [95.0, 110.0, 125.0, 150.0, 165.0, 200.0, 250.0, 390.0] | [189.0, 220.0, 300.0, 350.0, 393.0, 450.0, 530.0, 700.0, 960.0]
HV 40A | HV 40A | 40 | 0 | [10.0, 1.3, 0.161, 0.1, 0.0611, 0.0399, 0.0141, 0.01] | [10.0, 2.05, 0.369, 0.198, 0.1, 0.051, 0.0298, 0.01] | 0 | [120.0, 150.0, 200.0, 223.0, 260.0, 300.0, 450.0, 532.0] | [240.0, 300.0, 400.0, 450.0, 530.0, 650.0, 800.0, 1311.0]
HV 50A | HV 50A | 50 | 0 | [10.0, 3.215, 0.597, 0.198, 0.1, 0.0378, 0.022, 0.01] | [10.0, 3.64, 0.854, 0.281, 0.1, 0.0531, 0.022, 0.01] | 0 | [150.0, 170.0, 210.0, 250.0, 294.0, 400.0, 500.0, 711.0] | [300.0, 350.0, 450.0, 550.0, 700.0, 850.0, 1200.0, 1752.0]
HV 6.3A | HV 6.3A | 6.3 | 0 | [10.0, 1.39, 0.344, 0.168, 0.1, 0.056, 0.0263, 0.01] | [10.0, 1.711, 0.516, 0.198, 0.1, 0.0634, 0.0303, 0.01] | 0 | [19.0, 19.5, 20.4, 20.8, 22.0, 25.0, 32.0, 48.0] | [38.0, 40.0, 43.0, 48.0, 53.0, 60.0, 75.0, 118.0]
HV 63A | HV 63A | 63 | 0 | [10.0, 2.84, 0.368, 0.164, 0.1, 0.0621, 0.0378, 0.0195, 0.01] | [10.0, 1.82, 0.344, 0.1, 0.0467, 0.0269, 0.01] | 0 | [189.0, 220.0, 300.0, 350.0, 393.0, 450.0, 530.0, 700.0, 961.0] | [378.0, 500.0, 700.0, 934.0, 1200.0, 1500.0, 2366.0]
HV 80A | HV 80A | 80 | 0 | [10.0, 2.05, 0.369, 0.198, 0.1, 0.051, 0.0298, 0.01] | [10.0, 4.15, 1.03, 0.198, 0.1, 0.051, 0.0172, 0.01] | 0 | [240.0, 300.0, 400.0, 450.0, 530.0, 650.0, 800.0, 1311.0] | [480.0, 550.0, 700.0, 1000.0, 1260.0, 1600.0, 2500.0, 3227.0]
Siemens NH-1-100 | Siemens NH-1-100 | 100 | [5400.0, 2000.0, 400.0, 20.0, 1.0, 0.2, 0.012, 0.004] | 0 | 0 | [150.0, 190.0, 250.0, 430.0, 900.0, 1250.0, 2700.0, 3600.0] | 0 | 0
Siemens NH-1-125 | Siemens NH-1-125 | 125 | [4800.0, 120.0, 7.0, 0.1, 0.004] | 0 | 0 | [180.0, 400.0, 740.0, 2000.0, 4250.0] | 0 | 0
Siemens NH-1-16 | Siemens NH-1-16 | 16 | [4000.0, 400.0, 2.0, 0.1, 0.04, 0.01] | 0 | 0 | [26.0, 35.0, 75.0, 150.0, 200.0, 300.0] | 0 | 0
Siemens NH-1-160 | Siemens NH-1-160 | 160 | [4800.0, 120.0, 7.0, 0.1, 0.004] | 0 | 0 | [210.0, 500.0, 900.0, 2300.0, 5000.0] | 0 | 0
Siemens NH-1-25 | Siemens NH-1-25 | 25 | [4000.0, 1000.0, 10.0, 0.2, 0.02, 0.01] | 0 | 0 | [40.0, 50.0, 100.0, 210.0, 400.0, 500.0] | 0 | 0
Siemens NH-1-50 | Siemens NH-1-50 | 50 | [4000.0, 40.0, 4.0, 1.0, 0.02, 0.01] | 0 | 0 | [86.0, 200.0, 300.0, 400.0, 1000.0, 1280.0] | 0 | 0
Siemens NH-1-63 | Siemens NH-1-63 | 63 | [4000.0, 100.0, 10.0, 2.0, 0.04, 0.01] | 0 | 0 | [100.0, 200.0, 300.0, 400.0, 1000.0, 1500.0] | 0 | 0
Siemens NH-1-80 | Siemens NH-1-80 | 80 | [4800.0, 120.0, 7.0, 0.1, 0.01] | 0 | 0 | [150.58, 250.0, 450.0, 1150.0, 2470.0] | 0 | 0
Siemens NH-2-1000 | Siemens NH-2-1000 | 1000 | [4800.0, 120.0, 7.0, 0.1, 0.004] | 0 | 0 | [1900.0, 3500.0, 8400.0, 24000.0, 52000.0] | 0 | 0
Siemens NH-2-200 | Siemens NH-2-200 | 200 | [4800.0, 120.0, 7.0, 0.1, 0.004] | 0 | 0 | [280.0, 650.0, 1200.0, 3000.0, 7000.0] | 0 | 0
Siemens NH-2-224 | Siemens NH-2-224 | 224 | [4800.0, 120.0, 7.0, 0.2, 0.04, 0.004] | 0 | 0 | [400.0, 750.0, 1453.0, 3025.0, 4315.0, 7600.0] | 0 | 0
Siemens NH-2-250 | Siemens NH-2-250 | 250 | [4800.0, 120.0, 7.0, 0.1, 0.004] | 0 | 0 | [450.0, 800.0, 1650.0, 4000.0, 8500.0] | 0 | 0
Siemens NH-2-315 | Siemens NH-2-315 | 315 | [4800.0, 120.0, 7.0, 0.1, 0.004] | 0 | 0 | [550.0, 920.0, 1900.0, 5000.0, 11000.0] | 0 | 0
Siemens NH-2-355 | Siemens NH-2-355 | 355 | [4800.0, 120.0, 6.0, 0.1, 0.004] | 0 | 0 | [650.0, 1116.27, 2350.0, 5840.0, 12790.0] | 0 | 0
Siemens NH-2-400 | Siemens NH-2-400 | 400 | [4800.0, 120.0, 7.0, 0.1, 0.004] | 0 | 0 | [720.0, 1350.0, 2800.0, 6500.0, 15000.0] | 0 | 0
Siemens NH-2-425 | Siemens NH-2-425 | 425 | [4800.0, 120.0, 7.0, 0.1, 0.004] | 0 | 0 | [850.0, 1500.0, 3050.0, 7500.0, 16500.0] | 0 | 0
Siemens NH-2-630 | Siemens NH-2-630 | 630 | [4800.0, 120.0, 7.0, 0.1, 0.004] | 0 | 0 | [1200.0, 2000.0, 4800.0, 12000.0, 26000.0] | 0 | 0

## res_bus
| vm_pu | va_degree | p_mw | q_mvar
0 | 0.98064 | -0.37304 | 0.0068041 | 0.0017053
1 | 0.98088 | -0.36829 | 0 | 0
2 | 0.98096 | -0.36663 | 0.006946 | 0.0017408
3 | 0.98154 | -0.3554 | 0 | 0
4 | 0.98168 | -0.3526 | 0 | 0
5 | 0.98157 | -0.35476 | 0 | 0
6 | 0.98221 | -0.3423 | 0.0050413 | 0.0012635
7 | 0.98238 | -0.33905 | 0 | 0
8 | 0.98307 | -0.3255 | 0 | 0
9 | 0.98232 | -0.34006 | 0.012493 | 0.003131
10 | 0.98191 | -0.34814 | 0 | 0
11 | 0.98182 | -0.34988 | 0.016064 | 0.004026
12 | 0.98164 | -0.35339 | 0 | 0
13 | 0.98398 | -0.30771 | 0.010568 | 0.0026485
14 | 0.97492 | -0.48338 | 0 | 0
15 | 0.97508 | -0.48028 | 0 | 0
16 | 0.97485 | -0.48471 | 0.0091435 | 0.0022916
17 | 0.9796 | -0.39148 | 0 | 0
18 | 0.97996 | -0.38458 | 0 | 0
19 | 0.97584 | -0.46519 | 0 | 0
20 | 0.98081 | -0.36748 | 0 | 0
21 | 0.98513 | -0.28376 | 0 | 0
22 | 0.976 | -0.46154 | 0.061851 | 0.015501
23 | 0.97117 | -0.55682 | 0 | 0
24 | 0.97146 | -0.55107 | 0.00077964 | 0.0001954
25 | 0.97096 | -0.56099 | 0 | 0
26 | 0.98155 | -0.35517 | 0.011627 | 0.0029141
27 | 0.97366 | -0.50752 | 0 | 0
28 | 0.97325 | -0.5157 | 0 | 0
29 | 0.97222 | -0.5359 | 0 | 0
30 | 0.99297 | -0.13396 | 0 | 0
31 | 0.98914 | -0.20752 | 0 | 0
32 | 0.99689 | -0.05923 | 0 | 0
33 | 0.98996 | -0.19171 | 0 | 0
34 | 0.99243 | -0.14447 | 0.016906 | 0.0042371
35 | 0.98859 | -0.21827 | 0.0050303 | 0.0012607
36 | 0.98579 | -0.27249 | 0 | 0
37 | 0.98389 | -0.30948 | 0.0050015 | 0.0012535
38 | 0.98674 | -0.25403 | 0.0051445 | 0.0012893
39 | 0.99246 | -0.14442 | 0 | 0
40 | 0.99126 | -0.16774 | 0.032328 | 0.0081022
41 | 0.99502 | -0.095099 | 0.0059227 | 0.0014844
42 | 0.98338 | -0.31937 | 0 | 0
43 | 0.98225 | -0.34141 | 0.0049934 | 0.0012515
44 | 0.97502 | -0.48137 | 0.0089118 | 0.0022335
45 | 0.97054 | -0.56931 | 0.013786 | 0.0034551
46 | 0.97567 | -0.46823 | 0 | 0
47 | 0.97544 | -0.4728 | 0 | 0
48 | 0.97675 | -0.4472 | 0.0021271 | 0.00053309
49 | 0.97197 | -0.54084 | 0.00037042 | 9.2837e-05
50 | 0.99591 | -0.078018 | 0 | 0
51 | 0.99551 | -0.085727 | 0 | 0
52 | 0.98238 | -0.33746 | 0 | 0
53 | 0.98781 | -0.23327 | 0 | 0
54 | 1 | 0 | -0.5692 | -0.14553
55 | 0.99652 | -0.066285 | 0.017118 | 0.0042901
56 | 0.97568 | -0.46843 | 0.015694 | 0.0039334
57 | 0.98812 | -0.22737 | 0.0039608 | 0.00099266
58 | 0.98132 | -0.35963 | 0.0086959 | 0.0021794
59 | 0.98205 | -0.34549 | 0.009231 | 0.0023135
60 | 0.98148 | -0.35642 | 0.0072427 | 0.0018152
61 | 0.98531 | -0.2818 | 0 | 0
62 | 0.98669 | -0.25498 | 0.0047653 | 0.0011943
63 | 0.98482 | -0.29145 | 0 | 0
64 | 0.98716 | -0.24474 | 0.014158 | 0.0035484
65 | 0.99265 | -0.13973 | 0.036085 | 0.0090437
66 | 0.99387 | -0.11613 | 0 | 0
67 | 0.99633 | -0.06941 | 0.00063941 | 0.00016025
68 | 0.99069 | -0.17694 | 0 | 0
69 | 0.97166 | -0.54713 | 0 | 0
70 | 0.97299 | -0.5209 | 0.032506 | 0.0081468
71 | 0.97181 | -0.54409 | 0 | 0
72 | 0.97388 | -0.50353 | 0.0019342 | 0.00048475
73 | 0.99517 | -0.092267 | 0.0096115 | 0.0024089
74 | 0.98551 | -0.27684 | 0 | 0
75 | 0.98601 | -0.26723 | 0.0014021 | 0.0003514
76 | 0.98234 | -0.33819 | 0.0012374 | 0.00031013
77 | 0.98231 | -0.33888 | 0.0010144 | 0.00025424
78 | 0.99801 | -0.037631 | 0.00059334 | 0.0001487
79 | 0.98639 | -0.26021 | 0.0034347 | 0.00086082
80 | 0.98639 | -0.26017 | 0.0030317 | 0.00075982
81 | 0.98818 | -0.22518 | 0 | 0
82 | 0.99046 | -0.18148 | 0.0035172 | 0.00088149
83 | 0.98995 | -0.19116 | 0 | 0
84 | 0.98623 | -0.26285 | 0.00993 | 0.0024887
85 | 0.98653 | -0.25715 | 0 | 0
86 | 0.98702 | -0.24763 | 0.0013884 | 0.00034795
87 | 0.98723 | -0.24363 | 0.0014316 | 0.0003588
88 | 0.98698 | -0.2488 | 0.0015818 | 0.00039642
89 | 0.98698 | -0.24865 | 0.0029413 | 0.00073716
90 | 0.98771 | -0.23446 | 0.0016689 | 0.00041828
91 | 0.99022 | -0.18615 | 0.0023998 | 0.00060145
92 | 0.99022 | -0.18614 | 0.0014361 | 0.00035992
93 | 0.98639 | -0.26016 | 0 | 0
94 | 0.98634 | -0.26119 | 0 | 0
95 | 0.98677 | -0.25286 | 0.0054571 | 0.0013677
96 | 0.98624 | -0.26315 | 0.0048348 | 0.0012117
97 | 0.98621 | -0.26363 | 0.0059979 | 0.0015032
98 | 0.98716 | -0.24525 | 0.00382 | 0.00095739
99 | 0.98723 | -0.24379 | 0.014164 | 0.0035498
100 | 0.9875 | -0.23854 | 0 | 0
101 | 0.98702 | -0.24785 | 0.0014018 | 0.00035132
102 | 0.98769 | -0.23499 | 0.001584 | 0.000397
103 | 0.9883 | -0.22305 | 0 | 0
104 | 0.98841 | -0.22083 | 0 | 0
105 | 0.98778 | -0.23318 | 0.014164 | 0.0035497
106 | 0.98755 | -0.23767 | 0 | 0
107 | 0.97115 | -0.55728 | 0.0029523 | 0.00073992
108 | 0.97059 | -0.5684 | 0.0018165 | 0.00045526
109 | 0.97056 | -0.56892 | 0.0022972 | 0.00057572
110 | 0.97053 | -0.56954 | 0.002017 | 0.00050551
111 | 0.97052 | -0.56988 | 0.0022221 | 0.0005569
112 | 0.98886 | -0.21208 | 0.01416 | 0.0035488
113 | 0.98843 | -0.22039 | 0 | 0
114 | 0.98895 | -0.21053 | 0.0015709 | 0.0003937
115 | 0.98793 | -0.23021 | 0.0015442 | 0.00038701
116 | 0.99044 | -0.18196 | 0.0033842 | 0.00084816
117 | 0.99035 | -0.18354 | 0.0032753 | 0.00082086
118 | 0.99033 | -0.18394 | 0.0013592 | 0.00034065
119 | 0.99026 | -0.18529 | 0.0011412 | 0.00028602
120 | 0.99025 | -0.18565 | 0.0024761 | 0.00062057
121 | 0.98227 | -0.33957 | 0.0012489 | 0.00031301
122 | 0.98223 | -0.34043 | 0.0012759 | 0.00031978
123 | 0.98213 | -0.34226 | 0.0012778 | 0.00032026
124 | 0.98232 | -0.33871 | 0.0010033 | 0.00025145
125 | 0.98206 | -0.34376 | 0.0011597 | 0.00029065
126 | 0.98227 | -0.33951 | 0.0012687 | 0.00031797
127 | 0.97048 | -0.57055 | 0.0021455 | 0.00053772
128 | 0.97049 | -0.57046 | 0.0025939 | 0.00065008
129 | 0.9705 | -0.57024 | 0.0022688 | 0.00056861
130 | 0.98201 | -0.34472 | 0.001034 | 0.00025914
131 | 0.98198 | -0.34525 | 0.0011172 | 0.00028
132 | 0.98196 | -0.34563 | 0.0012805 | 0.00032091
133 | 0.98194 | -0.34615 | 0.0025807 | 0.00064679
134 | 0.98218 | -0.34141 | 0.0011167 | 0.00027988
135 | 0.98219 | -0.34121 | 0.0011814 | 0.00029608
136 | 0.98218 | -0.34146 | 0.00098698 | 0.00024736
137 | 0.9822 | -0.34096 | 0.0011309 | 0.00028342
138 | 0.98222 | -0.34051 | 0.00093023 | 0.00023314
139 | 0.98225 | -0.34001 | 0.0012486 | 0.00031292
140 | 0.99998 | 149.9956 | 0 | 0

## res_line
| p_from_mw | q_from_mvar | p_to_mw | q_to_mvar | pl_mw | ql_mvar | i_from_ka | i_to_ka | i_ka | vm_from_pu | va_from_degree | vm_to_pu | va_to_degree | loading_percent
0 | -0.0068041 | -0.0017053 | 0.0068056 | 0.0017058 | 1.539e-06 | 4.9909e-07 | 0.010324 | 0.010324 | 0.010324 | 0.98064 | -0.37304 | 0.98088 | -0.36829 | 2.8364
1 | -0.0068056 | -0.0017058 | 0.0068061 | 0.0017059 | 5.4078e-07 | 1.7532e-07 | 0.010324 | 0.010324 | 0.010324 | 0.98088 | -0.36829 | 0.98096 | -0.36663 | 2.8363
2 | -0.013752 | -0.0034468 | 0.013759 | 0.0034509 | 7.3607e-06 | 4.1411e-06 | 0.020861 | 0.02086 | 0.020861 | 0.98096 | -0.36663 | 0.98154 | -0.3554 | 5.7309
3 | -0.022457 | -0.0056311 | 0.022458 | 0.0056315 | 6.8549e-07 | 4.1878e-07 | 0.034046 | 0.034046 | 0.034046 | 0.98154 | -0.3554 | 0.98157 | -0.35476 | 9.3533
4 | 0.0086977 | 0.0021802 | -0.0086959 | -0.0021794 | 1.7552e-06 | 7.8317e-07 | 0.013186 | 0.013186 | 0.013186 | 0.98154 | -0.3554 | 0.98132 | -0.35963 | 3.6225
5 | 0.029704 | 0.0074488 | -0.029701 | -0.0074469 | 3.0578e-06 | 1.9062e-06 | 0.045027 | 0.045027 | 0.045027 | 0.98168 | -0.3526 | 0.98157 | -0.35476 | 12.37
6 | -0.029704 | -0.0074488 | 0.029719 | 0.0074579 | 1.4578e-05 | 9.0871e-06 | 0.045027 | 0.045027 | 0.045027 | 0.98168 | -0.3526 | 0.98221 | -0.3423 | 12.37
7 | 0.0072433 | 0.0018154 | -0.0072427 | -0.0018152 | 5.7565e-07 | 2.075e-07 | 0.010981 | 0.010981 | 0.010981 | 0.98157 | -0.35476 | 0.98148 | -0.35642 | 3.0166
8 | -0.03476 | -0.0087214 | 0.034762 | 0.0087223 | 1.4817e-06 | 9.3028e-07 | 0.052664 | 0.052664 | 0.052664 | 0.98221 | -0.3423 | 0.98225 | -0.34141 | 14.4681
9 | -0.021727 | -0.0054462 | 0.021741 | 0.0054548 | 1.403e-05 | 8.5413e-06 | 0.032911 | 0.03291 | 0.032911 | 0.98238 | -0.33905 | 0.98307 | -0.3255 | 9.0414
10 | 0.021727 | 0.0054462 | -0.021726 | -0.0054456 | 1.0443e-06 | 6.358e-07 | 0.032911 | 0.032911 | 0.032911 | 0.98238 | -0.33905 | 0.98232 | -0.34006 | 9.0414
11 | -0.049468 | -0.012416 | 0.04951 | 0.012443 | 4.2016e-05 | 2.6637e-05 | 0.074883 | 0.074883 | 0.074883 | 0.98307 | -0.3255 | 0.98398 | -0.30771 | 20.5723
12 | 0.027727 | 0.0069616 | -0.027697 | -0.006943 | 2.9902e-05 | 1.8564e-05 | 0.041973 | 0.041973 | 0.041973 | 0.98307 | -0.3255 | 0.98191 | -0.34814 | 11.531
13 | 0.0092334 | 0.0023146 | -0.009231 | -0.0023135 | 2.39e-06 | 1.1173e-06 | 0.013987 | 0.013987 | 0.013987 | 0.98232 | -0.34006 | 0.98205 | -0.34549 | 3.8426
14 | 0.016065 | 0.0040268 | -0.016064 | -0.004026 | 1.335e-06 | 7.7843e-07 | 0.024346 | 0.024346 | 0.024346 | 0.98191 | -0.34814 | 0.98182 | -0.34988 | 6.6885
15 | 0.011631 | 0.0029162 | -0.011628 | -0.0029146 | 2.9121e-06 | 1.5477e-06 | 0.017627 | 0.017627 | 0.017627 | 0.98191 | -0.34814 | 0.98164 | -0.35339 | 4.8426
16 | 0.011628 | 0.0029146 | -0.011627 | -0.0029141 | 9.8561e-07 | 5.2386e-07 | 0.017627 | 0.017627 | 0.017627 | 0.98164 | -0.35339 | 0.98155 | -0.35517 | 4.8426
17 | -0.060077 | -0.015091 | 0.060124 | 0.015121 | 4.6659e-05 | 2.967e-05 | 0.090864 | 0.090864 | 0.090864 | 0.98398 | -0.30771 | 0.98482 | -0.29145 | 24.9626
18 | -0.0091441 | -0.0022918 | 0.0091454 | 0.0022925 | 1.3521e-06 | 6.3447e-07 | 0.013957 | 0.013957 | 0.013957 | 0.97492 | -0.48338 | 0.97508 | -0.48028 | 3.8342
19 | 0.0091441 | 0.0022918 | -0.0091435 | -0.0022916 | 5.7925e-07 | 2.7184e-07 | 0.013957 | 0.013957 | 0.013957 | 0.97492 | -0.48338 | 0.97485 | -0.48471 | 3.8342
20 | 0.0089123 | 0.0022337 | -0.0089118 | -0.0022335 | 4.6566e-07 | 2.1429e-07 | 0.013601 | 0.013601 | 0.013601 | 0.97508 | -0.48028 | 0.97502 | -0.48137 | 3.7364
21 | -0.018058 | -0.0045262 | 0.018071 | 0.004534 | 1.2989e-05 | 7.7435e-06 | 0.027557 | 0.027557 | 0.027557 | 0.97508 | -0.48028 | 0.97584 | -0.46519 | 7.5706
22 | -0.033886 | -0.0085434 | 0.033898 | 0.0085505 | 1.1186e-05 | 7.0171e-06 | 0.051492 | 0.051492 | 0.051492 | 0.9796 | -0.39148 | 0.97996 | -0.38458 | 14.1461
23 | 0.033886 | 0.0085434 | -0.033767 | -0.0084687 | 0.00011909 | 7.4714e-05 | 0.051492 | 0.051492 | 0.051492 | 0.9796 | -0.39148 | 0.97584 | -0.46519 | 14.1462
24 | -0.056451 | -0.014266 | 0.056579 | 0.014347 | 0.00012786 | 8.1243e-05 | 0.08576 | 0.08576 | 0.08576 | 0.97996 | -0.38458 | 0.98238 | -0.33746 | 23.5605
25 | 0.022553 | 0.0057154 | -0.022485 | -0.0056741 | 6.7639e-05 | 4.136e-05 | 0.034268 | 0.034269 | 0.034269 | 0.97996 | -0.38458 | 0.97675 | -0.4472 | 9.4146
26 | 0.015697 | 0.0039348 | -0.015694 | -0.0039334 | 2.421e-06 | 1.4087e-06 | 0.023935 | 0.023935 | 0.023935 | 0.97584 | -0.46519 | 0.97568 | -0.46843 | 6.5757
27 | -0.10996 | -0.027811 | 0.1104 | 0.028094 | 0.00044357 | 0.00028335 | 0.16691 | 0.16691 | 0.16691 | 0.98081 | -0.36748 | 0.98513 | -0.28376 | 45.8536
28 | 0.10996 | 0.027811 | -0.10946 | -0.027495 | 0.00049377 | 0.00031542 | 0.16691 | 0.16691 | 0.16691 | 0.98081 | -0.36748 | 0.976 | -0.46154 | 45.8537
29 | -0.1104 | -0.028094 | 0.11061 | 0.028227 | 0.00020809 | 0.00013292 | 0.16691 | 0.16691 | 0.16691 | 0.98513 | -0.28376 | 0.98716 | -0.24474 | 45.8536
30 | 0.04761 | 0.011994 | -0.047506 | -0.011928 | 0.00010446 | 6.6193e-05 | 0.072609 | 0.072609 | 0.072609 | 0.976 | -0.46154 | 0.97366 | -0.50752 | 19.9476
31 | -0.013794 | -0.0034597 | 0.013798 | 0.0034619 | 3.7806e-06 | 2.1402e-06 | 0.021136 | 0.021136 | 0.021136 | 0.97117 | -0.55682 | 0.97146 | -0.55107 | 5.8066
32 | 0.013794 | 0.0034597 | -0.013791 | -0.0034582 | 2.7384e-06 | 1.5504e-06 | 0.021136 | 0.021136 | 0.021136 | 0.97117 | -0.55682 | 0.97096 | -0.56099 | 5.8067
33 | -0.014577 | -0.0036572 | 0.01458 | 0.0036588 | 2.7431e-06 | 1.5739e-06 | 0.02233 | 0.02233 | 0.02233 | 0.97146 | -0.55107 | 0.97166 | -0.54713 | 6.1347
34 | 0.013791 | 0.0034582 | -0.013786 | -0.0034551 | 5.4691e-06 | 3.0966e-06 | 0.021136 | 0.021136 | 0.021136 | 0.97096 | -0.56099 | 0.97054 | -0.56931 | 5.8067
35 | 0.032527 | 0.0081598 | -0.032514 | -0.0081519 | 1.2665e-05 | 7.9357e-06 | 0.049713 | 0.049713 | 0.049713 | 0.97366 | -0.50752 | 0.97325 | -0.5157 | 13.6573
36 | 0.014979 | 0.0037679 | -0.014959 | -0.0037562 | 2.0275e-05 | 1.1695e-05 | 0.022897 | 0.022897 | 0.022897 | 0.97366 | -0.50752 | 0.97222 | -0.5359 | 6.2904
37 | 0.032514 | 0.0081519 | -0.032506 | -0.0081468 | 8.0683e-06 | 5.0556e-06 | 0.049713 | 0.049713 | 0.049713 | 0.97325 | -0.5157 | 0.97299 | -0.5209 | 13.6573
38 | 0.014959 | 0.0037562 | -0.014955 | -0.0037542 | 3.53e-06 | 2.0366e-06 | 0.022897 | 0.022897 | 0.022897 | 0.97222 | -0.5359 | 0.97197 | -0.54084 | 6.2904
39 | 0.069351 | 0.017627 | -0.069107 | -0.017471 | 0.00024473 | 0.00015585 | 0.10401 | 0.10401 | 0.10401 | 0.99297 | -0.13396 | 0.98914 | -0.20752 | 28.5754
40 | -0.14169 | -0.035957 | 0.1422 | 0.036283 | 0.00051132 | 0.00032568 | 0.21248 | 0.21248 | 0.21248 | 0.99297 | -0.13396 | 0.99689 | -0.05923 | 29.1874
41 | 0.055421 | 0.014088 | -0.055267 | -0.01399 | 0.00015368 | 9.7591e-05 | 0.083121 | 0.083121 | 0.083121 | 0.99297 | -0.13396 | 0.98996 | -0.19171 | 22.8356
42 | 0.016915 | 0.0042421 | -0.016906 | -0.0042371 | 8.4689e-06 | 4.9657e-06 | 0.025349 | 0.025349 | 0.025349 | 0.99297 | -0.13396 | 0.99243 | -0.14447 | 6.964
43 | 0.069107 | 0.017471 | -0.069041 | -0.01743 | 6.5708e-05 | 4.1846e-05 | 0.10401 | 0.10401 | 0.10401 | 0.98914 | -0.20752 | 0.98812 | -0.22737 | 28.5754
44 | -0.20738 | -0.052692 | 0.20797 | 0.053069 | 0.00059321 | 0.00037772 | 0.3098 | 0.3098 | 0.3098 | 0.99689 | -0.05923 | 1 | 0 | 28.3699
45 | 0.017123 | 0.0042934 | -0.017118 | -0.0042901 | 5.7552e-06 | 3.3772e-06 | 0.02556 | 0.02556 | 0.02556 | 0.99689 | -0.05923 | 0.99652 | -0.066285 | 7.022
46 | 0.048056 | 0.012116 | -0.048012 | -0.012088 | 4.3165e-05 | 2.7335e-05 | 0.071756 | 0.071756 | 0.071756 | 0.99689 | -0.05923 | 0.99591 | -0.078018 | 19.7133
47 | 0.055267 | 0.01399 | -0.055197 | -0.013945 | 7.0365e-05 | 4.4685e-05 | 0.083121 | 0.083122 | 0.083122 | 0.98996 | -0.19171 | 0.98859 | -0.21827 | 22.8356
48 | 0.050166 | 0.012685 | -0.05013 | -0.012662 | 3.6066e-05 | 2.2866e-05 | 0.07555 | 0.07555 | 0.07555 | 0.98859 | -0.21827 | 0.98781 | -0.23327 | 20.7555
49 | 0.044896 | 0.011316 | -0.044817 | -0.011265 | 7.9321e-05 | 5.018e-05 | 0.067792 | 0.067793 | 0.067793 | 0.98579 | -0.27249 | 0.98389 | -0.30948 | 18.6243
50 | -0.044896 | -0.011316 | 0.044936 | 0.011341 | 3.9687e-05 | 2.5106e-05 | 0.067792 | 0.067792 | 0.067792 | 0.98579 | -0.27249 | 0.98674 | -0.25403 | 18.6243
51 | 0.039816 | 0.010012 | -0.039797 | -0.01 | 1.88e-05 | 1.1856e-05 | 0.060228 | 0.060228 | 0.060228 | 0.98389 | -0.30948 | 0.98338 | -0.31937 | 16.5463
52 | -0.050081 | -0.01263 | 0.05013 | 0.012662 | 4.9807e-05 | 3.1579e-05 | 0.07555 | 0.07555 | 0.07555 | 0.98674 | -0.25403 | 0.98781 | -0.23327 | 20.7556
53 | 0.032364 | 0.0081246 | -0.032328 | -0.0081022 | 3.5958e-05 | 2.2487e-05 | 0.048529 | 0.048529 | 0.048529 | 0.99246 | -0.14442 | 0.99126 | -0.16774 | 13.3321
54 | -0.032364 | -0.0081246 | 0.03244 | 0.0081724 | 7.6333e-05 | 4.7733e-05 | 0.048529 | 0.048528 | 0.048529 | 0.99246 | -0.14442 | 0.99502 | -0.095099 | 13.332
55 | -0.038363 | -0.0096567 | 0.038394 | 0.0096765 | 3.1349e-05 | 1.9733e-05 | 0.057385 | 0.057385 | 0.057385 | 0.99502 | -0.095099 | 0.99591 | -0.078018 | 15.7652
56 | 0.039797 | 0.01 | -0.039755 | -0.0099738 | 4.1813e-05 | 2.6371e-05 | 0.060228 | 0.060229 | 0.060229 | 0.98338 | -0.31937 | 0.98225 | -0.34141 | 16.5463
57 | 0.020338 | 0.0051286 | -0.020333 | -0.0051259 | 4.447e-06 | 2.6923e-06 | 0.031029 | 0.031029 | 0.031029 | 0.97567 | -0.46823 | 0.97544 | -0.4728 | 8.5245
58 | -0.020338 | -0.0051286 | 0.020358 | 0.005141 | 2.0496e-05 | 1.2408e-05 | 0.031029 | 0.031029 | 0.031029 | 0.97567 | -0.46823 | 0.97675 | -0.4472 | 8.5244
59 | 0.020333 | 0.0051259 | -0.020304 | -0.0051078 | 2.9852e-05 | 1.8075e-05 | 0.031029 | 0.031029 | 0.031029 | 0.97544 | -0.4728 | 0.97388 | -0.50353 | 8.5246
60 | 0.014585 | 0.0036613 | -0.014582 | -0.00366 | 2.2592e-06 | 1.2961e-06 | 0.02233 | 0.02233 | 0.02233 | 0.97197 | -0.54084 | 0.97181 | -0.54409 | 6.1347
61 | 0.009618 | 0.0024119 | -0.0096145 | -0.0024103 | 3.5329e-06 | 1.6677e-06 | 0.014371 | 0.014371 | 0.014371 | 0.99591 | -0.078018 | 0.99551 | -0.085727 | 3.9482
62 | 0.0096145 | 0.0024103 | -0.0096115 | -0.0024089 | 2.9954e-06 | 1.4144e-06 | 0.014371 | 0.014371 | 0.014371 | 0.99551 | -0.085727 | 0.99517 | -0.092267 | 3.9482
63 | 0.010106 | 0.0025327 | -0.010105 | -0.0025325 | 3.543e-07 | 1.757e-07 | 0.015307 | 0.015307 | 0.015307 | 0.98238 | -0.33746 | 0.98234 | -0.33819 | 4.2052
64 | 0.011993 | 0.0030061 | -0.011992 | -0.0030056 | 8.1376e-07 | 4.3755e-07 | 0.018165 | 0.018165 | 0.018165 | 0.98238 | -0.33746 | 0.98231 | -0.33888 | 4.9905
65 | -0.078677 | -0.019886 | 0.078906 | 0.020032 | 0.00022941 | 0.00014627 | 0.11923 | 0.11923 | 0.11923 | 0.98238 | -0.33746 | 0.98551 | -0.27684 | 32.7561
66 | 0.35958 | 0.092459 | -0.35892 | -0.09204 | 0.0006563 | 0.00041931 | 0.53589 | 0.53589 | 0.53589 | 1 | 0 | 0.99801 | -0.037631 | 49.0741
67 | 0.06508 | 0.016437 | -0.064994 | -0.016382 | 8.5981e-05 | 5.4723e-05 | 0.09805 | 0.09805 | 0.09805 | 0.98812 | -0.22737 | 0.98669 | -0.25498 | 26.9368
68 | -0.060152 | -0.015139 | 0.060229 | 0.015188 | 7.723e-05 | 4.9109e-05 | 0.090864 | 0.090864 | 0.090864 | 0.98531 | -0.2818 | 0.98669 | -0.25498 | 24.9626
69 | 0.060152 | 0.015139 | -0.060124 | -0.015121 | 2.7722e-05 | 1.7628e-05 | 0.090864 | 0.090864 | 0.090864 | 0.98531 | -0.2818 | 0.98482 | -0.29145 | 24.9626
70 | -0.12476 | -0.031775 | 0.12488 | 0.03185 | 0.00011779 | 7.4933e-05 | 0.18825 | 0.18825 | 0.18825 | 0.98716 | -0.24474 | 0.98818 | -0.22518 | 25.8583
71 | -0.036085 | -0.0090437 | 0.036125 | 0.0090692 | 4.062e-05 | 2.5518e-05 | 0.054092 | 0.054092 | 0.054092 | 0.99265 | -0.13973 | 0.99387 | -0.11613 | 14.8605
72 | -0.35633 | -0.090864 | 0.35714 | 0.091378 | 0.00080571 | 0.00051477 | 0.53405 | 0.53405 | 0.53405 | 0.99387 | -0.11613 | 0.99633 | -0.06941 | 48.9057
73 | 0.32021 | 0.081794 | -0.31927 | -0.081195 | 0.0009384 | 0.00059931 | 0.47996 | 0.47996 | 0.47996 | 0.99387 | -0.11613 | 0.99069 | -0.17694 | 43.9523
74 | -0.35778 | -0.091539 | 0.35833 | 0.091891 | 0.00055132 | 0.00035224 | 0.535 | 0.535 | 0.535 | 0.99633 | -0.06941 | 0.99801 | -0.037631 | 48.9931
75 | 0.018995 | 0.0047625 | -0.018991 | -0.0047601 | 4.1125e-06 | 2.4586e-06 | 0.028532 | 0.028532 | 0.028532 | 0.99069 | -0.17694 | 0.99046 | -0.18148 | 7.8384
76 | 0.30027 | 0.076433 | -0.30007 | -0.076301 | 0.0002058 | 0.0001314 | 0.45143 | 0.45143 | 0.45143 | 0.99069 | -0.17694 | 0.98995 | -0.19116 | 41.3395
77 | -0.01458 | -0.0036588 | 0.014582 | 0.00366 | 2.1098e-06 | 1.2105e-06 | 0.02233 | 0.02233 | 0.02233 | 0.97166 | -0.54713 | 0.97181 | -0.54409 | 6.1347
78 | 0.018369 | 0.004623 | -0.018322 | -0.0045949 | 4.7067e-05 | 2.8147e-05 | 0.028074 | 0.028075 | 0.028075 | 0.97388 | -0.50353 | 0.97115 | -0.55728 | 7.7129
79 | -0.078906 | -0.020032 | 0.078943 | 0.020055 | 3.6486e-05 | 2.2566e-05 | 0.11923 | 0.11923 | 0.11923 | 0.98551 | -0.27684 | 0.98601 | -0.26723 | 10.9187
80 | -0.080345 | -0.020406 | 0.080362 | 0.020417 | 1.696e-05 | 1.0501e-05 | 0.12135 | 0.12135 | 0.12135 | 0.98601 | -0.26723 | 0.98623 | -0.26285 | 11.1124
81 | 0.0088677 | 0.0022224 | -0.0088675 | -0.0022223 | 2.1846e-07 | 9.8941e-08 | 0.013432 | 0.013432 | 0.013432 | 0.98234 | -0.33819 | 0.98232 | -0.33871 | 3.6902
82 | 0.010977 | 0.0027514 | -0.010977 | -0.0027512 | 3.5999e-07 | 1.8645e-07 | 0.016629 | 0.016629 | 0.016629 | 0.98231 | -0.33888 | 0.98227 | -0.33957 | 4.5684
83 | -0.0034347 | -0.00086082 | 0.0034347 | 0.00086082 | 7.1231e-09 | -4.4725e-09 | 0.0051815 | 0.0051814 | 0.0051815 | 0.98639 | -0.26021 | 0.98639 | -0.26017 | 1.4235
84 | -0.0064664 | -0.0016206 | 0.0064664 | 0.0016206 | 2.1989e-09 | 6.214e-10 | 0.0097549 | 0.0097549 | 0.0097549 | 0.98639 | -0.26017 | 0.98639 | -0.26016 | 2.6799
85 | -0.12488 | -0.03185 | 0.12491 | 0.031869 | 2.8939e-05 | 1.827e-05 | 0.18825 | 0.18825 | 0.18825 | 0.98818 | -0.22518 | 0.98843 | -0.22039 | 17.2389
86 | 0.015474 | 0.0038786 | -0.015474 | -0.0038784 | 3.4992e-07 | 2.0173e-07 | 0.023248 | 0.023248 | 0.023248 | 0.99046 | -0.18148 | 0.99044 | -0.18196 | 6.3867
87 | 0.1608 | 0.040763 | -0.16065 | -0.040668 | 0.0001495 | 9.489e-05 | 0.24187 | 0.24187 | 0.24187 | 0.98995 | -0.19116 | 0.98895 | -0.21053 | 22.1495
88 | 0.13926 | 0.035538 | -0.13912 | -0.035449 | 0.00014056 | 8.8971e-05 | 0.20956 | 0.20956 | 0.20956 | 0.98995 | -0.19116 | 0.98886 | -0.21208 | 19.1901
89 | -0.090292 | -0.022905 | 0.090316 | 0.022921 | 2.4761e-05 | 1.5439e-05 | 0.13633 | 0.13633 | 0.13633 | 0.98623 | -0.26285 | 0.98653 | -0.25715 | 12.4844
90 | -0.090316 | -0.022921 | 0.090358 | 0.022947 | 4.1358e-05 | 2.5787e-05 | 0.13633 | 0.13633 | 0.13633 | 0.98653 | -0.25715 | 0.98702 | -0.24763 | 12.4844
91 | -0.091746 | -0.023294 | 0.091764 | 0.023306 | 1.7684e-05 | 1.1035e-05 | 0.13842 | 0.13842 | 0.13842 | 0.98702 | -0.24763 | 0.98723 | -0.24363 | 12.676
92 | -0.093195 | -0.023664 | 0.093237 | 0.02369 | 4.1127e-05 | 2.5682e-05 | 0.14058 | 0.14058 | 0.14058 | 0.98723 | -0.24363 | 0.98771 | -0.23446 | 12.8736
93 | -0.0015818 | -0.00039642 | 0.0015818 | 0.00039636 | 1.1153e-08 | -5.9696e-08 | 0.0023847 | 0.0023847 | 0.0023847 | 0.98698 | -0.2488 | 0.98698 | -0.24865 | 0.65515
94 | -0.004523 | -0.0011335 | 0.0045232 | 0.0011335 | 1.7312e-07 | -1.6088e-08 | 0.0068191 | 0.0068191 | 0.0068191 | 0.98698 | -0.24865 | 0.98702 | -0.24785 | 1.8734
95 | -0.094906 | -0.024108 | 0.094925 | 0.02412 | 1.9445e-05 | 1.2153e-05 | 0.14309 | 0.14309 | 0.14309 | 0.98771 | -0.23446 | 0.98793 | -0.23021 | 13.1039
96 | -0.0023998 | -0.00060145 | 0.0023998 | 0.00060145 | 3.4979e-10 | -6.9694e-10 | 0.0036063 | 0.0036063 | 0.0036063 | 0.99022 | -0.18615 | 0.99022 | -0.18614 | 0.99073
97 | -0.0038359 | -0.00096138 | 0.003836 | 0.00096134 | 9.113e-08 | -3.5762e-08 | 0.0057643 | 0.0057643 | 0.0057643 | 0.99022 | -0.18614 | 0.99025 | -0.18565 | 1.5836
98 | 0.010834 | 0.0027154 | -0.010834 | -0.0027151 | 5.2932e-07 | 2.7132e-07 | 0.016344 | 0.016344 | 0.016344 | 0.98639 | -0.26016 | 0.98634 | -0.26119 | 4.4902
99 | -0.017301 | -0.004336 | 0.017307 | 0.0043395 | 6.0193e-06 | 3.5514e-06 | 0.026099 | 0.026099 | 0.026099 | 0.98639 | -0.26016 | 0.98677 | -0.25286 | 7.1701
100 | 0.0048352 | 0.0012117 | -0.0048348 | -0.0012117 | 4.5277e-07 | 1.9254e-10 | 0.0072945 | 0.0072946 | 0.0072946 | 0.98634 | -0.26119 | 0.98624 | -0.26315 | 2.004
101 | 0.0059986 | 0.0015034 | -0.0059979 | -0.0015032 | 6.9792e-07 | 1.5666e-07 | 0.0090497 | 0.0090498 | 0.0090498 | 0.98634 | -0.26119 | 0.98621 | -0.26363 | 2.4862
102 | -0.022764 | -0.0057072 | 0.022772 | 0.0057123 | 8.2599e-06 | 5.0474e-06 | 0.034328 | 0.034328 | 0.034328 | 0.98677 | -0.25286 | 0.98716 | -0.24525 | 9.4308
103 | 0.0059258 | 0.001485 | -0.005925 | -0.0014848 | 7.3443e-07 | 1.5626e-07 | 0.0089323 | 0.0089324 | 0.0089324 | 0.98716 | -0.24525 | 0.98702 | -0.24785 | 2.454
104 | -0.032518 | -0.0081547 | 0.032534 | 0.0081646 | 1.5913e-05 | 9.9584e-06 | 0.049019 | 0.049018 | 0.049019 | 0.98716 | -0.24525 | 0.98769 | -0.23499 | 13.4666
105 | -0.014164 | -0.0035498 | 0.014168 | 0.0035518 | 3.5423e-06 | 2.002e-06 | 0.021349 | 0.021349 | 0.021349 | 0.98723 | -0.24379 | 0.9875 | -0.23854 | 5.865
106 | -0.014168 | -0.0035518 | 0.014168 | 0.0035522 | 5.8845e-07 | 3.3256e-07 | 0.021349 | 0.021349 | 0.021349 | 0.9875 | -0.23854 | 0.98755 | -0.23767 | 5.865
107 | -0.034118 | -0.0085616 | 0.034137 | 0.0085738 | 1.9434e-05 | 1.2186e-05 | 0.051405 | 0.051405 | 0.051405 | 0.98769 | -0.23499 | 0.9883 | -0.22305 | 14.1222
108 | -0.062486 | -0.015686 | 0.062492 | 0.01569 | 6.6264e-06 | 4.2153e-06 | 0.09409 | 0.09409 | 0.09409 | 0.9883 | -0.22305 | 0.98841 | -0.22083 | 25.8488
109 | 0.028348 | 0.0071121 | -0.028335 | -0.0071036 | 1.3688e-05 | 8.5035e-06 | 0.042685 | 0.042685 | 0.042685 | 0.9883 | -0.22305 | 0.98778 | -0.23318 | 11.7266
110 | 0.096513 | 0.024535 | -0.096469 | -0.024507 | 4.359e-05 | 2.7264e-05 | 0.14542 | 0.14542 | 0.14542 | 0.98841 | -0.22083 | 0.98793 | -0.23021 | 13.3168
111 | -0.15901 | -0.040225 | 0.15908 | 0.040275 | 7.8601e-05 | 4.9883e-05 | 0.23951 | 0.23951 | 0.23951 | 0.98841 | -0.22083 | 0.98895 | -0.21053 | 21.9331
112 | 0.014171 | 0.0035539 | -0.014168 | -0.0035522 | 3.03e-06 | 1.7123e-06 | 0.021349 | 0.021349 | 0.021349 | 0.98778 | -0.23318 | 0.98755 | -0.23767 | 5.865
113 | 0.01537 | 0.003855 | -0.015362 | -0.0038503 | 8.1393e-06 | 4.7252e-06 | 0.023551 | 0.023551 | 0.023551 | 0.97115 | -0.55728 | 0.97059 | -0.5684 | 6.4702
114 | 0.013545 | 0.003395 | -0.013545 | -0.0033948 | 3.3507e-07 | 1.8884e-07 | 0.020767 | 0.020767 | 0.020767 | 0.97059 | -0.5684 | 0.97056 | -0.56892 | 5.7051
115 | 0.011248 | 0.0028191 | -0.011248 | -0.0028189 | 3.313e-07 | 1.7532e-07 | 0.017245 | 0.017245 | 0.017245 | 0.97056 | -0.56892 | 0.97053 | -0.56954 | 4.7375
116 | 0.0092305 | 0.0023134 | -0.0092304 | -0.0023133 | 1.4939e-07 | 7.1029e-08 | 0.014152 | 0.014152 | 0.014152 | 0.97053 | -0.56954 | 0.97052 | -0.56988 | 3.888
117 | 0.0070083 | 0.0017564 | -0.0070082 | -0.0017564 | 1.2008e-07 | 4.2583e-08 | 0.010745 | 0.010745 | 0.010745 | 0.97052 | -0.56988 | 0.9705 | -0.57024 | 2.952
118 | 0.12496 | 0.0319 | -0.12491 | -0.031869 | 5.013e-05 | 3.1648e-05 | 0.18825 | 0.18825 | 0.18825 | 0.98886 | -0.21208 | 0.98843 | -0.22039 | 17.2388
119 | 0.01209 | 0.0030302 | -0.012089 | -0.0030297 | 9.142e-07 | 4.9e-07 | 0.018163 | 0.018163 | 0.018163 | 0.99044 | -0.18196 | 0.99035 | -0.18354 | 4.9899
120 | 0.0088133 | 0.0022089 | -0.0088132 | -0.0022088 | 1.6493e-07 | 7.3283e-08 | 0.013242 | 0.013242 | 0.013242 | 0.99035 | -0.18354 | 0.99033 | -0.18394 | 3.638
121 | 0.007454 | 0.0018681 | -0.0074535 | -0.001868 | 4.7979e-07 | 1.7583e-07 | 0.0112 | 0.0112 | 0.0112 | 0.99033 | -0.18394 | 0.99026 | -0.18529 | 3.0769
122 | 0.0063122 | 0.0015819 | -0.0063121 | -0.0015819 | 1.0764e-07 | 2.7845e-08 | 0.009485 | 0.0094851 | 0.0094851 | 0.99026 | -0.18529 | 0.99025 | -0.18565 | 2.6058
123 | 0.0097281 | 0.0024382 | -0.0097277 | -0.002438 | 3.9648e-07 | 1.9213e-07 | 0.014737 | 0.014737 | 0.014737 | 0.98227 | -0.33957 | 0.98223 | -0.34043 | 4.0486
124 | 0.0084517 | 0.0021182 | -0.008451 | -0.0021179 | 7.3889e-07 | 3.2078e-07 | 0.012804 | 0.012804 | 0.012804 | 0.98223 | -0.34043 | 0.98213 | -0.34226 | 3.5176
125 | 0.0071732 | 0.0017976 | -0.0071726 | -0.0017974 | 5.1221e-07 | 1.8148e-07 | 0.010868 | 0.010868 | 0.010868 | 0.98213 | -0.34226 | 0.98206 | -0.34376 | 2.9857
126 | 0.0078642 | 0.0019708 | -0.0078639 | -0.0019707 | 2.9908e-07 | 1.2027e-07 | 0.011913 | 0.011913 | 0.011913 | 0.98232 | -0.33871 | 0.98227 | -0.33951 | 3.2727
127 | 0.0060129 | 0.0015068 | -0.0060127 | -0.0015067 | 2.7478e-07 | 6.4172e-08 | 0.0091107 | 0.0091108 | 0.0091108 | 0.98206 | -0.34376 | 0.98201 | -0.34472 | 2.503
128 | 0.0065952 | 0.0016527 | -0.006595 | -0.0016527 | 1.5658e-07 | 4.7262e-08 | 0.0099907 | 0.0099908 | 0.0099908 | 0.98227 | -0.33951 | 0.98225 | -0.34001 | 2.7447
129 | -0.0021455 | -0.00053772 | 0.0021455 | 0.00053769 | 9.7125e-09 | -2.3356e-08 | 0.0032897 | 0.0032897 | 0.0032897 | 0.97048 | -0.57055 | 0.97049 | -0.57046 | 0.90375
130 | -0.0047394 | -0.0011878 | 0.0047394 | 0.0011878 | 4.9745e-08 | 7.958e-10 | 0.0072667 | 0.0072667 | 0.0072667 | 0.97049 | -0.57046 | 0.9705 | -0.57024 | 1.9964
131 | 0.0049787 | 0.0012476 | -0.0049785 | -0.0012476 | 1.2484e-07 | 5.895e-09 | 0.007544 | 0.007544 | 0.007544 | 0.98201 | -0.34472 | 0.98198 | -0.34525 | 2.0725
132 | 0.0038613 | 0.00096758 | -0.0038613 | -0.0009676 | 7.0246e-08 | -2.4261e-08 | 0.0058511 | 0.0058511 | 0.0058511 | 0.98198 | -0.34525 | 0.98196 | -0.34563 | 1.6074
133 | 0.0025808 | 0.00064669 | -0.0025807 | -0.00064679 | 6.469e-08 | -1.0128e-07 | 0.0039108 | 0.0039108 | 0.0039108 | 0.98196 | -0.34563 | 0.98194 | -0.34615 | 1.0744
134 | -0.0021037 | -0.0005272 | 0.0021037 | 0.00052715 | 1.9538e-08 | -5.241e-08 | 0.0031871 | 0.0031871 | 0.0031871 | 0.98218 | -0.34141 | 0.98219 | -0.34121 | 0.87559
135 | 0.00098698 | 0.00024733 | -0.00098698 | -0.00024736 | 2.3557e-09 | -3.4051e-08 | 0.0014953 | 0.0014953 | 0.0014953 | 0.98218 | -0.34141 | 0.98218 | -0.34146 | 0.41079
136 | -0.0032851 | -0.00082323 | 0.0032852 | 0.00082321 | 3.9732e-08 | -2.8708e-08 | 0.0049769 | 0.0049769 | 0.0049769 | 0.98219 | -0.34121 | 0.9822 | -0.34096 | 1.3673
137 | -0.004416 | -0.0011066 | 0.0044161 | 0.0011066 | 9.5288e-08 | -1.0871e-08 | 0.0066901 | 0.0066901 | 0.0066901 | 0.9822 | -0.34096 | 0.98222 | -0.34051 | 1.8379
138 | -0.0053463 | -0.0013398 | 0.0053465 | 0.0013398 | 1.2728e-07 | 1.597e-08 | 0.0080993 | 0.0080993 | 0.0080993 | 0.98222 | -0.34051 | 0.98225 | -0.34001 | 2.2251

## res_trafo
| p_hv_mw | q_hv_mvar | p_lv_mw | q_lv_mvar | pl_mw | ql_mvar | i_hv_ka | i_lv_ka | vm_hv_pu | va_hv_degree | vm_lv_pu | va_lv_degree | loading_percent
0 | -1.2729e-15 | -1.3162e-15 | 0.00165 | 1.2699e-07 | 0.00165 | 1.2699e-07 | 5.2857e-17 | 0.0023815 | 0.99998 | 149.9956 | 1 | 0 | 0.2619

## res_ext_grid
| p_mw | q_mvar
0 | 0.5692 | 0.14553

## res_load
| p_mw | q_mvar
0 | 0.0068041 | 0.0017053
1 | 0.006946 | 0.0017408
2 | 0.0050413 | 0.0012635
3 | 0.012493 | 0.003131
4 | 0.016064 | 0.004026
5 | 0.010568 | 0.0026485
6 | 0.0091435 | 0.0022916
7 | 0.061851 | 0.015501
8 | 0.00077964 | 0.0001954
9 | 0.011627 | 0.0029141
10 | 0.016906 | 0.0042371
11 | 0.0050303 | 0.0012607
12 | 0.0050015 | 0.0012535
13 | 0.0051445 | 0.0012893
14 | 0.032328 | 0.0081022
15 | 0.0059227 | 0.0014844
16 | 0.0049934 | 0.0012515
17 | 0.0089118 | 0.0022335
18 | 0.013786 | 0.0034551
19 | 0.0021271 | 0.00053309
20 | 0.00037042 | 9.2837e-05
21 | 0.017118 | 0.0042901
22 | 0.015694 | 0.0039334
23 | 0.0039608 | 0.00099266
24 | 0.0086959 | 0.0021794
25 | 0.009231 | 0.0023135
26 | 0.0072427 | 0.0018152
27 | 0.0047653 | 0.0011943
28 | 0.014158 | 0.0035484
29 | 0.036085 | 0.0090437
30 | 0.00063941 | 0.00016025
31 | 0.032506 | 0.0081468
32 | 0.0019342 | 0.00048475
33 | 0.0096115 | 0.0024089
34 | 0.0014021 | 0.0003514
35 | 0.0012374 | 0.00031013
36 | 0.0010144 | 0.00025424
37 | 0.00059334 | 0.0001487
38 | 0.0034347 | 0.00086082
39 | 0.0030317 | 0.00075982
40 | 0.0035172 | 0.00088149
41 | 0.00993 | 0.0024887
42 | 0.0013884 | 0.00034795
43 | 0.0014316 | 0.0003588
44 | 0.0015818 | 0.00039642
45 | 0.0029413 | 0.00073716
46 | 0.0016689 | 0.00041828
47 | 0.0023998 | 0.00060145
48 | 0.0014361 | 0.00035992
49 | 0.0054571 | 0.0013677
50 | 0.0048348 | 0.0012117
51 | 0.0059979 | 0.0015032
52 | 0.00382 | 0.00095739
53 | 0.014164 | 0.0035498
54 | 0.0014018 | 0.00035132
55 | 0.001584 | 0.000397
56 | 0.014164 | 0.0035497
57 | 0.0029523 | 0.00073992
58 | 0.0018165 | 0.00045526
59 | 0.0022972 | 0.00057572
60 | 0.002017 | 0.00050551
61 | 0.0022221 | 0.0005569
62 | 0.01416 | 0.0035488
63 | 0.0015709 | 0.0003937
64 | 0.0015442 | 0.00038701
65 | 0.0033842 | 0.00084816
66 | 0.0032753 | 0.00082086
67 | 0.0013592 | 0.00034065
68 | 0.0011412 | 0.00028602
69 | 0.0024761 | 0.00062057
70 | 0.0012489 | 0.00031301
71 | 0.0012759 | 0.00031978
72 | 0.0012778 | 0.00032026
73 | 0.0010033 | 0.00025145
74 | 0.0011597 | 0.00029065
75 | 0.0012687 | 0.00031797
76 | 0.0021455 | 0.00053772
77 | 0.0025939 | 0.00065008
78 | 0.0022688 | 0.00056861
79 | 0.001034 | 0.00025914
80 | 0.0011172 | 0.00028
81 | 0.0012805 | 0.00032091
82 | 0.0025807 | 0.00064679
83 | 0.0011167 | 0.00027988
84 | 0.0011814 | 0.00029608
85 | 0.00098698 | 0.00024736
86 | 0.0011309 | 0.00028342
87 | 0.00093023 | 0.00023314
88 | 0.0012486 | 0.00031292

## dtypes
| element | column | dtype
0 | bus | name | object
1 | bus | vn_kv | float64
2 | bus | type | object
3 | bus | zone | object
4 | bus | in_service | bool
5 | load | name | object
6 | load | bus | uint32
7 | load | p_mw | float64
8 | load | q_mvar | float64
9 | load | const_z_percent | float64
10 | load | const_i_percent | float64
11 | load | sn_mva | float64
12 | load | scaling | float64
13 | load | in_service | bool
14 | load | type | object
15 | ext_grid | name | object
16 | ext_grid | bus | uint32
17 | ext_grid | vm_pu | float64
18 | ext_grid | va_degree | float64
19 | ext_grid | slack_weight | float64
20 | ext_grid | in_service | bool
21 | line | name | object
22 | line | std_type | object
23 | line | from_bus | uint32
24 | line | to_bus | uint32
25 | line | length_km | float64
26 | line | r_ohm_per_km | float64
27 | line | x_ohm_per_km | float64
28 | line | c_nf_per_km | float64
29 | line | g_us_per_km | float64
30 | line | max_i_ka | float64
31 | line | df | float64
32 | line | parallel | uint32
33 | line | type | object
34 | line | in_service | bool
35 | trafo | name | object
36 | trafo | std_type | object
37 | trafo | hv_bus | uint32
38 | trafo | lv_bus | uint32
39 | trafo | sn_mva | float64
40 | trafo | vn_hv_kv | float64
41 | trafo | vn_lv_kv | float64
42 | trafo | vk_percent | float64
43 | trafo | vkr_percent | float64
44 | trafo | pfe_kw | float64
45 | trafo | i0_percent | float64
46 | trafo | shift_degree | float64
47 | trafo | tap_side | object
48 | trafo | tap_neutral | int32
49 | trafo | tap_min | int32
50 | trafo | tap_max | int32
51 | trafo | tap_step_percent | float64
52 | trafo | tap_step_degree | float64
53 | trafo | tap_pos | int32
54 | trafo | tap_phase_shifter | bool
55 | trafo | parallel | uint32
56 | trafo | df | float64
57 | trafo | in_service | bool
58 | line_geodata | coords | object
59 | bus_geodata | x | float64
60 | bus_geodata | y | float64
61 | bus_geodata | coords | object
62 | res_bus | vm_pu | float64
63 | res_bus | va_degree | float64
64 | res_bus | p_mw | float64
65 | res_bus | q_mvar | float64
66 | res_line | p_from_mw | float64
67 | res_line | q_from_mvar | float64
68 | res_line | p_to_mw | float64
69 | res_line | q_to_mvar | float64
70 | res_line | pl_mw | float64
71 | res_line | ql_mvar | float64
72 | res_line | i_from_ka | float64
73 | res_line | i_to_ka | float64
74 | res_line | i_ka | float64
75 | res_line | vm_from_pu | float64
76 | res_line | va_from_degree | float64
77 | res_line | vm_to_pu | float64
78 | res_line | va_to_degree | float64
79 | res_line | loading_percent | float64
80 | res_trafo | p_hv_mw | float64
81 | res_trafo | q_hv_mvar | float64
82 | res_trafo | p_lv_mw | float64
83 | res_trafo | q_lv_mvar | float64
84 | res_trafo | pl_mw | float64
85 | res_trafo | ql_mvar | float64
86 | res_trafo | i_hv_ka | float64
87 | res_trafo | i_lv_ka | float64
88 | res_trafo | vm_hv_pu | float64
89 | res_trafo | va_hv_degree | float64
90 | res_trafo | vm_lv_pu | float64
91 | res_trafo | va_lv_degree | float64
92 | res_trafo | loading_percent | float64
93 | res_ext_grid | p_mw | float64
94 | res_ext_grid | q_mvar | float64
95 | res_load | p_mw | float64
96 | res_load | q_mvar | float64

## parameters
| version | format_version | converged | OPF_converged | name | f_hz | sn_mva
0 | 2.14.6 | 2.14.0 | TRUE | FALSE |  | 50 | 1