## bus
| name | vn_kv | type | zone | in_service
0 | bus_LV_2175-5_0_7_node_0 | 0.4 | n |  | TRUE
1 | bus_LV_2175-5_0_7_node_1 | 0.4 | n |  | TRUE
2 | bus_LV_2175-5_0_7_node_2 | 0.4 | n |  | TRUE
3 | bus_LV_2175-5_0_7_node_3 | 0.4 | n |  | TRUE
4 | bus_LV_2175-5_0_7_node_5 | 0.4 | n |  | TRUE
5 | bus_LV_2175-5_0_7_node_17 | 0.4 | n |  | TRUE
6 | bus_LV_2175-5_0_7_node_4 | 0.4 | n |  | TRUE
7 | bus_LV_2175-5_0_7_node_37 | 0.4 | n |  | TRUE
8 | bus_LV_2175-5_0_7_node_38 | 0.4 | n |  | TRUE
9 | bus_LV_2175-5_0_7_node_22 | 0.4 | n |  | TRUE
10 | bus_LV_2175-5_0_7_node_88 | 0.4 | n |  | TRUE
11 | bus_LV_2175-5_0_7_node_16 | 0.4 | n |  | TRUE
12 | bus_LV_2175-5_0_7_node_41 | 0.4 | n |  | TRUE
13 | bus_LV_2175-5_0_7_node_36 | 0.4 | n |  | TRUE
14 | bus_LV_2175-5_0_7_node_83 | 0.4 | n |  | TRUE
15 | bus_LV_2175-5_0_7_node_101 | 0.4 | n |  | TRUE
16 | bus_LV_2175-5_0_7_node_21 | 0.4 | n |  | TRUE
17 | bus_LV_2175-5_0_7_node_84 | 0.4 | n |  | TRUE
18 | bus_LV_2175-5_0_7_node_6 | 0.4 | n |  | TRUE
19 | bus_LV_2175-5_0_7_node_7 | 0.4 | n |  | TRUE
20 | bus_LV_2175-5_0_7_node_8 | 0.4 | n |  | TRUE
21 | bus_LV_2175-5_0_7_node_11 | 0.4 | n |  | TRUE
22 | bus_LV_2175-5_0_7_node_9 | 0.4 | n |  | TRUE
23 | bus_LV_2175-5_0_7_node_10 | 0.4 | n |  | TRUE
24 | bus_LV_2175-5_0_7_node_58 | 0.4 | n |  | TRUE
25 | bus_LV_2175-5_0_7_node_55 | 0.4 | n |  | TRUE
26 | bus_LV_2175-5_0_7_node_12 | 0.4 | n |  | TRUE
27 | bus_LV_2175-5_0_7_node_78 | 0.4 | n |  | TRUE
28 | bus_LV_2175-5_0_7_node_15 | 0.4 | n |  | TRUE
29 | bus_LV_2175-5_0_7_node_93 | 0.4 | n |  | TRUE
30 | bus_LV_2175-5_0_7_node_56 | 0.4 | n |  | TRUE
31 | bus_LV_2175-5_0_7_node_14 | 0.4 | n |  | TRUE
32 | bus_LV_2175-5_0_7_node_18 | 0.4 | n |  | TRUE
33 | bus_LV_2175-5_0_7_node_19 | 0.4 | n |  | TRUE
34 | bus_LV_2175-5_0_7_node_33 | 0.4 | n |  | TRUE
35 | bus_LV_2175-5_0_7_node_34 | 0.4 | n |  | TRUE
36 | bus_LV_2175-5_0_7_node_32 | 0.4 | n |  | TRUE
37 | bus_LV_2175-5_0_7_node_153 | 0.4 | n |  | TRUE
38 | bus_LV_2175-5_0_7_node_102 | 0.4 | n |  | TRUE
39 | bus_LV_2175-5_0_7_node_20 | 0.4 | n |  | TRUE
40 | bus_LV_2175-5_0_7_node_46 | 0.4 | n |  | TRUE
41 | bus_LV_2175-5_0_7_node_31 | 0.4 | n |  | TRUE
42 | bus_LV_2175-5_0_7_node_44 | 0.4 | n |  | TRUE
43 | bus_LV_2175-5_0_7_node_23 | 0.4 | n |  | TRUE
44 | bus_LV_2175-5_0_7_node_24 | 0.4 | n |  | TRUE
45 | bus_LV_2175-5_0_7_node_39 | 0.4 | n |  | TRUE
46 | bus_LV_2175-5_0_7_node_25 | 0.4 | n |  | TRUE
47 | bus_LV_2175-5_0_7_node_26 | 0.4 | n |  | TRUE
48 | bus_LV_2175-5_0_7_node_27 | 0.4 | n |  | TRUE
49 | bus_LV_2175-5_0_7_node_28 | 0.4 | n |  | TRUE
50 | bus_LV_2175-5_0_7_node_29 | 0.4 | n |  | TRUE
51 | bus_LV_2175-5_0_7_node_30 | 0.4 | n |  | TRUE
52 | bus_LV_2175-5_0_7_node_48 | 0.4 | n |  | TRUE
53 | bus_LV_2175-5_0_7_node_40 | 0.4 | n |  | TRUE
54 | bus_LV_2175-5_0_7_node_35 | 0.4 | n |  | TRUE
55 | bus_LV_2175-5_0_7_node_43 | 0.4 | n |  | TRUE
56 | bus_LV_2175-5_0_7_node_85 | 0.4 | n |  | TRUE
57 | bus_LV_2175-5_0_7_node_81 | 0.4 | n |  | TRUE
58 | bus_LV_2175-5_0_7_node_97 | 0.4 | n |  | TRUE
59 | bus_LV_2175-5_0_7_node_45 | 0.4 | n |  | TRUE
60 | bus_LV_2175-5_0_7_node_42 | 0.4 | n |  | TRUE
61 | bus_LV_2175-5_0_7_node_47 | 0.4 | n |  | TRUE
62 | bus_LV_2175-5_0_7_node_152 | 0.4 | n |  | TRUE
63 | bus_LV_2175-5_0_7_node_49 | 0.4 | n |  | TRUE
64 | bus_LV_2175-5_0_7_node_50 | 0.4 | n |  | TRUE
65 | bus_LV_2175-5_0_7_node_51 | 0.4 | n |  | TRUE
66 | bus_LV_2175-5_0_7_node_52 | 0.4 | n |  | TRUE
67 | bus_LV_2175-5_0_7_node_53 | 0.4 | n |  | TRUE
68 | bus_LV_2175-5_0_7_node_54 | 0.4 | n |  | TRUE
69 | bus_LV_2175-5_0_7_node_57 | 0.4 | n |  | TRUE
70 | bus_LV_2175-5_0_7_node_62 | 0.4 | n |  | TRUE
71 | bus_LV_2175-5_0_7_node_73 | 0.4 | n |  | TRUE
72 | bus_LV_2175-5_0_7_node_71 | 0.4 | n |  | TRUE
73 | bus_LV_2175-5_0_7_node_72 | 0.4 | n |  | TRUE
74 | bus_LV_2175-5_0_7_node_94 | 0.4 | n |  | TRUE
75 | bus_LV_2175-5_0_7_node_59 | 0.4 | n |  | TRUE
76 | bus_LV_2175-5_0_7_node_60 | 0.4 | n |  | TRUE
77 | bus_LV_2175-5_0_7_node_61 | 0.4 | n |  | TRUE
78 | bus_LV_2175-5_0_7_node_63 | 0.4 | n |  | TRUE
79 | bus_LV_2175-5_0_7_node_64 | 0.4 | n |  | TRUE
80 | bus_LV_2175-5_0_7_node_79 | 0.4 | n |  | TRUE
81 | bus_LV_2175-5_0_7_node_65 | 0.4 | n |  | TRUE
82 | bus_LV_2175-5_0_7_node_69 | 0.4 | n |  | TRUE
83 | bus_LV_2175-5_0_7_node_67 | 0.4 | n |  | TRUE
84 | bus_LV_2175-5_0_7_node_66 | 0.4 | n |  | TRUE
85 | bus_LV_2175-5_0_7_node_68 | 0.4 | n |  | TRUE
86 | bus_LV_2175-5_0_7_node_70 | 0.4 | n |  | TRUE
87 | bus_LV_2175-5_0_7_node_74 | 0.4 | n |  | TRUE
88 | bus_LV_2175-5_0_7_node_75 | 0.4 | n |  | TRUE
89 | bus_LV_2175-5_0_7_node_80 | 0.4 | n |  | TRUE
90 | bus_LV_2175-5_0_7_node_76 | 0.4 | n |  | TRUE
91 | bus_LV_2175-5_0_7_node_77 | 0.4 | n |  | TRUE
92 | bus_LV_2175-5_0_7_node_86 | 0.4 | n |  | TRUE
93 | bus_LV_2175-5_0_7_node_130 | 0.4 | n |  | TRUE
94 | bus_LV_2175-5_0_7_node_149 | 0.4 | n |  | TRUE
95 | bus_LV_2175-5_0_7_node_87 | 0.4 | n |  | TRUE
96 | bus_LV_2175-5_0_7_node_128 | 0.4 | n |  | TRUE
97 | bus_LV_2175-5_0_7_node_150 | 0.4 | n |  | TRUE
98 | bus_LV_2175-5_0_7_node_151 | 0.4 | n |  | TRUE
99 | bus_LV_2175-5_0_7_node_82 | 0.4 | n |  | TRUE
100 | bus_LV_2175-5_0_7_node_98 | 0.4 | n |  | TRUE
101 | bus_LV_2175-5_0_7_node_136 | 0.4 | n |  | TRUE
102 | bus_LV_2175-5_0_7_node_99 | 0.4 | n |  | TRUE
103 | bus_LV_2175-5_0_7_node_137 | 0.4 | n |  | TRUE
104 | bus_LV_2175-5_0_7_node_89 | 0.4 | n |  | TRUE
105 | bus_LV_2175-5_0_7_node_90 | 0.4 | n |  | TRUE
106 | bus_LV_2175-5_0_7_node_91 | 0.4 | n |  | TRUE
107 | bus_LV_2175-5_0_7_node_92 | 0.4 | n |  | TRUE
108 | bus_LV_2175-5_0_7_node_126 | 0.4 | n |  | TRUE
109 | bus_LV_2175-5_0_7_node_100 | 0.4 | n |  | TRUE
110 | bus_LV_2175-5_0_7_node_125 | 0.4 | n |  | TRUE
111 | bus_LV_2175-5_0_7_node_95 | 0.4 | n |  | TRUE
112 | bus_LV_2175-5_0_7_node_96 | 0.4 | n |  | TRUE
113 | bus_LV_2175-5_0_7_node_103 | 0.4 | n |  | TRUE
114 | bus_LV_2175-5_0_7_node_104 | 0.4 | n |  | TRUE
115 | bus_LV_2175-5_0_7_node_127 | 0.4 | n |  | TRUE
116 | bus_LV_2175-5_0_7_node_139 | 0.4 | n |  | TRUE
117 | bus_LV_2175-5_0_7_node_117 | 0.4 | n |  | TRUE
118 | bus_LV_2175-5_0_7_node_120 | 0.4 | n |  | TRUE
119 | bus_LV_2175-5_0_7_node_105 | 0.4 | n |  | TRUE
120 | bus_LV_2175-5_0_7_node_106 | 0.4 | n |  | TRUE
121 | bus_LV_2175-5_0_7_node_107 | 0.4 | n |  | TRUE
122 | bus_LV_2175-5_0_7_node_108 | 0.4 | n |  | TRUE
123 | bus_LV_2175-5_0_7_node_109 | 0.4 | n |  | TRUE
124 | bus_LV_2175-5_0_7_node_111 | 0.4 | n |  | TRUE
125 | bus_LV_2175-5_0_7_node_110 | 0.4 | n |  | TRUE
126 | bus_LV_2175-5_0_7_node_118 | 0.4 | n |  | TRUE
127 | bus_LV_2175-5_0_7_node_112 | 0.4 | n |  | TRUE
128 | bus_LV_2175-5_0_7_node_119 | 0.4 | n |  | TRUE
129 | bus_LV_2175-5_0_7_node_121 | 0.4 | n |  | TRUE
130 | bus_LV_2175-5_0_7_node_124 | 0.4 | n |  | TRUE
131 | bus_LV_2175-5_0_7_node_113 | 0.4 | n |  | TRUE
132 | bus_LV_2175-5_0_7_node_114 | 0.4 | n |  | TRUE
133 | bus_LV_2175-5_0_7_node_115 | 0.4 | n |  | TRUE
134 | bus_LV_2175-5_0_7_node_116 | 0.4 | n |  | TRUE
135 | bus_LV_2175-5_0_7_node_135 | 0.4 | n |  | TRUE
136 | bus_LV_2175-5_0_7_node_142 | 0.4 | n |  | TRUE
137 | bus_LV_2175-5_0_7_node_133 | 0.4 | n |  | TRUE
138 | bus_LV_2175-5_0_7_node_140 | 0.4 | n |  | TRUE
139 | bus_LV_2175-5_0_7_node_134 | 0.4 | n |  | TRUE
140 | bus_LV_2175-5_0_7_node_132 | 0.4 | n |  | TRUE
141 | bus_LV_2175-5_0_7_node_129 | 0.4 | n |  | TRUE
142 | bus_LV_2175-5_0_7_node_131 | 0.4 | n |  | TRUE
143 | bus_LV_2175-5_0_7_node_144 | 0.4 | n |  | TRUE
144 | bus_LV_2175-5_0_7_node_145 | 0.4 | n |  | TRUE
145 | bus_LV_2175-5_0_7_node_146 | 0.4 | n |  | TRUE
146 | bus_LV_2175-5_0_7_node_138 | 0.4 | n |  | TRUE
147 | bus_LV_2175-5_0_7_node_143 | 0.4 | n |  | TRUE
148 | bus_LV_2175-5_0_7_node_141 | 0.4 | n |  | TRUE
149 | bus_LV_2175-5_0_7_node_147 | 0.4 | n |  | TRUE
150 | bus_LV_2175-5_0_7_node_148 | 0.4 | n |  | TRUE
151 | bus_MV_375_0_node_101 | 20 | n |  | TRUE

## load
| name | bus | p_mw | q_mvar | const_z_percent | const_i_percent | sn_mva | scaling | in_service | type
0 | LV_2175-5_0_7_load_0 | 0 | 0.00084925 | 0.00021284 | 0 | 0 |  | 1 | TRUE | wye
1 | LV_2175-5_0_7_load_1 | 1 | 0.0011899 | 0.00029823 | 0 | 0 |  | 1 | TRUE | wye
2 | LV_2175-5_0_7_load_3 | 3 | 0.002449 | 0.00061378 | 0 | 0 |  | 1 | TRUE | wye
3 | LV_2175-5_0_7_load_5 | 4 | 0.0023683 | 0.00059355 | 0 | 0 |  | 1 | TRUE | wye
4 | LV_2175-5_0_7_load_17 | 5 | 0.0014991 | 0.00037572 | 0 | 0 |  | 1 | TRUE | wye
5 | LV_2175-5_0_7_load_22 | 9 | 0.0043784 | 0.0010973 | 0 | 0 |  | 1 | TRUE | wye
6 | LV_2175-5_0_7_load_88 | 10 | 0.0027573 | 0.00069105 | 0 | 0 |  | 1 | TRUE | wye
7 | LV_2175-5_0_7_load_16 | 11 | 0.0012725 | 0.00031891 | 0 | 0 |  | 1 | TRUE | wye
8 | LV_2175-5_0_7_load_41 | 12 | 0.0020385 | 0.0005109 | 0 | 0 |  | 1 | TRUE | wye
9 | LV_2175-5_0_7_load_36 | 13 | 0.00052959 | 0.00013273 | 0 | 0 |  | 1 | TRUE | wye
10 | LV_2175-5_0_7_load_101 | 15 | 0.00073422 | 0.00018401 | 0 | 0 |  | 1 | TRUE | wye
11 | LV_2175-5_0_7_load_21 | 16 | 0.0012188 | 0.00030546 | 0 | 0 |  | 1 | TRUE | wye
12 | LV_2175-5_0_7_load_6 | 18 | 0.0096335 | 0.0024144 | 0 | 0 |  | 1 | TRUE | wye
13 | LV_2175-5_0_7_load_9 | 22 | 0.0078561 | 0.0019689 | 0 | 0 |  | 1 | TRUE | wye
14 | LV_2175-5_0_7_load_58 | 24 | 0.0043367 | 0.0010869 | 0 | 0 |  | 1 | TRUE | wye
15 | LV_2175-5_0_7_load_55 | 25 | 0.0023501 | 0.00058899 | 0 | 0 |  | 1 | TRUE | wye
16 | LV_2175-5_0_7_load_78 | 27 | 0.0031663 | 0.00079356 | 0 | 0 |  | 1 | TRUE | wye
17 | LV_2175-5_0_7_load_15 | 28 | 0.0029635 | 0.00074272 | 0 | 0 |  | 1 | TRUE | wye
18 | LV_2175-5_0_7_load_93 | 29 | 0.0037625 | 0.00094298 | 0 | 0 |  | 1 | TRUE | wye
19 | LV_2175-5_0_7_load_56 | 30 | 0.0033635 | 0.00084298 | 0 | 0 |  | 1 | TRUE | wye
20 | LV_2175-5_0_7_load_14 | 31 | 0.00071711 | 0.00017973 | 0 | 0 |  | 1 | TRUE | wye
21 | LV_2175-5_0_7_load_18 | 32 | 0.0016618 | 0.00041648 | 0 | 0 |  | 1 | TRUE | wye
22 | LV_2175-5_0_7_load_19 | 33 | 0.00042411 | 0.00010629 | 0 | 0 |  | 1 | TRUE | wye
23 | LV_2175-5_0_7_load_32 | 36 | 0.001178 | 0.00029523 | 0 | 0 |  | 1 | TRUE | wye
24 | LV_2175-5_0_7_load_153 | 37 | 0.010449 | 0.0026187 | 0 | 0 |  | 1 | TRUE | wye
25 | LV_2175-5_0_7_load_102 | 38 | 0.0048137 | 0.0012064 | 0 | 0 |  | 1 | TRUE | wye
26 | LV_2175-5_0_7_load_20 | 39 | 0.007927 | 0.0019867 | 0 | 0 |  | 1 | TRUE | wye
27 | LV_2175-5_0_7_load_46 | 40 | 0.00087751 | 0.00021993 | 0 | 0 |  | 1 | TRUE | wye
28 | LV_2175-5_0_7_load_31 | 41 | 0.0027821 | 0.00069727 | 0 | 0 |  | 1 | TRUE | wye
29 | LV_2175-5_0_7_load_23 | 43 | 0.0017352 | 0.00043489 | 0 | 0 |  | 1 | TRUE | wye
30 | LV_2175-5_0_7_load_24 | 44 | 0.00068582 | 0.00017188 | 0 | 0 |  | 1 | TRUE | wye
31 | LV_2175-5_0_7_load_39 | 45 | 0.0013082 | 0.00032786 | 0 | 0 |  | 1 | TRUE | wye
32 | LV_2175-5_0_7_load_25 | 46 | 0.0015647 | 0.00039215 | 0 | 0 |  | 1 | TRUE | wye
33 | LV_2175-5_0_7_load_26 | 47 | 0.00084544 | 0.00021189 | 0 | 0 |  | 1 | TRUE | wye
34 | LV_2175-5_0_7_load_27 | 48 | 0.0016491 | 0.00041331 | 0 | 0 |  | 1 | TRUE | wye
35 | LV_2175-5_0_7_load_28 | 49 | 0.0035419 | 0.00088769 | 0 | 0 |  | 1 | TRUE | wye
36 | LV_2175-5_0_7_load_29 | 50 | 0.00048073 | 0.00012048 | 0 | 0 |  | 1 | TRUE | wye
37 | LV_2175-5_0_7_load_48 | 52 | 0.00013098 | 3.2826e-05 | 0 | 0 |  | 1 | TRUE | wye
38 | LV_2175-5_0_7_load_40 | 53 | 0.0017329 | 0.00043431 | 0 | 0 |  | 1 | TRUE | wye
39 | LV_2175-5_0_7_load_35 | 54 | 0.0044895 | 0.0011252 | 0 | 0 |  | 1 | TRUE | wye
40 | LV_2175-5_0_7_load_85 | 56 | 0.0024961 | 0.00062559 | 0 | 0 |  | 1 | TRUE | wye
41 | LV_2175-5_0_7_load_81 | 57 | 0.0044515 | 0.0011156 | 0 | 0 |  | 1 | TRUE | wye
42 | LV_2175-5_0_7_load_97 | 58 | 0.0051263 | 0.0012848 | 0 | 0 |  | 1 | TRUE | wye
43 | LV_2175-5_0_7_load_45 | 59 | 0.0013497 | 0.00033828 | 0 | 0 |  | 1 | TRUE | wye
44 | LV_2175-5_0_7_load_42 | 60 | 0.0018808 | 0.00047138 | 0 | 0 |  | 1 | TRUE | wye
45 | LV_2175-5_0_7_load_47 | 61 | 0.00051482 | 0.00012903 | 0 | 0 |  | 1 | TRUE | wye
46 | LV_2175-5_0_7_load_152 | 62 | 0.0014208 | 0.00035608 | 0 | 0 |  | 1 | TRUE | wye
47 | LV_2175-5_0_7_load_49 | 63 | 0.0044814 | 0.0011231 | 0 | 0 |  | 1 | TRUE | wye
48 | LV_2175-5_0_7_load_50 | 64 | 0.0016789 | 0.00042078 | 0 | 0 |  | 1 | TRUE | wye
49 | LV_2175-5_0_7_load_51 | 65 | 0.0026435 | 0.00066252 | 0 | 0 |  | 1 | TRUE | wye
50 | LV_2175-5_0_7_load_52 | 66 | 0.0052398 | 0.0013132 | 0 | 0 |  | 1 | TRUE | wye
51 | LV_2175-5_0_7_load_53 | 67 | 0.0026546 | 0.00066531 | 0 | 0 |  | 1 | TRUE | wye
52 | LV_2175-5_0_7_load_54 | 68 | 0.0065169 | 0.0016333 | 0 | 0 |  | 1 | TRUE | wye
53 | LV_2175-5_0_7_load_73 | 71 | 0.0042626 | 0.0010683 | 0 | 0 |  | 1 | TRUE | wye
54 | LV_2175-5_0_7_load_71 | 72 | 0.0013683 | 0.00034293 | 0 | 0 |  | 1 | TRUE | wye
55 | LV_2175-5_0_7_load_72 | 73 | 0.0036596 | 0.00091719 | 0 | 0 |  | 1 | TRUE | wye
56 | LV_2175-5_0_7_load_94 | 74 | 0.0026689 | 0.00066888 | 0 | 0 |  | 1 | TRUE | wye
57 | LV_2175-5_0_7_load_59 | 75 | 0.0052773 | 0.0013226 | 0 | 0 |  | 1 | TRUE | wye
58 | LV_2175-5_0_7_load_60 | 76 | 0.0022901 | 0.00057395 | 0 | 0 |  | 1 | TRUE | wye
59 | LV_2175-5_0_7_load_61 | 77 | 0.0036828 | 0.00092299 | 0 | 0 |  | 1 | TRUE | wye
60 | LV_2175-5_0_7_load_63 | 78 | 0.0060652 | 0.0015201 | 0 | 0 |  | 1 | TRUE | wye
61 | LV_2175-5_0_7_load_64 | 79 | 0.0044931 | 0.0011261 | 0 | 0 |  | 1 | TRUE | wye
62 | LV_2175-5_0_7_load_79 | 80 | 0.0024423 | 0.0006121 | 0 | 0 |  | 1 | TRUE | wye
63 | LV_2175-5_0_7_load_65 | 81 | 0.0032628 | 0.00081775 | 0 | 0 |  | 1 | TRUE | wye
64 | LV_2175-5_0_7_load_69 | 82 | 0.0045333 | 0.0011361 | 0 | 0 |  | 1 | TRUE | wye
65 | LV_2175-5_0_7_load_66 | 84 | 0.014655 | 0.0036729 | 0 | 0 |  | 1 | TRUE | wye
66 | LV_2175-5_0_7_load_68 | 85 | 0.01562 | 0.0039146 | 0 | 0 |  | 1 | TRUE | wye
67 | LV_2175-5_0_7_load_70 | 86 | 0.003356 | 0.0008411 | 0 | 0 |  | 1 | TRUE | wye
68 | LV_2175-5_0_7_load_74 | 87 | 0.0043815 | 0.0010981 | 0 | 0 |  | 1 | TRUE | wye
69 | LV_2175-5_0_7_load_80 | 89 | 0.0024426 | 0.00061217 | 0 | 0 |  | 1 | TRUE | wye
70 | LV_2175-5_0_7_load_76 | 90 | 0.010635 | 0.0026653 | 0 | 0 |  | 1 | TRUE | wye
71 | LV_2175-5_0_7_load_86 | 92 | 0.0029374 | 0.00073619 | 0 | 0 |  | 1 | TRUE | wye
72 | LV_2175-5_0_7_load_149 | 94 | 0.0023657 | 0.00059289 | 0 | 0 |  | 1 | TRUE | wye
73 | LV_2175-5_0_7_load_87 | 95 | 0.0011204 | 0.0002808 | 0 | 0 |  | 1 | TRUE | wye
74 | LV_2175-5_0_7_load_128 | 96 | 0.0027993 | 0.00070158 | 0 | 0 |  | 1 | TRUE | wye
75 | LV_2175-5_0_7_load_150 | 97 | 0.0022572 | 0.00056571 | 0 | 0 |  | 1 | TRUE | wye
76 | LV_2175-5_0_7_load_151 | 98 | 0.0033016 | 0.00082746 | 0 | 0 |  | 1 | TRUE | wye
77 | LV_2175-5_0_7_load_82 | 99 | 0.0028457 | 0.00071321 | 0 | 0 |  | 1 | TRUE | wye
78 | LV_2175-5_0_7_load_98 | 100 | 0.0044231 | 0.0011085 | 0 | 0 |  | 1 | TRUE | wye
79 | LV_2175-5_0_7_load_136 | 101 | 0.0050948 | 0.0012769 | 0 | 0 |  | 1 | TRUE | wye
80 | LV_2175-5_0_7_load_99 | 102 | 0.0032125 | 0.00080512 | 0 | 0 |  | 1 | TRUE | wye
81 | LV_2175-5_0_7_load_137 | 103 | 0.0047933 | 0.0012013 | 0 | 0 |  | 1 | TRUE | wye
82 | LV_2175-5_0_7_load_89 | 104 | 0.0034626 | 0.0008678 | 0 | 0 |  | 1 | TRUE | wye
83 | LV_2175-5_0_7_load_90 | 105 | 0.0079127 | 0.0019831 | 0 | 0 |  | 1 | TRUE | wye
84 | LV_2175-5_0_7_load_91 | 106 | 0.0082468 | 0.0020668 | 0 | 0 |  | 1 | TRUE | wye
85 | LV_2175-5_0_7_load_126 | 108 | 0.0037412 | 0.00093762 | 0 | 0 |  | 1 | TRUE | wye
86 | LV_2175-5_0_7_load_100 | 109 | 0.0029846 | 0.00074801 | 0 | 0 |  | 1 | TRUE | wye
87 | LV_2175-5_0_7_load_125 | 110 | 0.0019211 | 0.00048147 | 0 | 0 |  | 1 | TRUE | wye
88 | LV_2175-5_0_7_load_95 | 111 | 0.0024069 | 0.00060324 | 0 | 0 |  | 1 | TRUE | wye
89 | LV_2175-5_0_7_load_96 | 112 | 0.00073406 | 0.00018397 | 0 | 0 |  | 1 | TRUE | wye
90 | LV_2175-5_0_7_load_103 | 113 | 0.0032053 | 0.00080332 | 0 | 0 |  | 1 | TRUE | wye
91 | LV_2175-5_0_7_load_127 | 115 | 0.0016535 | 0.00041442 | 0 | 0 |  | 1 | TRUE | wye
92 | LV_2175-5_0_7_load_139 | 116 | 0.0014329 | 0.00035913 | 0 | 0 |  | 1 | TRUE | wye
93 | LV_2175-5_0_7_load_117 | 117 | 0.0014686 | 0.00036806 | 0 | 0 |  | 1 | TRUE | wye
94 | LV_2175-5_0_7_load_120 | 118 | 0.0028497 | 0.0007142 | 0 | 0 |  | 1 | TRUE | wye
95 | LV_2175-5_0_7_load_105 | 119 | 0.0022939 | 0.00057489 | 0 | 0 |  | 1 | TRUE | wye
96 | LV_2175-5_0_7_load_106 | 120 | 0.0036344 | 0.00091086 | 0 | 0 |  | 1 | TRUE | wye
97 | LV_2175-5_0_7_load_108 | 122 | 0.0051533 | 0.0012915 | 0 | 0 |  | 1 | TRUE | wye
98 | LV_2175-5_0_7_load_109 | 123 | 0.0030891 | 0.0007742 | 0 | 0 |  | 1 | TRUE | wye
99 | LV_2175-5_0_7_load_111 | 124 | 0.0027873 | 0.00069857 | 0 | 0 |  | 1 | TRUE | wye
100 | LV_2175-5_0_7_load_110 | 125 | 0.0029929 | 0.00075008 | 0 | 0 |  | 1 | TRUE | wye
101 | LV_2175-5_0_7_load_119 | 128 | 0.0025886 | 0.00064875 | 0 | 0 |  | 1 | TRUE | wye
102 | LV_2175-5_0_7_load_121 | 129 | 0.0035645 | 0.00089334 | 0 | 0 |  | 1 | TRUE | wye
103 | LV_2175-5_0_7_load_124 | 130 | 0.0055691 | 0.0013958 | 0 | 0 |  | 1 | TRUE | wye
104 | LV_2175-5_0_7_load_113 | 131 | 0.013298 | 0.0033327 | 0 | 0 |  | 1 | TRUE | wye
105 | LV_2175-5_0_7_load_114 | 132 | 0.0078462 | 0.0019664 | 0 | 0 |  | 1 | TRUE | wye
106 | LV_2175-5_0_7_load_115 | 133 | 0.0026175 | 0.00065602 | 0 | 0 |  | 1 | TRUE | wye
107 | LV_2175-5_0_7_load_116 | 134 | 0.011926 | 0.0029888 | 0 | 0 |  | 1 | TRUE | wye
108 | LV_2175-5_0_7_load_135 | 135 | 0.0016538 | 0.00041449 | 0 | 0 |  | 1 | TRUE | wye
109 | LV_2175-5_0_7_load_142 | 136 | 0.0044256 | 0.0011092 | 0 | 0 |  | 1 | TRUE | wye
110 | LV_2175-5_0_7_load_133 | 137 | 0.0027234 | 0.00068255 | 0 | 0 |  | 1 | TRUE | wye
111 | LV_2175-5_0_7_load_140 | 138 | 0.0024322 | 0.00060958 | 0 | 0 |  | 1 | TRUE | wye
112 | LV_2175-5_0_7_load_134 | 139 | 0.0039921 | 0.0010005 | 0 | 0 |  | 1 | TRUE | wye
113 | LV_2175-5_0_7_load_132 | 140 | 0.0042617 | 0.0010681 | 0 | 0 |  | 1 | TRUE | wye
114 | LV_2175-5_0_7_load_129 | 141 | 0.00411 | 0.0010301 | 0 | 0 |  | 1 | TRUE | wye
115 | LV_2175-5_0_7_load_131 | 142 | 0.0022526 | 0.00056456 | 0 | 0 |  | 1 | TRUE | wye
116 | LV_2175-5_0_7_load_145 | 144 | 0.0029489 | 0.00073905 | 0 | 0 |  | 1 | TRUE | wye
117 | LV_2175-5_0_7_load_146 | 145 | 0.0031067 | 0.0007786 | 0 | 0 |  | 1 | TRUE | wye
118 | LV_2175-5_0_7_load_138 | 146 | 0.0046847 | 0.0011741 | 0 | 0 |  | 1 | TRUE | wye
119 | LV_2175-5_0_7_load_143 | 147 | 0.0062015 | 0.0015542 | 0 | 0 |  | 1 | TRUE | wye
120 | LV_2175-5_0_7_load_141 | 148 | 0.0043552 | 0.0010915 | 0 | 0 |  | 1 | TRUE | wye
121 | LV_2175-5_0_7_load_147 | 149 | 0.0031386 | 0.00078661 | 0 | 0 |  | 1 | TRUE | wye
122 | LV_2175-5_0_7_load_148 | 150 | 0.0059924 | 0.0015018 | 0 | 0 |  | 1 | TRUE | wye

## ext_grid
| name | bus | vm_pu | va_degree | slack_weight | in_service
0 |  | 127 | 1 | 0 | 1 | TRUE

## line
| name | std_type | from_bus | to_bus | length_km | r_ohm_per_km | x_ohm_per_km | c_nf_per_km | g_us_per_km | max_i_ka | df | parallel | type | in_service
0 | LV_2175-5_0_7_line_0 |  | 0 | 1 | 0.017564 | 0.125 | 0.08 | 261 | 0 | 0.364 | 1 | 5 | cs | TRUE
1 | LV_2175-5_0_7_line_1 |  | 0 | 2 | 0.020571 | 0.125 | 0.08 | 261 | 0 | 0.364 | 1 | 5 | cs | TRUE
2 | LV_2175-5_0_7_line_2 |  | 1 | 3 | 0.0012416 | 0.125 | 0.08 | 261 | 0 | 0.364 | 1 | 5 | cs | TRUE
3 | LV_2175-5_0_7_line_3 |  | 2 | 4 | 0.017591 | 0.125 | 0.08 | 261 | 0 | 0.364 | 1 | 5 | cs | TRUE
4 | LV_2175-5_0_7_line_4 |  | 3 | 5 | 0.00095219 | 0.125 | 0.08 | 261 | 0 | 0.364 | 1 | 5 | cs | TRUE
5 | LV_2175-5_0_7_line_5 |  | 4 | 10 | 8.6413e-05 | 0.125 | 0.08 | 261 | 0 | 0.364 | 1 | 5 | cs | TRUE
6 | LV_2175-5_0_7_line_6 |  | 5 | 11 | 0.029387 | 0.125 | 0.08 | 261 | 0 | 0.364 | 1 | 5 | cs | TRUE
7 | LV_2175-5_0_7_line_7 |  | 6 | 7 | 0.051742 | 0.125 | 0.08 | 261 | 0 | 0.364 | 1 | 1 | cs | TRUE
8 | LV_2175-5_0_7_line_8 |  | 6 | 8 | 0.036922 | 0.125 | 0.08 | 261 | 0 | 0.364 | 1 | 2 | cs | TRUE
9 | LV_2175-5_0_7_line_9 |  | 6 | 9 | 0.058331 | 0.125 | 0.08 | 261 | 0 | 0.364 | 1 | 1 | cs | TRUE
10 | LV_2175-5_0_7_line_10 |  | 7 | 12 | 0.0087636 | 0.125 | 0.08 | 261 | 0 | 0.364 | 1 | 1 | cs | TRUE
11 | LV_2175-5_0_7_line_11 |  | 7 | 13 | 0.043216 | 0.125 | 0.08 | 261 | 0 | 0.364 | 1 | 1 | cs | TRUE
12 | LV_2175-5_0_7_line_12 |  | 8 | 14 | 0.006475 | 0.125 | 0.08 | 261 | 0 | 0.364 | 1 | 5 | cs | TRUE
13 | LV_2175-5_0_7_line_13 |  | 8 | 15 | 0.020034 | 0.125 | 0.08 | 261 | 0 | 0.364 | 1 | 1 | cs | TRUE
14 | LV_2175-5_0_7_line_14 |  | 9 | 16 | 0.041059 | 0.125 | 0.08 | 261 | 0 | 0.364 | 1 | 1 | cs | TRUE
15 | LV_2175-5_0_7_line_15 |  | 10 | 17 | 0.035117 | 0.125 | 0.08 | 261 | 0 | 0.364 | 1 | 5 | cs | TRUE
16 | LV_2175-5_0_7_line_16 |  | 11 | 31 | 0.022012 | 0.125 | 0.08 | 261 | 0 | 0.364 | 1 | 5 | cs | TRUE
17 | LV_2175-5_0_7_line_17 |  | 12 | 55 | 0.058372 | 0.125 | 0.08 | 261 | 0 | 0.364 | 1 | 1 | cs | TRUE
18 | LV_2175-5_0_7_line_18 |  | 13 | 54 | 0.014519 | 0.125 | 0.08 | 261 | 0 | 0.364 | 1 | 1 | cs | TRUE
19 | LV_2175-5_0_7_line_19 |  | 14 | 56 | 0.017443 | 0.125 | 0.08 | 261 | 0 | 0.364 | 1 | 5 | cs | TRUE
20 | LV_2175-5_0_7_line_20 |  | 14 | 57 | 0.018882 | 0.125 | 0.08 | 261 | 0 | 0.364 | 1 | 5 | cs | TRUE
21 | LV_2175-5_0_7_line_21 |  | 15 | 58 | 0.0030116 | 0.125 | 0.08 | 261 | 0 | 0.364 | 1 | 1 | cs | TRUE
22 | LV_2175-5_0_7_line_22 |  | 17 | 100 | 0.012112 | 0.125 | 0.08 | 261 | 0 | 0.364 | 1 | 5 | cs | TRUE
23 | LV_2175-5_0_7_line_23 |  | 17 | 99 | 0.023346 | 0.125 | 0.08 | 261 | 0 | 0.364 | 1 | 5 | cs | TRUE
24 | LV_2175-5_0_7_line_24 |  | 18 | 19 | 0.071825 | 0.125 | 0.08 | 261 | 0 | 0.364 | 1 | 1 | cs | TRUE
25 | LV_2175-5_0_7_line_25 |  | 19 | 20 | 0.043767 | 0.125 | 0.08 | 261 | 0 | 0.364 | 1 | 1 | cs | TRUE
26 | LV_2175-5_0_7_line_26 |  | 20 | 21 | 0.033287 | 0.125 | 0.08 | 261 | 0 | 0.364 | 1 | 1 | cs | TRUE
27 | LV_2175-5_0_7_line_27 |  | 20 | 22 | 0.025558 | 0.125 | 0.08 | 261 | 0 | 0.364 | 1 | 1 | cs | TRUE
28 | LV_2175-5_0_7_line_28 |  | 21 | 26 | 0.048123 | 0.125 | 0.08 | 261 | 0 | 0.364 | 1 | 5 | cs | TRUE
29 | LV_2175-5_0_7_line_29 |  | 21 | 27 | 0.013488 | 0.125 | 0.08 | 261 | 0 | 0.364 | 1 | 1 | cs | TRUE
30 | LV_2175-5_0_7_line_30 |  | 21 | 23 | 0.040846 | 0.125 | 0.08 | 261 | 0 | 0.364 | 1 | 5 | cs | TRUE
31 | LV_2175-5_0_7_line_31 |  | 23 | 24 | 0.027136 | 0.125 | 0.08 | 261 | 0 | 0.364 | 1 | 1 | cs | TRUE
32 | LV_2175-5_0_7_line_32 |  | 23 | 25 | 0.012385 | 0.125 | 0.08 | 261 | 0 | 0.364 | 1 | 5 | cs | TRUE
33 | LV_2175-5_0_7_line_33 |  | 24 | 29 | 0.013412 | 0.125 | 0.08 | 261 | 0 | 0.364 | 1 | 1 | cs | TRUE
34 | LV_2175-5_0_7_line_34 |  | 25 | 30 | 0.0030228 | 0.125 | 0.08 | 261 | 0 | 0.364 | 1 | 5 | cs | TRUE
35 | LV_2175-5_0_7_line_35 |  | 26 | 28 | 0.038829 | 0.125 | 0.08 | 261 | 0 | 0.364 | 1 | 5 | cs | TRUE
36 | LV_2175-5_0_7_line_36 |  | 28 | 31 | 0.028259 | 0.125 | 0.08 | 261 | 0 | 0.364 | 1 | 5 | cs | TRUE
37 | LV_2175-5_0_7_line_37 |  | 29 | 74 | 0.014425 | 0.125 | 0.08 | 261 | 0 | 0.364 | 1 | 1 | cs | TRUE
38 | LV_2175-5_0_7_line_38 |  | 30 | 69 | 0.017473 | 0.125 | 0.08 | 261 | 0 | 0.364 | 1 | 5 | cs | TRUE
39 | LV_2175-5_0_7_line_39 |  | 32 | 33 | 0.03484 | 0.125 | 0.08 | 261 | 0 | 0.364 | 1 | 1 | cs | TRUE
40 | LV_2175-5_0_7_line_40 |  | 33 | 34 | 0.075225 | 0.125 | 0.08 | 261 | 0 | 0.364 | 1 | 1 | cs | TRUE
41 | LV_2175-5_0_7_line_41 |  | 34 | 35 | 0.029192 | 0.125 | 0.08 | 261 | 0 | 0.364 | 1 | 1 | cs | TRUE
42 | LV_2175-5_0_7_line_42 |  | 34 | 36 | 0.040996 | 0.125 | 0.08 | 261 | 0 | 0.364 | 1 | 1 | cs | TRUE
43 | LV_2175-5_0_7_line_43 |  | 35 | 51 | 0.084125 | 0.125 | 0.08 | 261 | 0 | 0.364 | 1 | 1 | cs | TRUE
44 | LV_2175-5_0_7_line_44 |  | 36 | 46 | 0.10009 | 0.125 | 0.08 | 261 | 0 | 0.364 | 1 | 1 | cs | TRUE
45 | LV_2175-5_0_7_line_45 |  | 37 | 38 | 0.12694 | 0.125 | 0.08 | 261 | 0 | 0.364 | 1 | 1 | cs | TRUE
46 | LV_2175-5_0_7_line_46 |  | 38 | 113 | 0.031048 | 0.125 | 0.08 | 261 | 0 | 0.364 | 1 | 1 | cs | TRUE
47 | LV_2175-5_0_7_line_47 |  | 39 | 40 | 0.072169 | 0.125 | 0.08 | 261 | 0 | 0.364 | 1 | 1 | cs | TRUE
48 | LV_2175-5_0_7_line_48 |  | 39 | 41 | 0.16631 | 0.125 | 0.08 | 261 | 0 | 0.364 | 1 | 1 | cs | TRUE
49 | LV_2175-5_0_7_line_49 |  | 40 | 42 | 0.016626 | 0.125 | 0.08 | 261 | 0 | 0.364 | 1 | 1 | cs | TRUE
50 | LV_2175-5_0_7_line_50 |  | 41 | 50 | 0.047003 | 0.125 | 0.08 | 261 | 0 | 0.364 | 1 | 1 | cs | TRUE
51 | LV_2175-5_0_7_line_51 |  | 42 | 61 | 0.013595 | 0.125 | 0.08 | 261 | 0 | 0.364 | 1 | 1 | cs | TRUE
52 | LV_2175-5_0_7_line_52 |  | 42 | 60 | 0.0027769 | 0.125 | 0.08 | 261 | 0 | 0.364 | 1 | 1 | cs | TRUE
53 | LV_2175-5_0_7_line_53 |  | 43 | 44 | 0.01839 | 0.125 | 0.08 | 261 | 0 | 0.364 | 1 | 1 | cs | TRUE
54 | LV_2175-5_0_7_line_54 |  | 43 | 45 | 0.20212 | 0.125 | 0.08 | 261 | 0 | 0.364 | 1 | 1 | cs | TRUE
55 | LV_2175-5_0_7_line_55 |  | 44 | 46 | 0.041135 | 0.125 | 0.08 | 261 | 0 | 0.364 | 1 | 1 | cs | TRUE
56 | LV_2175-5_0_7_line_56 |  | 45 | 53 | 0.0021021 | 0.125 | 0.08 | 261 | 0 | 0.364 | 1 | 1 | cs | TRUE
57 | LV_2175-5_0_7_line_57 |  | 47 | 48 | 0.01297 | 0.125 | 0.08 | 261 | 0 | 0.364 | 1 | 1 | cs | TRUE
58 | LV_2175-5_0_7_line_58 |  | 47 | 49 | 0.014043 | 0.125 | 0.08 | 261 | 0 | 0.364 | 1 | 1 | cs | TRUE
59 | LV_2175-5_0_7_line_59 |  | 48 | 50 | 0.04117 | 0.125 | 0.08 | 261 | 0 | 0.364 | 1 | 1 | cs | TRUE
60 | LV_2175-5_0_7_line_60 |  | 49 | 51 | 0.033725 | 0.125 | 0.08 | 261 | 0 | 0.364 | 1 | 1 | cs | TRUE
61 | LV_2175-5_0_7_line_61 |  | 51 | 52 | 0.033823 | 0.125 | 0.08 | 261 | 0 | 0.364 | 1 | 1 | cs | TRUE
62 | LV_2175-5_0_7_line_62 |  | 55 | 59 | 0.049485 | 0.125 | 0.08 | 261 | 0 | 0.364 | 1 | 1 | cs | TRUE
63 | LV_2175-5_0_7_line_63 |  | 55 | 60 | 0.038447 | 0.125 | 0.08 | 261 | 0 | 0.364 | 1 | 1 | cs | TRUE
64 | LV_2175-5_0_7_line_64 |  | 56 | 101 | 0.01718 | 0.125 | 0.08 | 261 | 0 | 0.364 | 1 | 2 | cs | TRUE
65 | LV_2175-5_0_7_line_65 |  | 57 | 99 | 0.034706 | 0.125 | 0.08 | 261 | 0 | 0.364 | 1 | 5 | cs | TRUE
66 | LV_2175-5_0_7_line_66 |  | 58 | 112 | 0.011151 | 0.125 | 0.08 | 261 | 0 | 0.364 | 1 | 1 | cs | TRUE
67 | LV_2175-5_0_7_line_67 |  | 61 | 62 | 0.0075039 | 0.125 | 0.08 | 261 | 0 | 0.364 | 1 | 1 | cs | TRUE
68 | LV_2175-5_0_7_line_68 |  | 63 | 64 | 0.013108 | 0.125 | 0.08 | 261 | 0 | 0.364 | 1 | 5 | cs | TRUE
69 | LV_2175-5_0_7_line_69 |  | 63 | 65 | 0.020797 | 0.125 | 0.08 | 261 | 0 | 0.364 | 1 | 5 | cs | TRUE
70 | LV_2175-5_0_7_line_70 |  | 64 | 66 | 0.032068 | 0.125 | 0.08 | 261 | 0 | 0.364 | 1 | 5 | cs | TRUE
71 | LV_2175-5_0_7_line_71 |  | 65 | 67 | 0.027814 | 0.125 | 0.08 | 261 | 0 | 0.364 | 1 | 5 | cs | TRUE
72 | LV_2175-5_0_7_line_72 |  | 65 | 68 | 0.049362 | 0.125 | 0.08 | 261 | 0 | 0.364 | 1 | 1 | cs | TRUE
73 | LV_2175-5_0_7_line_73 |  | 66 | 69 | 0.0016923 | 0.125 | 0.08 | 261 | 0 | 0.364 | 1 | 5 | cs | TRUE
74 | LV_2175-5_0_7_line_74 |  | 67 | 70 | 0.0060219 | 0.125 | 0.08 | 261 | 0 | 0.364 | 1 | 5 | cs | TRUE
75 | LV_2175-5_0_7_line_75 |  | 69 | 71 | 0.016601 | 0.125 | 0.08 | 261 | 0 | 0.364 | 1 | 1 | cs | TRUE
76 | LV_2175-5_0_7_line_76 |  | 70 | 72 | 0.016798 | 0.125 | 0.08 | 261 | 0 | 0.364 | 1 | 5 | cs | TRUE
77 | LV_2175-5_0_7_line_77 |  | 71 | 73 | 0.031451 | 0.125 | 0.08 | 261 | 0 | 0.364 | 1 | 1 | cs | TRUE
78 | LV_2175-5_0_7_line_78 |  | 72 | 80 | 0.009223 | 0.125 | 0.08 | 261 | 0 | 0.364 | 1 | 5 | cs | TRUE
79 | LV_2175-5_0_7_line_79 |  | 75 | 76 | 0.014912 | 0.125 | 0.08 | 261 | 0 | 0.364 | 1 | 1 | cs | TRUE
80 | LV_2175-5_0_7_line_80 |  | 75 | 77 | 0.0088308 | 0.125 | 0.08 | 261 | 0 | 0.364 | 1 | 1 | cs | TRUE
81 | LV_2175-5_0_7_line_81 |  | 77 | 78 | 0.02272 | 0.125 | 0.08 | 261 | 0 | 0.364 | 1 | 2 | cs | TRUE
82 | LV_2175-5_0_7_line_82 |  | 78 | 79 | 0.0038333 | 0.125 | 0.08 | 261 | 0 | 0.364 | 1 | 5 | cs | TRUE
83 | LV_2175-5_0_7_line_83 |  | 79 | 81 | 0.02157 | 0.125 | 0.08 | 261 | 0 | 0.364 | 1 | 5 | cs | TRUE
84 | LV_2175-5_0_7_line_84 |  | 80 | 89 | 0.016581 | 0.125 | 0.08 | 261 | 0 | 0.364 | 1 | 5 | cs | TRUE
85 | LV_2175-5_0_7_line_85 |  | 81 | 82 | 0.0026554 | 0.125 | 0.08 | 261 | 0 | 0.364 | 1 | 5 | cs | TRUE
86 | LV_2175-5_0_7_line_86 |  | 82 | 83 | 0.038371 | 0.125 | 0.08 | 261 | 0 | 0.364 | 1 | 5 | cs | TRUE
87 | LV_2175-5_0_7_line_87 |  | 83 | 85 | 0.023152 | 0.125 | 0.08 | 261 | 0 | 0.364 | 1 | 1 | cs | TRUE
88 | LV_2175-5_0_7_line_88 |  | 83 | 86 | 0.026984 | 0.125 | 0.08 | 261 | 0 | 0.364 | 1 | 5 | cs | TRUE
89 | LV_2175-5_0_7_line_89 |  | 83 | 84 | 0.018751 | 0.125 | 0.08 | 261 | 0 | 0.364 | 1 | 1 | cs | TRUE
90 | LV_2175-5_0_7_line_90 |  | 86 | 87 | 0.020724 | 0.125 | 0.08 | 261 | 0 | 0.364 | 1 | 5 | cs | TRUE
91 | LV_2175-5_0_7_line_91 |  | 87 | 88 | 0.020103 | 0.125 | 0.08 | 261 | 0 | 0.364 | 1 | 5 | cs | TRUE
92 | LV_2175-5_0_7_line_92 |  | 88 | 90 | 0.018713 | 0.125 | 0.08 | 261 | 0 | 0.364 | 1 | 1 | cs | TRUE
93 | LV_2175-5_0_7_line_93 |  | 88 | 91 | 0.021493 | 0.125 | 0.08 | 261 | 0 | 0.364 | 1 | 5 | cs | TRUE
94 | LV_2175-5_0_7_line_94 |  | 89 | 98 | 0.013886 | 0.125 | 0.08 | 261 | 0 | 0.364 | 1 | 5 | cs | TRUE
95 | LV_2175-5_0_7_line_95 |  | 90 | 92 | 0.0018112 | 0.125 | 0.08 | 261 | 0 | 0.364 | 1 | 1 | cs | TRUE
96 | LV_2175-5_0_7_line_96 |  | 91 | 93 | 0.085965 | 0.125 | 0.08 | 261 | 0 | 0.364 | 1 | 5 | cs | TRUE
97 | LV_2175-5_0_7_line_97 |  | 91 | 94 | 0.029356 | 0.125 | 0.08 | 261 | 0 | 0.364 | 1 | 5 | cs | TRUE
98 | LV_2175-5_0_7_line_98 |  | 92 | 95 | 0.01476 | 0.125 | 0.08 | 261 | 0 | 0.364 | 1 | 1 | cs | TRUE
99 | LV_2175-5_0_7_line_99 |  | 93 | 96 | 0.044584 | 0.125 | 0.08 | 261 | 0 | 0.364 | 1 | 5 | cs | TRUE
100 | LV_2175-5_0_7_line_100 |  | 94 | 97 | 0.025825 | 0.125 | 0.08 | 261 | 0 | 0.364 | 1 | 5 | cs | TRUE
101 | LV_2175-5_0_7_line_101 |  | 96 | 141 | 0.002113 | 0.125 | 0.08 | 261 | 0 | 0.364 | 1 | 5 | cs | TRUE
102 | LV_2175-5_0_7_line_102 |  | 97 | 98 | 0.01237 | 0.125 | 0.08 | 261 | 0 | 0.364 | 1 | 5 | cs | TRUE
103 | LV_2175-5_0_7_line_103 |  | 100 | 102 | 0.018126 | 0.125 | 0.08 | 261 | 0 | 0.364 | 1 | 5 | cs | TRUE
104 | LV_2175-5_0_7_line_104 |  | 101 | 103 | 0.01039 | 0.125 | 0.08 | 261 | 0 | 0.364 | 1 | 2 | cs | TRUE
105 | LV_2175-5_0_7_line_105 |  | 102 | 109 | 0.010529 | 0.125 | 0.08 | 261 | 0 | 0.364 | 1 | 5 | cs | TRUE
106 | LV_2175-5_0_7_line_106 |  | 103 | 146 | 0.017347 | 0.125 | 0.08 | 261 | 0 | 0.364 | 1 | 1 | cs | TRUE
107 | LV_2175-5_0_7_line_107 |  | 104 | 105 | 0.0072528 | 0.125 | 0.08 | 261 | 0 | 0.364 | 1 | 1 | cs | TRUE
108 | LV_2175-5_0_7_line_108 |  | 104 | 106 | 0.019871 | 0.125 | 0.08 | 261 | 0 | 0.364 | 1 | 1 | cs | TRUE
109 | LV_2175-5_0_7_line_109 |  | 105 | 107 | 0.037811 | 0.125 | 0.08 | 261 | 0 | 0.364 | 1 | 1 | cs | TRUE
110 | LV_2175-5_0_7_line_110 |  | 107 | 108 | 0.02954 | 0.125 | 0.08 | 261 | 0 | 0.364 | 1 | 5 | cs | TRUE
111 | LV_2175-5_0_7_line_111 |  | 107 | 109 | 0.0051905 | 0.125 | 0.08 | 261 | 0 | 0.364 | 1 | 5 | cs | TRUE
112 | LV_2175-5_0_7_line_112 |  | 108 | 110 | 0.0060029 | 0.125 | 0.08 | 261 | 0 | 0.364 | 1 | 5 | cs | TRUE
113 | LV_2175-5_0_7_line_113 |  | 110 | 127 | 0.044058 | 0.125 | 0.08 | 261 | 0 | 0.364 | 1 | 5 | cs | TRUE
114 | LV_2175-5_0_7_line_114 |  | 111 | 112 | 0.022584 | 0.125 | 0.08 | 261 | 0 | 0.364 | 1 | 1 | cs | TRUE
115 | LV_2175-5_0_7_line_115 |  | 113 | 114 | 0.010943 | 0.125 | 0.08 | 261 | 0 | 0.364 | 1 | 1 | cs | TRUE
116 | LV_2175-5_0_7_line_116 |  | 114 | 115 | 0.0088878 | 0.125 | 0.08 | 261 | 0 | 0.364 | 1 | 1 | cs | TRUE
117 | LV_2175-5_0_7_line_117 |  | 114 | 116 | 0.011675 | 0.125 | 0.08 | 261 | 0 | 0.364 | 1 | 1 | cs | TRUE
118 | LV_2175-5_0_7_line_118 |  | 115 | 117 | 0.0068849 | 0.125 | 0.08 | 261 | 0 | 0.364 | 1 | 1 | cs | TRUE
119 | LV_2175-5_0_7_line_119 |  | 116 | 118 | 0.005147 | 0.125 | 0.08 | 261 | 0 | 0.364 | 1 | 1 | cs | TRUE
120 | LV_2175-5_0_7_line_120 |  | 117 | 133 | 0.015128 | 0.125 | 0.08 | 261 | 0 | 0.364 | 1 | 1 | cs | TRUE
121 | LV_2175-5_0_7_line_121 |  | 118 | 126 | 0.030034 | 0.125 | 0.08 | 261 | 0 | 0.364 | 1 | 1 | cs | TRUE
122 | LV_2175-5_0_7_line_122 |  | 119 | 120 | 0.041882 | 0.125 | 0.08 | 261 | 0 | 0.364 | 1 | 1 | cs | TRUE
123 | LV_2175-5_0_7_line_123 |  | 119 | 121 | 0.034955 | 0.125 | 0.08 | 261 | 0 | 0.364 | 1 | 1 | cs | TRUE
124 | LV_2175-5_0_7_line_124 |  | 120 | 122 | 0.038224 | 0.125 | 0.08 | 261 | 0 | 0.364 | 1 | 1 | cs | TRUE
125 | LV_2175-5_0_7_line_125 |  | 121 | 123 | 0.0055781 | 0.125 | 0.08 | 261 | 0 | 0.364 | 1 | 1 | cs | TRUE
126 | LV_2175-5_0_7_line_126 |  | 123 | 124 | 0.0031243 | 0.125 | 0.08 | 261 | 0 | 0.364 | 1 | 1 | cs | TRUE
127 | LV_2175-5_0_7_line_127 |  | 124 | 127 | 0.0060407 | 0.125 | 0.08 | 261 | 0 | 0.364 | 1 | 1 | cs | TRUE
128 | LV_2175-5_0_7_line_128 |  | 125 | 126 | 0.012048 | 0.125 | 0.08 | 261 | 0 | 0.364 | 1 | 1 | cs | TRUE
129 | LV_2175-5_0_7_line_129 |  | 126 | 128 | 0.023682 | 0.125 | 0.08 | 261 | 0 | 0.364 | 1 | 1 | cs | TRUE
130 | LV_2175-5_0_7_line_130 |  | 126 | 129 | 0.031507 | 0.125 | 0.08 | 261 | 0 | 0.364 | 1 | 1 | cs | TRUE
131 | LV_2175-5_0_7_line_131 |  | 127 | 130 | 0.063107 | 0.125 | 0.08 | 261 | 0 | 0.364 | 1 | 1 | cs | TRUE
132 | LV_2175-5_0_7_line_132 |  | 128 | 135 | 0.0046928 | 0.125 | 0.08 | 261 | 0 | 0.364 | 1 | 1 | cs | TRUE
133 | LV_2175-5_0_7_line_133 |  | 129 | 136 | 0.015632 | 0.125 | 0.08 | 261 | 0 | 0.364 | 1 | 1 | cs | TRUE
134 | LV_2175-5_0_7_line_134 |  | 131 | 132 | 0.037495 | 0.125 | 0.08 | 261 | 0 | 0.364 | 1 | 1 | cs | TRUE
135 | LV_2175-5_0_7_line_135 |  | 131 | 133 | 0.0087229 | 0.125 | 0.08 | 261 | 0 | 0.364 | 1 | 1 | cs | TRUE
136 | LV_2175-5_0_7_line_136 |  | 132 | 134 | 0.023379 | 0.125 | 0.08 | 261 | 0 | 0.364 | 1 | 1 | cs | TRUE
137 | LV_2175-5_0_7_line_137 |  | 135 | 137 | 0.010243 | 0.125 | 0.08 | 261 | 0 | 0.364 | 1 | 1 | cs | TRUE
138 | LV_2175-5_0_7_line_138 |  | 136 | 138 | 0.018131 | 0.125 | 0.08 | 261 | 0 | 0.364 | 1 | 1 | cs | TRUE
139 | LV_2175-5_0_7_line_139 |  | 137 | 140 | 0.021589 | 0.125 | 0.08 | 261 | 0 | 0.364 | 1 | 1 | cs | TRUE
140 | LV_2175-5_0_7_line_140 |  | 138 | 148 | 0.013386 | 0.125 | 0.08 | 261 | 0 | 0.364 | 1 | 1 | cs | TRUE
141 | LV_2175-5_0_7_line_141 |  | 139 | 140 | 0.031629 | 0.125 | 0.08 | 261 | 0 | 0.364 | 1 | 1 | cs | TRUE
142 | LV_2175-5_0_7_line_142 |  | 141 | 142 | 0.027028 | 0.125 | 0.08 | 261 | 0 | 0.364 | 1 | 2 | cs | TRUE
143 | LV_2175-5_0_7_line_143 |  | 142 | 143 | 0.020626 | 0.125 | 0.08 | 261 | 0 | 0.364 | 1 | 1 | cs | TRUE
144 | LV_2175-5_0_7_line_144 |  | 143 | 144 | 0.0087894 | 0.125 | 0.08 | 261 | 0 | 0.364 | 1 | 1 | cs | TRUE
145 | LV_2175-5_0_7_line_145 |  | 143 | 145 | 0.020997 | 0.125 | 0.08 | 261 | 0 | 0.364 | 1 | 1 | cs | TRUE
146 | LV_2175-5_0_7_line_146 |  | 144 | 149 | 0.010167 | 0.125 | 0.08 | 261 | 0 | 0.364 | 1 | 1 | cs | TRUE
147 | LV_2175-5_0_7_line_147 |  | 146 | 147 | 0.011445 | 0.125 | 0.08 | 261 | 0 | 0.364 | 1 | 1 | cs | TRUE
148 | LV_2175-5_0_7_line_148 |  | 147 | 148 | 0.01323 | 0.125 | 0.08 | 261 | 0 | 0.364 | 1 | 1 | cs | TRUE
149 | LV_2175-5_0_7_line_149 |  | 149 | 150 | 0.019335 | 0.125 | 0.08 | 261 | 0 | 0.364 | 1 | 1 | cs | TRUE

## trafo
| name | std_type | hv_bus | lv_bus | sn_mva | vn_hv_kv | vn_lv_kv | vk_percent | vkr_percent | pfe_kw | i0_percent | shift_degree | tap_side | tap_neutral | tap_min | tap_max | tap_step_percent | tap_step_degree | tap_pos | tap_phase_shifter | parallel | df | in_service
0 | LV_2175-5_0_7_trafo_112 | 0.63 MVA 20/0.4 kV | 151 | 127 | 0.63 | 20 | 0.4 | 6 | 1.206 | 1.65 | 0.2619 | 150 | hv | 0 | -2 | 2 | 2.5 | 0 | 0 | FALSE | 1 | 1 | TRUE

## line_geodata
| x0 | y0 | x1 | y1 | x2 | y2 | x3 | y3 | x4 | y4 | x5 | y5 | x6 | y6 | x7 | y7 | x8 | y8 | x9 | y9
0 | 2573994.1853 | 1185964.3304 | 2573999.6832 | 1185959.399 | 2574007.5206 | 1185952.9048
1 | 2573978.8719 | 1185978.0662 | 2573994.1853 | 1185964.3304
2 | 2574007.5206 | 1185952.9048 | 2574008.4767 | 1185952.1126
3 | 2573978.8719 | 1185978.0662 | 2573970.2924 | 1185962.7094
4 | 2574008.4767 | 1185952.1126 | 2574009.2098 | 1185951.505
5 | 2573970.2502 | 1185962.634 | 2573970.2924 | 1185962.7094
6 | 2574009.2098 | 1185951.505 | 2574031.8378 | 1185932.7551
7 | 2573930.1465 | 1186024.3476 | 2573940.1413 | 1186038.0334 | 2573944.244 | 1186053.1679 | 2573943.6102 | 1186072.2807
8 | 2573910.8408 | 1185992.8487 | 2573930.1465 | 1186024.3476
9 | 2573930.1465 | 1186024.3476 | 2573905.204 | 1186043.9447 | 2573882.2405 | 1186057.3921
10 | 2573943.6102 | 1186072.2807 | 2573937.7959 | 1186078.8378
11 | 2573943.6102 | 1186072.2807 | 2573950.2394 | 1186082.3793 | 2573973.0326 | 1186103.591 | 2573973.0326 | 1186103.591
12 | 2573907.4515 | 1185987.3273 | 2573910.8408 | 1185992.8487
13 | 2573910.8408 | 1185992.8487 | 2573895.4027 | 1186005.6175
14 | 2573882.2405 | 1186057.3921 | 2573873.6639 | 1186062.4146 | 2573845.7273 | 1186076.1249
15 | 2573956.7911 | 1185931.3823 | 2573961.4688 | 1185934.9194 | 2573966.9513 | 1185956.7291 | 2573970.2502 | 1185962.634
16 | 2574048.7872 | 1185918.7106 | 2574031.8378 | 1185932.7551
17 | 2573899.0694 | 1186122.5129 | 2573937.7959 | 1186078.8378
18 | 2573985.2913 | 1186111.371 | 2573973.0326 | 1186103.591
19 | 2573907.4515 | 1185987.3273 | 2573896.8739 | 1185973.458
20 | 2573907.4515 | 1185987.3273 | 2573921.7288 | 1185974.9701
21 | 2573895.4027 | 1186005.6175 | 2573893.082 | 1186007.537
22 | 2573956.7911 | 1185931.3823 | 2573957.36 | 1185923.6091 | 2573956.3668 | 1185919.4067
23 | 2573956.7911 | 1185931.3823 | 2573956.2218 | 1185939.0778 | 2573952.2437 | 1185947.2328 | 2573947.621 | 1185951.882
24 | 2574182.6386 | 1185861.3311 | 2574190.6209 | 1185879.1059 | 2574181.4686 | 1185906.6044 | 2574191.2407 | 1185927.8206
25 | 2574182.6386 | 1185861.3311 | 2574163.1637 | 1185875.167 | 2574153.4939 | 1185878.3106 | 2574144.0057 | 1185875.8281
26 | 2574135.2623 | 1185847.9958 | 2574137.9721 | 1185849.9518 | 2574139.8383 | 1185852.7007 | 2574140.6608 | 1185855.8543 | 2574140.362 | 1185859.1018 | 2574138.9937 | 1185862.0648 | 2574136.6993 | 1185864.3982 | 2574144.0057 | 1185875.8281
27 | 2574144.0057 | 1185875.8281 | 2574132.8719 | 1185891.5402 | 2574126.5861 | 1185891.9788
28 | 2574101.739 | 1185877.6012 | 2574111.4889 | 1185866.542 | 2574117.7952 | 1185860.2446 | 2574121.4498 | 1185856.6047 | 2574121.963 | 1185853.5453 | 2574123.4239 | 1185850.8042 | 2574125.6886 | 1185848.6821 | 2574128.7351 | 1185847.3237 | 2574132.0611 | 1185847.087 | 2574135.2623 | 1185847.9958
29 | 2574135.2623 | 1185847.9958 | 2574140.525 | 1185847.3949 | 2574148.3358 | 1185844.9265
30 | 2574106.9859 | 1185824.1503 | 2574125.6886 | 1185848.6821 | 2574128.7351 | 1185847.3237 | 2574132.0611 | 1185847.087 | 2574135.2623 | 1185847.9958
31 | 2574106.9859 | 1185824.1503 | 2574095.6236 | 1185831.1811 | 2574084.6044 | 1185839.4453
32 | 2574106.9859 | 1185824.1503 | 2574100.1093 | 1185813.8502
33 | 2574084.6044 | 1185839.4453 | 2574073.8745 | 1185847.4925
34 | 2574100.1093 | 1185813.8502 | 2574098.4308 | 1185811.3362
35 | 2574101.739 | 1185877.6012 | 2574079.9586 | 1185892.8815 | 2574070.5465 | 1185900.6806
36 | 2574048.7872 | 1185918.7106 | 2574070.5465 | 1185900.6806
37 | 2574063.8426 | 1185857.8109 | 2574072.0222 | 1185848.8817 | 2574073.8745 | 1185847.4925
38 | 2574088.7287 | 1185796.804 | 2574098.4308 | 1185811.3362
39 | 2573442.1904 | 1186310.7617 | 2573425.1398 | 1186280.379
40 | 2573500.0548 | 1186358.8288 | 2573442.1904 | 1186310.7617
41 | 2573519.0391 | 1186336.6106 | 2573500.0548 | 1186358.8288
42 | 2573500.0548 | 1186358.8288 | 2573473.424 | 1186389.9973
43 | 2573519.0391 | 1186336.6106 | 2573573.639 | 1186272.4904
44 | 2573473.424 | 1186389.9973 | 2573408.4045 | 1186466.0958
45 | 2573734.0549 | 1185897.5119 | 2573649.114 | 1185991.8423
46 | 2573761.6283 | 1185883.2671 | 2573760.6189 | 1185883.9832 | 2573734.0549 | 1185897.5119
47 | 2573841.6754 | 1186128.2449 | 2573770.1506 | 1186118.6206
48 | 2573770.1506 | 1186118.6206 | 2573702.0324 | 1186270.3433
49 | 2573858.2087 | 1186126.0824 | 2573841.6754 | 1186128.2449
50 | 2573659.9681 | 1186289.3963 | 2573669.7913 | 1186285.3834 | 2573680.0086 | 1186283.7375 | 2573689.9868 | 1186279.8025 | 2573702.0086 | 1186270.3557 | 2573702.0324 | 1186270.3433
51 | 2573858.2087 | 1186126.0824 | 2573854.2685 | 1186139.0936
52 | 2573858.2087 | 1186126.0824 | 2573860.9856 | 1186126.0834
53 | 2573369.9748 | 1186511.5529 | 2573381.8464 | 1186497.5085
54 | 2573369.9748 | 1186511.5529 | 2573195.2758 | 1186613.2062
55 | 2573381.8464 | 1186497.5085 | 2573407.9207 | 1186466.6621 | 2573408.4045 | 1186466.0958
56 | 2573193.4172 | 1186614.1883 | 2573195.2758 | 1186613.2062
57 | 2573615.124 | 1186286.6825 | 2573626.8918 | 1186281.404 | 2573626.9378 | 1186281.4602
58 | 2573615.124 | 1186286.6825 | 2573612.8495 | 1186287.7027 | 2573601.5677 | 1186290.1761
59 | 2573659.9681 | 1186289.3963 | 2573643.9866 | 1186295.9251 | 2573638.8134 | 1186295.9479 | 2573626.9378 | 1186281.4602
60 | 2573573.639 | 1186272.4904 | 2573583.4628 | 1186281.9408 | 2573594.0893 | 1186288.2971 | 2573601.5677 | 1186290.1761 | 2573601.5677 | 1186290.1761
61 | 2573573.639 | 1186272.4904 | 2573588.2527 | 1186253.9271 | 2573595.1077 | 1186246.3767
62 | 2573899.0694 | 1186122.5129 | 2573889.0716 | 1186156.9525 | 2573887.1214 | 1186170.4359
63 | 2573899.0694 | 1186122.5129 | 2573881.6495 | 1186126.0909 | 2573860.9856 | 1186126.0834
64 | 2573896.8739 | 1185973.458 | 2573886.4554 | 1185959.7974
65 | 2573947.621 | 1185951.882 | 2573942.7851 | 1185956.7457 | 2573921.7288 | 1185974.9701
66 | 2573884.1267 | 1186014.0793 | 2573886.6402 | 1186012.865 | 2573893.082 | 1186007.537
67 | 2573852.0937 | 1186146.2754 | 2573854.2685 | 1186139.0936
68 | 2574068.4463 | 1185769.8961 | 2574064.0181 | 1185764.7723 | 2574059.0528 | 1185760.8366
69 | 2574041.3369 | 1185750.241 | 2574051.5061 | 1185754.8548 | 2574059.0528 | 1185760.8366
70 | 2574068.4463 | 1185769.8961 | 2574078.6054 | 1185781.6511 | 2574087.7886 | 1185795.3969
71 | 2574041.3369 | 1185750.241 | 2574035.0672 | 1185747.4001 | 2574015.3329 | 1185740.4241
72 | 2574063.1281 | 1185711.0145 | 2574066.1118 | 1185714.5145 | 2574066.6217 | 1185719.4705 | 2574041.3369 | 1185750.241
73 | 2574088.7287 | 1185796.804 | 2574087.7886 | 1185795.3969
74 | 2574009.6552 | 1185738.4171 | 2574015.3329 | 1185740.4241
75 | 2574088.7287 | 1185796.804 | 2574101.7739 | 1185787.1868 | 2574102.1364 | 1185787.0322
76 | 2574009.6552 | 1185738.4171 | 2573993.3148 | 1185734.5232
77 | 2574127.2353 | 1185768.6559 | 2574116.9901 | 1185778.4607 | 2574109.9619 | 1185783.6939 | 2574102.1364 | 1185787.0322
78 | 2573984.3424 | 1185732.3879 | 2573992.0171 | 1185734.2139 | 2573993.3148 | 1185734.5232
79 | 2574021.5155 | 1185682.7243 | 2574031.6761 | 1185688.873 | 2574033.4613 | 1185691.3282
80 | 2574021.5155 | 1185682.7243 | 2574013.9603 | 1185678.1524
81 | 2573994.5225 | 1185666.3898 | 2574013.9603 | 1185678.1524
82 | 2573994.5225 | 1185666.3898 | 2573991.243 | 1185664.4052
83 | 2573991.243 | 1185664.4052 | 2573972.7889 | 1185653.2379
84 | 2573968.2115 | 1185728.55 | 2573984.3424 | 1185732.3879
85 | 2573970.5171 | 1185651.8631 | 2573972.7889 | 1185653.2379
86 | 2573937.6885 | 1185631.9971 | 2573970.5171 | 1185651.8631
87 | 2573937.6885 | 1185631.9971 | 2573938.991 | 1185629.6902 | 2573940.9315 | 1185626.7024 | 2573944.8553 | 1185621.7827 | 2573950.9514 | 1185613.0538
88 | 2573937.6885 | 1185631.9971 | 2573933.8037 | 1185638.8399 | 2573923.159 | 1185654.717
89 | 2573937.6885 | 1185631.9971 | 2573929.04 | 1185627.9216 | 2573919.9494 | 1185626.5745
90 | 2573910.4405 | 1185671.0769 | 2573911.4128 | 1185669.943 | 2573923.159 | 1185654.717 | 2573923.159 | 1185654.717
91 | 2573894.8019 | 1185682.5778 | 2573902.9929 | 1185679.7627 | 2573910.4405 | 1185671.0769
92 | 2573894.8019 | 1185682.5778 | 2573891.6104 | 1185678.7008 | 2573879.9494 | 1185671.5258
93 | 2573891.1969 | 1185702.7819 | 2573896.2223 | 1185691.5429 | 2573896.2022 | 1185686.9406 | 2573894.8019 | 1185682.5778
94 | 2573954.7029 | 1185725.336 | 2573968.2115 | 1185728.55
95 | 2573879.9494 | 1185671.5258 | 2573878.3246 | 1185670.7254
96 | 2573807.1874 | 1185685.3853 | 2573817.2775 | 1185685.819 | 2573832.4073 | 1185686.9977 | 2573867.194 | 1185695.0273 | 2573891.1969 | 1185702.7819
97 | 2573891.1969 | 1185702.7819 | 2573918.4052 | 1185713.8049
98 | 2573878.3246 | 1185670.7254 | 2573869.5487 | 1185666.402 | 2573865.2155 | 1185663.9546
99 | 2573807.1874 | 1185685.3853 | 2573809.5311 | 1185696.0473 | 2573815.6873 | 1185704.269 | 2573832.3433 | 1185719.3817 | 2573833.0354 | 1185719.9667
100 | 2573918.4052 | 1185713.8049 | 2573935.7185 | 1185720.8191 | 2573942.6688 | 1185722.4727
101 | 2573834.6491 | 1185721.3309 | 2573833.0354 | 1185719.9667
102 | 2573942.6688 | 1185722.4727 | 2573954.7029 | 1185725.336
103 | 2573956.3668 | 1185919.4067 | 2573953.6749 | 1185908.017 | 2573950.6622 | 1185902.3454
104 | 2573880.1547 | 1185951.5359 | 2573886.4554 | 1185959.7974
105 | 2573950.6622 | 1185902.3454 | 2573945.723 | 1185893.0471
106 | 2573880.1547 | 1185951.5359 | 2573875.7628 | 1185945.7773 | 2573869.8303 | 1185937.5973
107 | 2573984.022 | 1185869.5618 | 2573977.2486 | 1185872.1547
108 | 2574002.5801 | 1185862.4576 | 2573984.022 | 1185869.5618
109 | 2573943.2881 | 1185888.4631 | 2573958.9287 | 1185879.1678 | 2573977.2486 | 1185872.1547
110 | 2573943.2881 | 1185888.4631 | 2573923.8398 | 1185866.2285
111 | 2573943.2881 | 1185888.4631 | 2573945.723 | 1185893.0471
112 | 2573923.8398 | 1185866.2285 | 2573919.8877 | 1185861.7102
113 | 2573886.6859 | 1185835.0379 | 2573896.424 | 1185837.0408 | 2573904.076 | 1185843.6331 | 2573919.8877 | 1185861.7102
114 | 2573884.1267 | 1186014.0793 | 2573876.8403 | 1186017.5993 | 2573872.1199 | 1186016.5194 | 2573868.1126 | 1186007.7415
115 | 2573770.5537 | 1185876.9358 | 2573761.6283 | 1185883.2671
116 | 2573770.5537 | 1185876.9358 | 2573762.7994 | 1185872.5925
117 | 2573770.5537 | 1185876.9358 | 2573780.0721 | 1185870.175
118 | 2573762.7994 | 1185872.5925 | 2573756.7925 | 1185869.228
119 | 2573784.2683 | 1185867.1945 | 2573780.0721 | 1185870.175
120 | 2573743.5935 | 1185861.8351 | 2573756.7925 | 1185869.228
121 | 2573810.6166 | 1185852.9362 | 2573790.4917 | 1185862.7741 | 2573784.2683 | 1185867.1945
122 | 2573806.4821 | 1185798.8109 | 2573807.8493 | 1185799.6536 | 2573841.9826 | 1185821.0335
123 | 2573872.3241 | 1185838.3692 | 2573849.9728 | 1185826.0384 | 2573841.9826 | 1185821.0335
124 | 2573806.4821 | 1185798.8109 | 2573773.9427 | 1185778.7537
125 | 2573872.3241 | 1185838.3692 | 2573877.7579 | 1185837.1088
126 | 2573880.8015 | 1185836.4028 | 2573877.7579 | 1185837.1088
127 | 2573886.6859 | 1185835.0379 | 2573880.8015 | 1185836.4028
128 | 2573810.6166 | 1185852.9362 | 2573821.4045 | 1185852.4775 | 2573822.6456 | 1185852.3257
129 | 2573810.6166 | 1185852.9362 | 2573790.2033 | 1185840.9315
130 | 2573810.6166 | 1185852.9362 | 2573828.1438 | 1185879.1182
131 | 2573886.6859 | 1185835.0379 | 2573924.3337 | 1185818.7203 | 2573944.5574 | 1185809.8701
132 | 2573790.2033 | 1185840.9315 | 2573786.1581 | 1185838.5526
133 | 2573828.1438 | 1185879.1182 | 2573836.8399 | 1185892.1084 | 2573836.8399 | 1185892.1084
134 | 2573735.983 | 1185857.5724 | 2573712.3017 | 1185844.3082 | 2573707.4353 | 1185853.4456 | 2573707.4353 | 1185853.4456
135 | 2573743.5935 | 1185861.8351 | 2573735.983 | 1185857.5724
136 | 2573685.5334 | 1185845.2682 | 2573707.4353 | 1185853.4456
137 | 2573777.3284 | 1185833.3601 | 2573786.1581 | 1185838.5526
138 | 2573847.4846 | 1185906.7859 | 2573836.8399 | 1185892.1084
139 | 2573758.221 | 1185823.4578 | 2573764.5143 | 1185825.8243 | 2573777.3284 | 1185833.3601
140 | 2573847.4846 | 1185906.7859 | 2573855.3437 | 1185917.6224
141 | 2573758.221 | 1185823.4578 | 2573735.4385 | 1185814.8909 | 2573728.6449 | 1185812.2498
142 | 2573834.6491 | 1185721.3309 | 2573855.29 | 1185738.7794
143 | 2573871.5391 | 1185751.4825 | 2573856.0106 | 1185739.3885 | 2573855.29 | 1185738.7794
144 | 2573871.5391 | 1185751.4825 | 2573878.3455 | 1185757.0436
145 | 2573871.5391 | 1185751.4825 | 2573882.8759 | 1185733.8086
146 | 2573886.2188 | 1185763.4763 | 2573878.3455 | 1185757.0436
147 | 2573863.1111 | 1185928.3326 | 2573869.8303 | 1185937.5973
148 | 2573863.1111 | 1185928.3326 | 2573855.3437 | 1185917.6224
149 | 2573901.192 | 1185775.7099 | 2573886.2188 | 1185763.4763

## bus_geodata
| x | y | coords
0 | 2573994.1853 | 1185964.3304
1 | 2574007.5206 | 1185952.9048
2 | 2573978.8719 | 1185978.0662
3 | 2574008.4767 | 1185952.1126
4 | 2573970.2924 | 1185962.7094
5 | 2574009.2098 | 1185951.505
6 | 2573930.1465 | 1186024.3476
7 | 2573943.6102 | 1186072.2807
8 | 2573910.8408 | 1185992.8487
9 | 2573882.2405 | 1186057.3921
10 | 2573970.2502 | 1185962.634
11 | 2574031.8378 | 1185932.7551
12 | 2573937.7959 | 1186078.8378
13 | 2573973.0326 | 1186103.591
14 | 2573907.4515 | 1185987.3273
15 | 2573895.4027 | 1186005.6175
16 | 2573845.7273 | 1186076.1249
17 | 2573956.7911 | 1185931.3823
18 | 2574191.2407 | 1185927.8206
19 | 2574182.6386 | 1185861.3311
20 | 2574144.0057 | 1185875.8281
21 | 2574135.2623 | 1185847.9958
22 | 2574126.5861 | 1185891.9788
23 | 2574106.9859 | 1185824.1503
24 | 2574084.6044 | 1185839.4453
25 | 2574100.1093 | 1185813.8502
26 | 2574101.739 | 1185877.6012
27 | 2574148.3358 | 1185844.9265
28 | 2574070.5465 | 1185900.6806
29 | 2574073.8745 | 1185847.4925
30 | 2574098.4308 | 1185811.3362
31 | 2574048.7872 | 1185918.7106
32 | 2573425.1398 | 1186280.379
33 | 2573442.1904 | 1186310.7617
34 | 2573500.0548 | 1186358.8288
35 | 2573519.0391 | 1186336.6106
36 | 2573473.424 | 1186389.9973
37 | 2573649.114 | 1185991.8423
38 | 2573734.0549 | 1185897.5119
39 | 2573770.1506 | 1186118.6206
40 | 2573841.6754 | 1186128.2449
41 | 2573702.0324 | 1186270.3433
42 | 2573858.2087 | 1186126.0824
43 | 2573369.9748 | 1186511.5529
44 | 2573381.8464 | 1186497.5085
45 | 2573195.2758 | 1186613.2062
46 | 2573408.4045 | 1186466.0958
47 | 2573615.124 | 1186286.6825
48 | 2573626.9378 | 1186281.4602
49 | 2573601.5677 | 1186290.1761
50 | 2573659.9681 | 1186289.3963
51 | 2573573.639 | 1186272.4904
52 | 2573595.1077 | 1186246.3767
53 | 2573193.4172 | 1186614.1883
54 | 2573985.2913 | 1186111.371
55 | 2573899.0694 | 1186122.5129
56 | 2573896.8739 | 1185973.458
57 | 2573921.7288 | 1185974.9701
58 | 2573893.082 | 1186007.537
59 | 2573887.1214 | 1186170.4359
60 | 2573860.9856 | 1186126.0834
61 | 2573854.2685 | 1186139.0936
62 | 2573852.0937 | 1186146.2754
63 | 2574059.0528 | 1185760.8366
64 | 2574068.4463 | 1185769.8961
65 | 2574041.3369 | 1185750.241
66 | 2574087.7886 | 1185795.3969
67 | 2574015.3329 | 1185740.4241
68 | 2574063.1281 | 1185711.0145
69 | 2574088.7287 | 1185796.804
70 | 2574009.6552 | 1185738.4171
71 | 2574102.1364 | 1185787.0322
72 | 2573993.3148 | 1185734.5232
73 | 2574127.2353 | 1185768.6559
74 | 2574063.8426 | 1185857.8109
75 | 2574021.5155 | 1185682.7243
76 | 2574033.4613 | 1185691.3282
77 | 2574013.9603 | 1185678.1524
78 | 2573994.5225 | 1185666.3898
79 | 2573991.243 | 1185664.4052
80 | 2573984.3424 | 1185732.3879
81 | 2573972.7889 | 1185653.2379
82 | 2573970.5171 | 1185651.8631
83 | 2573937.6885 | 1185631.9971
84 | 2573919.9494 | 1185626.5745
85 | 2573950.9514 | 1185613.0538
86 | 2573923.1591 | 1185654.717
87 | 2573910.4405 | 1185671.0769
88 | 2573894.8019 | 1185682.5778
89 | 2573968.2115 | 1185728.55
90 | 2573879.9494 | 1185671.5258
91 | 2573891.1969 | 1185702.7819
92 | 2573878.3246 | 1185670.7254
93 | 2573807.1874 | 1185685.3853
94 | 2573918.4052 | 1185713.8049
95 | 2573865.2155 | 1185663.9546
96 | 2573833.0354 | 1185719.9667
97 | 2573942.6688 | 1185722.4727
98 | 2573954.7029 | 1185725.336
99 | 2573947.621 | 1185951.882
100 | 2573956.3668 | 1185919.4067
101 | 2573886.4554 | 1185959.7974
102 | 2573950.6622 | 1185902.3454
103 | 2573880.1547 | 1185951.5359
104 | 2573984.022 | 1185869.5618
105 | 2573977.2486 | 1185872.1547
106 | 2574002.5801 | 1185862.4576
107 | 2573943.2881 | 1185888.4631
108 | 2573923.8398 | 1185866.2285
109 | 2573945.723 | 1185893.0471
110 | 2573919.8877 | 1185861.7102
111 | 2573868.1126 | 1186007.7415
112 | 2573884.1267 | 1186014.0793
113 | 2573761.6283 | 1185883.2671
114 | 2573770.5537 | 1185876.9358
115 | 2573762.7994 | 1185872.5925
116 | 2573780.0721 | 1185870.175
117 | 2573756.7925 | 1185869.228
118 | 2573784.2683 | 1185867.1945
119 | 2573841.9826 | 1185821.0335
120 | 2573806.4821 | 1185798.8109
121 | 2573872.3241 | 1185838.3692
122 | 2573773.9427 | 1185778.7537
123 | 2573877.7579 | 1185837.1088
124 | 2573880.8015 | 1185836.4028
125 | 2573822.6456 | 1185852.3257
126 | 2573810.6166 | 1185852.9362
127 | 2573886.6859 | 1185835.0379
128 | 2573790.2033 | 1185840.9315
129 | 2573828.1438 | 1185879.1182
130 | 2573944.5574 | 1185809.8701
131 | 2573735.983 | 1185857.5724
132 | 2573707.4353 | 1185853.4456
133 | 2573743.5935 | 1185861.8351
134 | 2573685.5334 | 1185845.2682
135 | 2573786.1581 | 1185838.5526
136 | 2573836.8399 | 1185892.1084
137 | 2573777.3284 | 1185833.3601
138 | 2573847.4846 | 1185906.7859
139 | 2573728.6449 | 1185812.2498
140 | 2573758.221 | 1185823.4578
141 | 2573834.6491 | 1185721.3309
142 | 2573855.29 | 1185738.7794
143 | 2573871.5391 | 1185751.4825
144 | 2573878.3455 | 1185757.0436
145 | 2573882.8759 | 1185733.8086
146 | 2573869.8303 | 1185937.5973
147 | 2573863.1111 | 1185928.3326
148 | 2573855.3437 | 1185917.6224
149 | 2573886.2188 | 1185763.4763
150 | 2573901.192 | 1185775.7099
151 | 2573872.3241 | 1185838.3692

## line_std_types
| c_nf_per_km | r_ohm_per_km | x_ohm_per_km | max_i_ka | type | q_mm2 | alpha | voltage_rating
NAYY 4x50 SE | 210 | 0.642 | 0.083 | 0.142 | cs | 50 | 0.00403 | LV
NAYY 4x120 SE | 264 | 0.225 | 0.08 | 0.242 | cs | 120 | 0.00403 | LV
NAYY 4x150 SE | 261 | 0.208 | 0.08 | 0.27 | cs | 150 | 0.00403 | LV
NA2XS2Y 1x95 RM/25 12/20 kV | 216 | 0.313 | 0.132 | 0.252 | cs | 95 | 0.00403 | MV
NA2XS2Y 1x185 RM/25 12/20 kV | 273 | 0.161 | 0.117 | 0.362 | cs | 185 | 0.00403 | MV
NA2XS2Y 1x240 RM/25 12/20 kV | 304 | 0.122 | 0.112 | 0.421 | cs | 240 | 0.00403 | MV
NA2XS2Y 1x95 RM/25 6/10 kV | 315 | 0.313 | 0.123 | 0.249 | cs | 95 | 0.00403 | MV
NA2XS2Y 1x185 RM/25 6/10 kV | 406 | 0.161 | 0.11 | 0.358 | cs | 185 | 0.00403 | MV
NA2XS2Y 1x240 RM/25 6/10 kV | 456 | 0.122 | 0.105 | 0.416 | cs | 240 | 0.00403 | MV
NA2XS2Y 1x150 RM/25 12/20 kV | 250 | 0.206 | 0.116 | 0.319 | cs | 150 | 0.00403 | MV
NA2XS2Y 1x120 RM/25 12/20 kV | 230 | 0.253 | 0.119 | 0.283 | cs | 120 | 0.00403 | MV
NA2XS2Y 1x70 RM/25 12/20 kV | 190 | 0.443 | 0.132 | 0.22 | cs | 70 | 0.00403 | MV
NA2XS2Y 1x150 RM/25 6/10 kV | 360 | 0.206 | 0.11 | 0.315 | cs | 150 | 0.00403 | MV
NA2XS2Y 1x120 RM/25 6/10 kV | 340 | 0.253 | 0.113 | 0.28 | cs | 120 | 0.00403 | MV
NA2XS2Y 1x70 RM/25 6/10 kV | 280 | 0.443 | 0.123 | 0.217 | cs | 70 | 0.00403 | MV
N2XS(FL)2Y 1x120 RM/35 64/110 kV | 112 | 0.153 | 0.166 | 0.366 | cs | 120 | 0.00393 | HV
N2XS(FL)2Y 1x185 RM/35 64/110 kV | 125 | 0.099 | 0.156 | 0.457 | cs | 185 | 0.00393 | HV
N2XS(FL)2Y 1x240 RM/35 64/110 kV | 135 | 0.075 | 0.149 | 0.526 | cs | 240 | 0.00393 | HV
N2XS(FL)2Y 1x300 RM/35 64/110 kV | 144 | 0.06 | 0.144 | 0.588 | cs | 300 | 0.00393 | HV
15-AL1/3-ST1A 0.4 | 11 | 1.8769 | 0.35 | 0.105 | ol | 16 | 0.00403 | LV
24-AL1/4-ST1A 0.4 | 11.25 | 1.2012 | 0.335 | 0.14 | ol | 24 | 0.00403 | LV
48-AL1/8-ST1A 0.4 | 12.2 | 0.5939 | 0.3 | 0.21 | ol | 48 | 0.00403 | LV
94-AL1/15-ST1A 0.4 | 13.2 | 0.306 | 0.29 | 0.35 | ol | 94 | 0.00403 | LV
34-AL1/6-ST1A 10.0 | 9.7 | 0.8342 | 0.36 | 0.17 | ol | 34 | 0.00403 | MV
48-AL1/8-ST1A 10.0 | 10.1 | 0.5939 | 0.35 | 0.21 | ol | 48 | 0.00403 | MV
70-AL1/11-ST1A 10.0 | 10.4 | 0.4132 | 0.339 | 0.29 | ol | 70 | 0.00403 | MV
94-AL1/15-ST1A 10.0 | 10.75 | 0.306 | 0.33 | 0.35 | ol | 94 | 0.00403 | MV
122-AL1/20-ST1A 10.0 | 11.1 | 0.2376 | 0.323 | 0.41 | ol | 122 | 0.00403 | MV
149-AL1/24-ST1A 10.0 | 11.25 | 0.194 | 0.315 | 0.47 | ol | 149 | 0.00403 | MV
34-AL1/6-ST1A 20.0 | 9.15 | 0.8342 | 0.382 | 0.17 | ol | 34 | 0.00403 | MV
48-AL1/8-ST1A 20.0 | 9.5 | 0.5939 | 0.372 | 0.21 | ol | 48 | 0.00403 | MV
70-AL1/11-ST1A 20.0 | 9.7 | 0.4132 | 0.36 | 0.29 | ol | 70 | 0.00403 | MV
94-AL1/15-ST1A 20.0 | 10 | 0.306 | 0.35 | 0.35 | ol | 94 | 0.00403 | MV
122-AL1/20-ST1A 20.0 | 10.3 | 0.2376 | 0.344 | 0.41 | ol | 122 | 0.00403 | MV
149-AL1/24-ST1A 20.0 | 10.5 | 0.194 | 0.337 | 0.47 | ol | 149 | 0.00403 | MV
184-AL1/30-ST1A 20.0 | 10.75 | 0.1571 | 0.33 | 0.535 | ol | 184 | 0.00403 | MV
243-AL1/39-ST1A 20.0 | 11 | 0.1188 | 0.32 | 0.645 | ol | 243 | 0.00403 | MV
48-AL1/8-ST1A 110.0 | 8 | 0.5939 | 0.46 | 0.21 | ol | 48 | 0.00403 | HV
70-AL1/11-ST1A 110.0 | 8.4 | 0.4132 | 0.45 | 0.29 | ol | 70 | 0.00403 | HV
94-AL1/15-ST1A 110.0 | 8.65 | 0.306 | 0.44 | 0.35 | ol | 94 | 0.00403 | HV
122-AL1/20-ST1A 110.0 | 8.5 | 0.2376 | 0.43 | 0.41 | ol | 122 | 0.00403 | HV
149-AL1/24-ST1A 110.0 | 8.75 | 0.194 | 0.41 | 0.47 | ol | 149 | 0.00403 | HV
184-AL1/30-ST1A 110.0 | 8.8 | 0.1571 | 0.4 | 0.535 | ol | 184 | 0.00403 | HV
243-AL1/39-ST1A 110.0 | 9 | 0.1188 | 0.39 | 0.645 | ol | 243 | 0.00403 | HV
305-AL1/39-ST1A 110.0 | 9.2 | 0.0949 | 0.38 | 0.74 | ol | 305 | 0.00403 | HV
490-AL1/64-ST1A 110.0 | 9.75 | 0.059 | 0.37 | 0.96 | ol | 490 | 0.00403 | HV
679-AL1/86-ST1A 110.0 | 9.95 | 0.042 | 0.36 | 1.15 | ol | 679 | 0.00403 | HV
490-AL1/64-ST1A 220.0 | 10 | 0.059 | 0.285 | 0.96 | ol | 490 | 0.00403 | HV
679-AL1/86-ST1A 220.0 | 11.7 | 0.042 | 0.275 | 1.15 | ol | 679 | 0.00403 | HV
490-AL1/64-ST1A 380.0 | 11 | 0.059 | 0.253 | 0.96 | ol | 490 | 0.00403 | HV
679-AL1/86-ST1A 380.0 | 14.6 | 0.042 | 0.25 | 1.15 | ol | 679 | 0.00403 | HV

## trafo_std_types
| i0_percent | pfe_kw | vkr_percent | sn_mva | vn_lv_kv | vn_hv_kv | vk_percent | shift_degree | vector_group | tap_side | tap_neutral | tap_min | tap_max | tap_step_degree | tap_step_percent | tap_phase_shifter
160 MVA 380/110 kV | 0.06 | 60 | 0.25 | 160 | 110 | 380 | 12.2 | 0 | Yy0 | hv | 0 | -9 | 9 | 0 | 1.5 | FALSE
100 MVA 220/110 kV | 0.06 | 55 | 0.26 | 100 | 110 | 220 | 12 | 0 | Yy0 | hv | 0 | -9 | 9 | 0 | 1.5 | FALSE
63 MVA 110/20 kV | 0.04 | 22 | 0.32 | 63 | 20 | 110 | 18 | 150 | YNd5 | hv | 0 | -9 | 9 | 0 | 1.5 | FALSE
40 MVA 110/20 kV | 0.05 | 18 | 0.34 | 40 | 20 | 110 | 16.2 | 150 | YNd5 | hv | 0 | -9 | 9 | 0 | 1.5 | FALSE
25 MVA 110/20 kV | 0.07 | 14 | 0.41 | 25 | 20 | 110 | 12 | 150 | YNd5 | hv | 0 | -9 | 9 | 0 | 1.5 | FALSE
63 MVA 110/10 kV | 0.04 | 22 | 0.32 | 63 | 10 | 110 | 18 | 150 | YNd5 | hv | 0 | -9 | 9 | 0 | 1.5 | FALSE
40 MVA 110/10 kV | 0.05 | 18 | 0.34 | 40 | 10 | 110 | 16.2 | 150 | YNd5 | hv | 0 | -9 | 9 | 0 | 1.5 | FALSE
25 MVA 110/10 kV | 0.07 | 14 | 0.41 | 25 | 10 | 110 | 12 | 150 | YNd5 | hv | 0 | -9 | 9 | 0 | 1.5 | FALSE
0.25 MVA 20/0.4 kV | 0.32 | 0.8 | 1.44 | 0.25 | 0.4 | 20 | 6 | 150 | Yzn5 | hv | 0 | -2 | 2 | 0 | 2.5 | FALSE
0.4 MVA 20/0.4 kV | 0.3375 | 1.35 | 1.425 | 0.4 | 0.4 | 20 | 6 | 150 | Dyn5 | hv | 0 | -2 | 2 | 0 | 2.5 | FALSE
0.63 MVA 20/0.4 kV | 0.2619 | 1.65 | 1.206 | 0.63 | 0.4 | 20 | 6 | 150 | Dyn5 | hv | 0 | -2 | 2 | 0 | 2.5 | FALSE
0.25 MVA 10/0.4 kV | 0.24 | 0.6 | 1.2 | 0.25 | 0.4 | 10 | 4 | 150 | Dyn5 | hv | 0 | -2 | 2 | 0 | 2.5 | FALSE
0.4 MVA 10/0.4 kV | 0.2375 | 0.95 | 1.325 | 0.4 | 0.4 | 10 | 4 | 150 | Dyn5 | hv | 0 | -2 | 2 | 0 | 2.5 | FALSE
0.63 MVA 10/0.4 kV | 0.1873 | 1.18 | 1.0794 | 0.63 | 0.4 | 10 | 4 | 150 | Dyn5 | hv | 0 | -2 | 2 | 0 | 2.5 | FALSE

## trafo3w_std_types
| sn_hv_mva | sn_mv_mva | sn_lv_mva | vn_hv_kv | vn_mv_kv | vn_lv_kv | vk_hv_percent | vk_mv_percent | vk_lv_percent | vkr_hv_percent | vkr_mv_percent | vkr_lv_percent | pfe_kw | i0_percent | shift_mv_degree | shift_lv_degree | vector_group | tap_side | tap_neutral | tap_min | tap_max | tap_step_percent
63/25/38 MVA 110/20/10 kV | 63 | 25 | 38 | 110 | 20 | 10 | 10.4 | 10.4 | 10.4 | 0.28 | 0.32 | 0.35 | 35 | 0.89 | 0 | 0 | YN0yn0yn0 | hv | 0 | -10 | 10 | 1.2
63/25/38 MVA 110/10/10 kV | 63 | 25 | 38 | 110 | 10 | 10 | 10.4 | 10.4 | 10.4 | 0.28 | 0.32 | 0.35 | 35 | 0.89 | 0 | 0 | YN0yn0yn0 | hv | 0 | -10 | 10 | 1.2

## fuse_std_types
| fuse_type | i_rated_a | t_avg | t_min | t_total | x_avg | x_min | x_total
HV 100A | HV 100A | 100 | 0 | [10.0, 3.64, 0.854, 0.281, 0.1, 0.0531, 0.022, 0.01] | [10.0, 4.267, 1.21, 0.403, 0.1, 0.058, 0.022, 0.01] | 0 | [300.0, 350.0, 450.0, 550.0, 700.0, 850.0, 1200.0, 1752.0] | [600.0, 700.0, 900.0, 1150.0, 1665.0, 2000.0, 3000.0, 4313.0]
HV 10A | HV 10A | 10 | 0 | [10.0, 1675.0, 0.344, 0.156, 0.1, 0.0417, 0.0171, 0.01] | [10.0, 1.3, 0.3, 0.155, 0.1, 0.0555, 0.023, 0.01] | 0 | [30.0, 32.0, 35.0, 37.0, 39.0, 50.0, 70.0, 88.0] | [60.0, 70.0, 80.0, 87.0, 94.0, 110.0, 150.0, 216.0]
HV 125A | HV 125A | 125 | 0 | [10.0, 1.82, 0.344, 0.1, 0.0467, 0.0269, 0.01] | [10.0, 2.478, 0.426, 0.1, 0.0427, 0.0211, 0.01] | 0 | [375.0, 500.0, 700.0, 925.0, 1200.0, 1500.0, 2341.0] | [750.0, 1000.0, 1500.0, 2200.0, 3000.0, 4000.0, 5765.0]
HV 160A | HV 160A | 160 | 0 | [10.0, 4.15, 1.03, 0.198, 0.1, 0.051, 0.0172, 0.01] | [10.0, 2.3, 0.734, 0.274, 0.1, 0.046, 0.0177, 0.01] | 0 | [480.0, 550.0, 700.0, 1000.0, 1260.0, 1600.0, 2500.0, 3227.0] | [960.0, 1300.0, 1700.0, 2200.0, 2996.0, 4000.0, 6000.0, 7946.0]
HV 16A | HV 16A | 16 | 0 | [10.0, 0.352, 0.164, 0.1, 0.0649, 0.0342, 0.01] | [10.0, 2.34, 0.722, 0.181, 0.1, 0.055, 0.0296, 0.01] | 0 | [48.0, 60.0, 65.0, 71.0, 80.0, 100.0, 162.0] | [96.0, 110.0, 125.0, 150.0, 168.0, 200.0, 250.0, 398.0]
HV 200A | HV 200A | 200 | 0 | [10.0, 4.267, 1.21, 0.403, 0.1, 0.058, 0.022, 0.01] | [10.0, 3.73, 1.654, 0.328, 0.1, 0.0531, 0.019, 0.01] | 0 | [600.0, 700.0, 900.0, 1150.0, 1665.0, 2000.0, 3000.0, 4313.0] | [1200.0, 1500.0, 1800.0, 2700.0, 3960.0, 5000.0, 7500.0, 10620.0]
HV 20A | HV 20A | 20 | 0 | [10.0, 1.3, 0.3, 0.155, 0.1, 0.0555, 0.023, 0.01] | [10.0, 1.3, 0.161, 0.1, 0.0611, 0.0399, 0.0141, 0.01] | 0 | [60.0, 70.0, 80.0, 87.0, 94.0, 110.0, 150.0, 216.0] | [120.0, 150.0, 200.0, 223.0, 260.0, 300.0, 450.0, 532.0]
HV 25A | HV 25A | 25 | 0 | [10.0, 2.512, 0.833, 0.299, 0.1, 0.0372, 0.0223, 0.01] | [10.0, 3.125, 0.597, 0.198, 0.1, 0.0378, 0.022, 0.01] | 0 | [75.0, 82.0, 90.0, 100.0, 124.0, 170.0, 200.0, 289.0] | [150.0, 170.0, 210.0, 250.0, 294.0, 400.0, 500.0, 711.0]
HV 31.5A | HV 31.5A | 31.5 | 0 | [10.0, 2.34, 0.722, 0.181, 0.1, 0.055, 0.0296, 0.01] | [10.0, 2.84, 0.368, 0.164, 0.1, 0.0621, 0.0378, 0.0195, 0.01] | 0 | [95.0, 110.0, 125.0, 150.0, 165.0, 200.0, 250.0, 390.0] | [189.0, 220.0, 300.0, 350.0, 393.0, 450.0, 530.0, 700.0, 960.0]
HV 40A | HV 40A | 40 | 0 | [10.0, 1.3, 0.161, 0.1, 0.0611, 0.0399, 0.0141, 0.01] | [10.0, 2.05, 0.369, 0.198, 0.1, 0.051, 0.0298, 0.01] | 0 | [120.0, 150.0, 200.0, 223.0, 260.0, 300.0, 450.0, 532.0] | [240.0, 300.0, 400.0, 450.0, 530.0, 650.0, 800.0, 1311.0]
HV 50A | HV 50A | 50 | 0 | [10.0, 3.215, 0.597, 0.198, 0.1, 0.0378, 0.022, 0.01] | [10.0, 3.64, 0.854, 0.281, 0.1, 0.0531, 0.022, 0.01] | 0 | [150.0, 170.0, 210.0, 250.0, 294.0, 400.0, 500.0, 711.0] | [300.0, 350.0, 450.0, 550.0, 700.0, 850.0, 1200.0, 1752.0]
HV 6.3A | HV 6.3A | 6.3 | 0 | [10.0, 1.39, 0.344, 0.168, 0.1, 0.056, 0.0263, 0.01] | [10.0, 1.711, 0.516, 0.198, 0.1, 0.0634, 0.0303, 0.01] | 0 | [19.0, 19.5, 20.4, 20.8, 22.0, 25.0, 32.0, 48.0] | [38.0, 40.0, 43.0, 48.0, 53.0, 60.0, 75.0, 118.0]
HV 63A | HV 63A | 63 | 0 | [10.0, 2.84, 0.368, 0.164, 0.1, 0.0621, 0.0378, 0.0195, 0.01] | [10.0, 1.82, 0.344, 0.1, 0.0467, 0.0269, 0.01] | 0 | [189.0, 220.0, 300.0, 350.0, 393.0, 450.0, 530.0, 700.0, 961.0] | [378.0, 500.0, 700.0, 934.0, 1200.0, 1500.0, 2366.0]
HV 80A | HV 80A | 80 | 0 | [10.0, 2.05, 0.369, 0.198, 0.1, 0.051, 0.0298, 0.01] | [10.0, 4.15, 1.03, 0.198, 0.1, 0.051, 0.0172, 0.01] | 0 | [240.0, 300.0, 400.0, 450.0, 530.0, 650.0, 800.0, 1311.0] | [480.0, 550.0, 700.0, 1000.0, 1260.0, 1600.0, 2500.0, 3227.0]
Siemens NH-1-100 | Siemens NH-1-100 | 100 | [5400.0, 2000.0, 400.0, 20.0, 1.0, 0.2, 0.012, 0.004] | 0 | 0 | [150.0, 190.0, 250.0, 430.0, 900.0, 1250.0, 2700.0, 3600.0] | 0 | 0
Siemens NH-1-125 | Siemens NH-1-125 | 125 | [4800.0, 120.0, 7.0, 0.1, 0.004] | 0 | 0 | [180.0, 400.0, 740.0, 2000.0, 4250.0] | 0 | 0
Siemens NH-1-16 | Siemens NH-1-16 | 16 | [4000.0, 400.0, 2.0, 0.1, 0.04, 0.01] | 0 | 0 | [26.0, 35.0, 75.0, 150.0, 200.0, 300.0] | 0 | 0
Siemens NH-1-160 | Siemens NH-1-160 | 160 | [4800.0, 120.0, 7.0, 0.1, 0.004] | 0 | 0 | [210.0, 500.0, 900.0, 2300.0, 5000.0] | 0 | 0
Siemens NH-1-25 | Siemens NH-1-25 | 25 | [4000.0, 1000.0, 10.0, 0.2, 0.02, 0.01] | 0 | 0 | [40.0, 50.0, 100.0, 210.0, 400.0, 500.0] | 0 | 0
Siemens NH-1-50 | Siemens NH-1-50 | 50 | [4000.0, 40.0, 4.0, 1.0, 0.02, 0.01] | 0 | 0 | [86.0, 200.0, 300.0, 400.0, 1000.0, 1280.0] | 0 | 0
Siemens NH-1-63 | Siemens NH-1-63 | 63 | [4000.0, 100.0, 10.0, 2.0, 0.04, 0.01] | 0 | 0 | [100.0, 200.0, 300.0, 400.0, 1000.0, 1500.0] | 0 | 0
Siemens NH-1-80 | Siemens NH-1-80 | 80 | [4800.0, 120.0, 7.0, 0.1, 0.01] | 0 | 0 | [150.58, 250.0, 450.0, 1150.0, 2470.0] | 0 | 0
Siemens NH-2-1000 | Siemens NH-2-1000 | 1000 | [4800.0, 120.0, 7.0, 0.1, 0.004] | 0 | 0 | [1900.0, 3500.0, 8400.0, 24000.0, 52000.0] | 0 | 0
Siemens NH-2-200 | Siemens NH-2-200 | 200 | [4800.0, 120.0, 7.0, 0.1, 0.004] | 0 | 0 | [280.0, 650.0, 1200.0, 3000.0, 7000.0] | 0 | 0
Siemens NH-2-224 | Siemens NH-2-224 | 224 | [4800.0, 120.0, 7.0, 0.2, 0.04, 0.004] | 0 | 0 | [400.0, 750.0, 1453.0, 3025.0, 4315.0, 7600.0] | 0 | 0
Siemens NH-2-250 | Siemens NH-2-250 | 250 | [4800.0, 120.0, 7.0, 0.1, 0.004] | 0 | 0 | [450.0, 800.0, 1650.0, 4000.0, 8500.0] | 0 | 0
Siemens NH-2-315 | Siemens NH-2-315 | 315 | [4800.0, 120.0, 7.0, 0.1, 0.004] | 0 | 0 | [550.0, 920.0, 1900.0, 5000.0, 11000.0] | 0 | 0
Siemens NH-2-355 | Siemens NH-2-355 | 355 | [4800.0, 120.0, 6.0, 0.1, 0.004] | 0 | 0 | [650.0, 1116.27, 2350.0, 5840.0, 12790.0] | 0 | 0
Siemens NH-2-400 | Siemens NH-2-400 | 400 | [4800.0, 120.0, 7.0, 0.1, 0.004] | 0 | 0 | [720.0, 1350.0, 2800.0, 6500.0, 15000.0] | 0 | 0
Siemens NH-2-425 | Siemens NH-2-425 | 425 | [4800.0, 120.0, 7.0, 0.1, 0.004] | 0 | 0 | [850.0, 1500.0, 3050.0, 7500.0, 16500.0] | 0 | 0
Siemens NH-2-630 | Siemens NH-2-630 | 630 | [4800.0, 120.0, 7.0, 0.1, 0.004] | 0 | 0 | [1200.0, 2000.0, 4800.0, 12000.0, 26000.0] | 0 | 0

## res_bus
| vm_pu | va_degree | p_mw | q_mvar
0 | 0.9877 | -0.23369 | 0.00084925 | 0.00021284
1 | 0.98705 | -0.24621 | 0.0011899 | 0.00029823
2 | 0.98847 | -0.21899 | 0 | 0
3 | 0.98701 | -0.24709 | 0.002449 | 0.00061378
4 | 0.98912 | -0.20643 | 0.0023683 | 0.00059355
5 | 0.98697 | -0.24776 | 0.0014991 | 0.00037572
6 | 0.98707 | -0.24594 | 0 | 0
7 | 0.98512 | -0.28378 | 0 | 0
8 | 0.98787 | -0.23063 | 0 | 0
9 | 0.98677 | -0.25179 | 0.0043784 | 0.0010973
10 | 0.98913 | -0.20637 | 0.0027573 | 0.00069105
11 | 0.98591 | -0.2682 | 0.0012725 | 0.00031891
12 | 0.98483 | -0.28941 | 0.0020385 | 0.0005109
13 | 0.98492 | -0.28767 | 0.00052959 | 0.00013273
14 | 0.98793 | -0.22935 | 0 | 0
15 | 0.9877 | -0.23386 | 0.00073422 | 0.00018401
16 | 0.98673 | -0.25269 | 0.0012188 | 0.00030546
17 | 0.99047 | -0.18071 | 0 | 0
18 | 0.97948 | -0.39315 | 0.0096335 | 0.0024144
19 | 0.98012 | -0.38058 | 0 | 0
20 | 0.98051 | -0.37293 | 0 | 0
21 | 0.98105 | -0.36238 | 0 | 0
22 | 0.98033 | -0.37658 | 0.0078561 | 0.0019689
23 | 0.97977 | -0.38735 | 0 | 0
24 | 0.9795 | -0.39266 | 0.0043367 | 0.0010869
25 | 0.97941 | -0.39445 | 0.0023501 | 0.00058899
26 | 0.98274 | -0.32946 | 0 | 0
27 | 0.98101 | -0.36316 | 0.0031663 | 0.00079356
28 | 0.98411 | -0.30297 | 0.0029635 | 0.00074272
29 | 0.97942 | -0.39423 | 0.0037625 | 0.00094298
30 | 0.97932 | -0.39616 | 0.0033635 | 0.00084298
31 | 0.98512 | -0.28344 | 0.00071711 | 0.00017973
32 | 0.97307 | -0.51958 | 0.0016618 | 0.00041648
33 | 0.97312 | -0.51852 | 0.00042411 | 0.00010629
34 | 0.97327 | -0.51563 | 0 | 0
35 | 0.97355 | -0.51009 | 0 | 0
36 | 0.97295 | -0.52183 | 0.001178 | 0.00029523
37 | 0.97149 | -0.54982 | 0.010449 | 0.0026187
38 | 0.97273 | -0.52535 | 0.0048137 | 0.0012064
39 | 0.97947 | -0.39368 | 0.007927 | 0.0019867
40 | 0.98133 | -0.35746 | 0.00087751 | 0.00021993
41 | 0.97642 | -0.45354 | 0.0027821 | 0.00069727
42 | 0.98177 | -0.34887 | 0 | 0
43 | 0.97201 | -0.54057 | 0.0017352 | 0.00043489
44 | 0.97209 | -0.53895 | 0.00068582 | 0.00017188
45 | 0.97143 | -0.55193 | 0.0013082 | 0.00032786
46 | 0.9723 | -0.5348 | 0.0015647 | 0.00039215
47 | 0.97486 | -0.48409 | 0.00084544 | 0.00021189
48 | 0.97504 | -0.48056 | 0.0016491 | 0.00041331
49 | 0.97468 | -0.48769 | 0.0035419 | 0.00088769
50 | 0.97567 | -0.46813 | 0.00048073 | 0.00012048
51 | 0.97435 | -0.49416 | 0 | 0
52 | 0.97435 | -0.49424 | 0.00013098 | 3.2826e-05
53 | 0.97143 | -0.552 | 0.0017329 | 0.00043431
54 | 0.98486 | -0.28884 | 0.0044895 | 0.0011252
55 | 0.983 | -0.32486 | 0 | 0
56 | 0.98755 | -0.2367 | 0.0024961 | 0.00062559
57 | 0.98854 | -0.21768 | 0.0044515 | 0.0011156
58 | 0.98768 | -0.2343 | 0.0051263 | 0.0012848
59 | 0.98294 | -0.32606 | 0.0013497 | 0.00033828
60 | 0.98185 | -0.34734 | 0.0018808 | 0.00047138
61 | 0.98174 | -0.34934 | 0.00051482 | 0.00012903
62 | 0.98173 | -0.34954 | 0.0014208 | 0.00035608
63 | 0.97761 | -0.42949 | 0.0044814 | 0.0011231
64 | 0.97795 | -0.42293 | 0.0016789 | 0.00042078
65 | 0.9771 | -0.43956 | 0.0026435 | 0.00066252
66 | 0.97878 | -0.40671 | 0.0052398 | 0.0013132
67 | 0.97646 | -0.45212 | 0.0026546 | 0.00066531
68 | 0.9768 | -0.44544 | 0.0065169 | 0.0016333
69 | 0.97882 | -0.40582 | 0 | 0
70 | 0.97632 | -0.45478 | 0 | 0
71 | 0.9787 | -0.40821 | 0.0042626 | 0.0010683
72 | 0.97594 | -0.46221 | 0.0013683 | 0.00034293
73 | 0.97859 | -0.41031 | 0.0036596 | 0.00091719
74 | 0.97938 | -0.39493 | 0.0026689 | 0.00066888
75 | 0.97208 | -0.53839 | 0.0052773 | 0.0013226
76 | 0.97205 | -0.53902 | 0.0022901 | 0.00057395
77 | 0.97214 | -0.53716 | 0.0036828 | 0.00092299
78 | 0.97226 | -0.5348 | 0.0060652 | 0.0015201
79 | 0.97227 | -0.53456 | 0.0044931 | 0.0011261
80 | 0.97574 | -0.46625 | 0.0024423 | 0.0006121
81 | 0.97236 | -0.53282 | 0.0032628 | 0.00081775
82 | 0.97237 | -0.53258 | 0.0045333 | 0.0011361
83 | 0.97259 | -0.52839 | 0 | 0
84 | 0.97233 | -0.53345 | 0.014655 | 0.0036729
85 | 0.97225 | -0.53505 | 0.01562 | 0.0039146
86 | 0.97289 | -0.52243 | 0.003356 | 0.0008411
87 | 0.97313 | -0.51761 | 0.0043815 | 0.0010981
88 | 0.97339 | -0.5126 | 0 | 0
89 | 0.97538 | -0.47336 | 0.0024426 | 0.00061217
90 | 0.97313 | -0.51766 | 0.010635 | 0.0026653
91 | 0.97372 | -0.50609 | 0 | 0
92 | 0.97312 | -0.5178 | 0.0029374 | 0.00073619
93 | 0.97333 | -0.5138 | 0 | 0
94 | 0.9743 | -0.49458 | 0.0023657 | 0.00059289
95 | 0.97311 | -0.5181 | 0.0011204 | 0.0002808
96 | 0.97312 | -0.5178 | 0.0027993 | 0.00070158
97 | 0.97482 | -0.48424 | 0.0022572 | 0.00056571
98 | 0.97508 | -0.47919 | 0.0033016 | 0.00082746
99 | 0.98969 | -0.1957 | 0.0028457 | 0.00071321
100 | 0.99134 | -0.16412 | 0.0044231 | 0.0011085
101 | 0.98663 | -0.25442 | 0.0050948 | 0.0012769
102 | 0.99265 | -0.13906 | 0.0032125 | 0.00080512
103 | 0.9861 | -0.26468 | 0.0047933 | 0.0012013
104 | 0.99305 | -0.13175 | 0.0034626 | 0.0008678
105 | 0.99312 | -0.13025 | 0.0079127 | 0.0019831
106 | 0.9929 | -0.13465 | 0.0082468 | 0.0020668
107 | 0.9938 | -0.11715 | 0 | 0
108 | 0.99608 | -0.073858 | 0.0037412 | 0.00093762
109 | 0.99342 | -0.12441 | 0.0029846 | 0.00074801
110 | 0.99655 | -0.065007 | 0.0019211 | 0.00048147
111 | 0.9876 | -0.2359 | 0.0024069 | 0.00060324
112 | 0.98765 | -0.23493 | 0.00073406 | 0.00018397
113 | 0.97317 | -0.51663 | 0.0032053 | 0.00080332
114 | 0.97336 | -0.51291 | 0 | 0
115 | 0.97304 | -0.51926 | 0.0016535 | 0.00041442
116 | 0.97398 | -0.50061 | 0.0014329 | 0.00035913
117 | 0.9728 | -0.52397 | 0.0014686 | 0.00036806
118 | 0.97426 | -0.49506 | 0.0028497 | 0.0007142
119 | 0.99946 | -0.010395 | 0.0022939 | 0.00057489
120 | 0.99913 | -0.01682 | 0.0036344 | 0.00091086
121 | 0.99981 | -0.0036362 | 0 | 0
122 | 0.99895 | -0.02026 | 0.0051533 | 0.0012915
123 | 0.99987 | -0.0025581 | 0.0030891 | 0.0007742
124 | 0.99991 | -0.001786 | 0.0027873 | 0.00069857
125 | 0.97596 | -0.46183 | 0.0029929 | 0.00075008
126 | 0.97599 | -0.46117 | 0 | 0
127 | 1 | 0 | -0.4543 | -0.11668
128 | 0.97565 | -0.46776 | 0.0025886 | 0.00064875
129 | 0.97833 | -0.41528 | 0.0035645 | 0.00089334
130 | 0.99968 | -0.0061287 | 0.0055691 | 0.0013958
131 | 0.97202 | -0.53924 | 0.013298 | 0.0033327
132 | 0.97133 | -0.55292 | 0.0078462 | 0.0019664
133 | 0.97229 | -0.53392 | 0.0026175 | 0.00065602
134 | 0.97107 | -0.55807 | 0.011926 | 0.0029888
135 | 0.9756 | -0.46885 | 0.0016538 | 0.00041449
136 | 0.97955 | -0.39158 | 0.0044256 | 0.0011092
137 | 0.97549 | -0.47091 | 0.0027234 | 0.00068255
138 | 0.98103 | -0.36272 | 0.0024322 | 0.00060958
139 | 0.97521 | -0.47649 | 0.0039921 | 0.0010005
140 | 0.97533 | -0.47417 | 0.0042617 | 0.0010681
141 | 0.97311 | -0.51796 | 0.00411 | 0.0010301
142 | 0.97289 | -0.5223 | 0.0022526 | 0.00056456
143 | 0.9726 | -0.52807 | 0 | 0
144 | 0.9725 | -0.53003 | 0.0029489 | 0.00073905
145 | 0.97254 | -0.52928 | 0.0031067 | 0.0007786
146 | 0.98439 | -0.29753 | 0.0046847 | 0.0011741
147 | 0.98332 | -0.31829 | 0.0062015 | 0.0015542
148 | 0.98216 | -0.34087 | 0.0043552 | 0.0010915
149 | 0.97242 | -0.53174 | 0.0031386 | 0.00078661
150 | 0.97231 | -0.53388 | 0.0059924 | 0.0015018
151 | 0.99998 | 149.9956 | 0 | 0

## res_line
| p_from_mw | q_from_mvar | p_to_mw | q_to_mvar | pl_mw | ql_mvar | i_from_ka | i_to_ka | i_ka | vm_from_pu | va_from_degree | vm_to_pu | va_to_degree | loading_percent
0 | 0.20147 | 0.051323 | -0.20135 | -0.051246 | 0.0001216 | 7.6701e-05 | 0.30383 | 0.30383 | 0.30383 | 0.9877 | -0.23369 | 0.98705 | -0.24621 | 16.6937
1 | -0.20232 | -0.051535 | 0.20247 | 0.051626 | 0.00014362 | 9.06e-05 | 0.3051 | 0.3051 | 0.3051 | 0.9877 | -0.23369 | 0.98847 | -0.21899 | 16.764
2 | 0.20016 | 0.050948 | -0.20015 | -0.050942 | 8.4946e-06 | 5.3572e-06 | 0.30203 | 0.30203 | 0.30203 | 0.98705 | -0.24621 | 0.98701 | -0.24709 | 16.5952
3 | -0.20247 | -0.051626 | 0.20259 | 0.051703 | 0.00012281 | 7.7472e-05 | 0.3051 | 0.3051 | 0.3051 | 0.98847 | -0.21899 | 0.98912 | -0.20643 | 16.764
4 | 0.1977 | 0.050328 | -0.1977 | -0.050324 | 6.3563e-06 | 4.0072e-06 | 0.29834 | 0.29834 | 0.29834 | 0.98701 | -0.24709 | 0.98697 | -0.24776 | 16.3923
5 | -0.20496 | -0.052297 | 0.20496 | 0.052297 | 6.1749e-07 | 3.8963e-07 | 0.30867 | 0.30867 | 0.30867 | 0.98912 | -0.20643 | 0.98913 | -0.20637 | 16.9597
6 | 0.1962 | 0.049949 | -0.19601 | -0.049827 | 0.00019321 | 0.00012178 | 0.29608 | 0.29608 | 0.29608 | 0.98697 | -0.24776 | 0.98591 | -0.2682 | 16.2681
7 | 0.041097 | 0.010418 | -0.041022 | -0.010371 | 7.4577e-05 | 4.7069e-05 | 0.061996 | 0.061996 | 0.061996 | 0.98707 | -0.24594 | 0.98512 | -0.28378 | 17.0319
8 | -0.046696 | -0.011821 | 0.04673 | 0.011842 | 3.4346e-05 | 2.1037e-05 | 0.070436 | 0.070436 | 0.070436 | 0.98707 | -0.24594 | 0.98787 | -0.23063 | 9.6753
9 | 0.0055988 | 0.0014026 | -0.0055973 | -0.0014023 | 1.5582e-06 | 2.5189e-07 | 0.00844 | 0.0084403 | 0.0084403 | 0.98707 | -0.24594 | 0.98677 | -0.25179 | 2.3188
10 | 0.036002 | 0.0091133 | -0.035992 | -0.0091072 | 9.7303e-06 | 6.1158e-06 | 0.054413 | 0.054413 | 0.054413 | 0.98512 | -0.28378 | 0.98483 | -0.28941 | 14.9487
11 | 0.0050202 | 0.0012579 | -0.0050193 | -0.0012579 | 9.319e-07 | 4.6306e-08 | 0.0075829 | 0.0075831 | 0.0075831 | 0.98512 | -0.28378 | 0.98492 | -0.28767 | 2.0833
12 | -0.055733 | -0.014098 | 0.055737 | 0.0141 | 3.4263e-06 | 1.7783e-06 | 0.083997 | 0.083997 | 0.083997 | 0.98787 | -0.23063 | 0.98793 | -0.22935 | 4.6152
13 | 0.0090033 | 0.0022564 | -0.0090019 | -0.0022558 | 1.3818e-06 | 6.2787e-07 | 0.013562 | 0.013562 | 0.013562 | 0.98787 | -0.23063 | 0.9877 | -0.23386 | 3.7257
14 | 0.0012189 | 0.00030497 | -0.0012188 | -0.00030546 | 5.201e-08 | -4.9119e-07 | 0.0018378 | 0.001838 | 0.001838 | 0.98677 | -0.25179 | 0.98673 | -0.25269 | 0.50495
15 | -0.20772 | -0.052988 | 0.20797 | 0.053151 | 0.00025772 | 0.00016268 | 0.31281 | 0.31281 | 0.31281 | 0.98913 | -0.20637 | 0.99047 | -0.18071 | 17.1876
16 | 0.19473 | 0.049508 | -0.19459 | -0.049418 | 0.00014285 | 9.0024e-05 | 0.29416 | 0.29416 | 0.29416 | 0.98591 | -0.2682 | 0.98512 | -0.28344 | 16.1627
17 | 0.033954 | 0.0085963 | -0.033896 | -0.0085601 | 5.7681e-05 | 3.6175e-05 | 0.051333 | 0.051334 | 0.051334 | 0.98483 | -0.28941 | 0.983 | -0.32486 | 14.1026
18 | 0.0044897 | 0.0011251 | -0.0044895 | -0.0011252 | 2.5051e-07 | -2.4441e-08 | 0.006783 | 0.0067831 | 0.0067831 | 0.98492 | -0.28767 | 0.98486 | -0.28884 | 1.8635
19 | 0.11912 | 0.030352 | -0.11908 | -0.030326 | 4.2195e-05 | 2.5889e-05 | 0.17959 | 0.1796 | 0.1796 | 0.98793 | -0.22935 | 0.98755 | -0.2367 | 9.8679
20 | -0.17486 | -0.044452 | 0.17495 | 0.044514 | 9.8396e-05 | 6.1764e-05 | 0.26359 | 0.26359 | 0.26359 | 0.98793 | -0.22935 | 0.98854 | -0.21768 | 14.4831
21 | 0.0082677 | 0.0020718 | -0.0082676 | -0.0020717 | 1.7521e-07 | 7.3592e-08 | 0.012456 | 0.012456 | 0.012456 | 0.9877 | -0.23386 | 0.98768 | -0.2343 | 3.4219
22 | -0.39055 | -0.099696 | 0.39086 | 0.099896 | 0.00031342 | 0.00019981 | 0.58738 | 0.58738 | 0.58738 | 0.99047 | -0.18071 | 0.99134 | -0.16412 | 32.2738
23 | 0.18257 | 0.046545 | -0.18244 | -0.046462 | 0.000132 | 8.2981e-05 | 0.27457 | 0.27457 | 0.27457 | 0.99047 | -0.18071 | 0.98969 | -0.1957 | 15.0863
24 | -0.0096335 | -0.0024144 | 0.0096393 | 0.0024172 | 5.7689e-06 | 2.7875e-06 | 0.014635 | 0.014635 | 0.014635 | 0.97948 | -0.39315 | 0.98012 | -0.38058 | 4.0206
25 | -0.0096393 | -0.0024172 | 0.0096428 | 0.0024189 | 3.5152e-06 | 1.6979e-06 | 0.014635 | 0.014635 | 0.014635 | 0.98012 | -0.38058 | 0.98051 | -0.37293 | 4.0206
26 | -0.0175 | -0.0043883 | 0.017509 | 0.0043936 | 8.8049e-06 | 5.2151e-06 | 0.026559 | 0.026559 | 0.026559 | 0.98051 | -0.37293 | 0.98105 | -0.36238 | 7.2965
27 | 0.0078575 | 0.0019695 | -0.0078561 | -0.0019689 | 1.3628e-06 | 5.4991e-07 | 0.011924 | 0.011925 | 0.011925 | 0.98051 | -0.37293 | 0.98033 | -0.37658 | 3.276
28 | -0.19018 | -0.048039 | 0.19049 | 0.048228 | 0.00030061 | 0.00018935 | 0.2886 | 0.2886 | 0.2886 | 0.98105 | -0.36238 | 0.98274 | -0.32946 | 15.8571
29 | 0.0031665 | 0.00079347 | -0.0031663 | -0.00079356 | 1.1667e-07 | -9.5638e-08 | 0.0048027 | 0.0048028 | 0.0048028 | 0.98105 | -0.36238 | 0.98101 | -0.36316 | 1.3194
30 | 0.16951 | 0.042852 | -0.16931 | -0.042725 | 0.00020271 | 0.00012716 | 0.25724 | 0.25724 | 0.25724 | 0.98105 | -0.36238 | 0.97977 | -0.38735 | 14.134
31 | 0.010771 | 0.0027002 | -0.010769 | -0.0026988 | 2.7233e-06 | 1.4013e-06 | 0.016359 | 0.016359 | 0.016359 | 0.97977 | -0.38735 | 0.9795 | -0.39266 | 4.4943
32 | 0.15854 | 0.040024 | -0.15848 | -0.039991 | 5.3895e-05 | 3.3713e-05 | 0.24088 | 0.24088 | 0.24088 | 0.97977 | -0.38735 | 0.97941 | -0.39445 | 13.2351
33 | 0.006432 | 0.0016119 | -0.0064315 | -0.0016117 | 4.802e-07 | 1.3853e-07 | 0.0097712 | 0.0097712 | 0.0097712 | 0.9795 | -0.39266 | 0.97942 | -0.39423 | 2.6844
34 | 0.15613 | 0.039402 | -0.15612 | -0.039394 | 1.2767e-05 | 7.981e-06 | 0.23731 | 0.23731 | 0.23731 | 0.97941 | -0.39445 | 0.97932 | -0.39616 | 13.0389
35 | -0.19049 | -0.048228 | 0.19073 | 0.048381 | 0.00024255 | 0.00015277 | 0.2886 | 0.2886 | 0.2886 | 0.98274 | -0.32946 | 0.98411 | -0.30297 | 15.857
36 | -0.19369 | -0.049124 | 0.19387 | 0.049238 | 0.00018204 | 0.00011471 | 0.29308 | 0.29308 | 0.29308 | 0.98411 | -0.30297 | 0.98512 | -0.28344 | 16.1032
37 | 0.002669 | 0.00066876 | -0.0026689 | -0.00066888 | 8.8941e-08 | -1.246e-07 | 0.0040549 | 0.0040549 | 0.0040549 | 0.97942 | -0.39423 | 0.97938 | -0.39493 | 1.114
38 | 0.15275 | 0.038551 | -0.15268 | -0.038507 | 7.0657e-05 | 4.4122e-05 | 0.2322 | 0.2322 | 0.2322 | 0.97932 | -0.39616 | 0.97882 | -0.40582 | 12.7582
39 | -0.0016618 | -0.00041648 | 0.0016619 | 0.0004161 | 8.4364e-08 | -3.7882e-07 | 0.0025412 | 0.002541 | 0.0025412 | 0.97307 | -0.51958 | 0.97312 | -0.51852 | 0.69813
40 | -0.002086 | -0.00052239 | 0.0020863 | 0.00052164 | 2.8695e-07 | -7.5105e-07 | 0.0031896 | 0.0031892 | 0.0031896 | 0.97312 | -0.51852 | 0.97327 | -0.51563 | 0.87625
41 | -0.010301 | -0.0025793 | 0.010304 | 0.0025806 | 2.7149e-06 | 1.3746e-06 | 0.015748 | 0.015748 | 0.015748 | 0.97327 | -0.51563 | 0.97355 | -0.51009 | 4.3264
42 | 0.0082147 | 0.0020576 | -0.0082122 | -0.0020566 | 2.4248e-06 | 1.0426e-06 | 0.012559 | 0.012559 | 0.012559 | 0.97327 | -0.51563 | 0.97295 | -0.52183 | 3.4503
43 | -0.010304 | -0.0025806 | 0.010311 | 0.0025846 | 7.8234e-06 | 3.9601e-06 | 0.015748 | 0.015748 | 0.015748 | 0.97355 | -0.51009 | 0.97435 | -0.49416 | 4.3264
44 | 0.0070343 | 0.0017613 | -0.0070299 | -0.0017598 | 4.3438e-06 | 1.5378e-06 | 0.010758 | 0.010758 | 0.010758 | 0.97295 | -0.52183 | 0.9723 | -0.5348 | 2.9555
45 | -0.010449 | -0.0026187 | 0.010461 | 0.0026249 | 1.2192e-05 | 6.2289e-06 | 0.016004 | 0.016003 | 0.016004 | 0.97149 | -0.54982 | 0.97273 | -0.52535 | 4.3967
46 | -0.015275 | -0.0038313 | 0.015281 | 0.003835 | 6.3573e-06 | 3.6831e-06 | 0.023367 | 0.023367 | 0.023367 | 0.97273 | -0.52535 | 0.97317 | -0.51663 | 6.4195
47 | -0.027755 | -0.0069856 | 0.027803 | 0.0070155 | 4.8141e-05 | 2.99e-05 | 0.042176 | 0.042176 | 0.042176 | 0.97947 | -0.39368 | 0.98133 | -0.35746 | 11.5869
48 | 0.019828 | 0.0049989 | -0.019771 | -0.0049648 | 5.6633e-05 | 3.4158e-05 | 0.030134 | 0.030134 | 0.030134 | 0.97947 | -0.39368 | 0.97642 | -0.45354 | 8.2787
49 | -0.028681 | -0.0072355 | 0.028693 | 0.0072428 | 1.1801e-05 | 7.3427e-06 | 0.043507 | 0.043506 | 0.043507 | 0.98133 | -0.35746 | 0.98177 | -0.34887 | 11.9524
50 | 0.016989 | 0.0042675 | -0.016978 | -0.0042605 | 1.1819e-05 | 6.9766e-06 | 0.025895 | 0.025895 | 0.025895 | 0.97642 | -0.45354 | 0.97567 | -0.46813 | 7.1139
51 | 0.0019357 | 0.00048488 | -0.0019356 | -0.00048502 | 4.3877e-08 | -1.4382e-07 | 0.0029337 | 0.0029338 | 0.0029338 | 0.98177 | -0.34887 | 0.98174 | -0.34934 | 0.80598
52 | -0.030628 | -0.0077277 | 0.03063 | 0.0077291 | 2.2459e-06 | 1.4022e-06 | 0.04644 | 0.04644 | 0.04644 | 0.98177 | -0.34887 | 0.98185 | -0.34734 | 12.7583
53 | -0.004778 | -0.0011956 | 0.0047784 | 0.0011956 | 3.6888e-07 | 8.1236e-09 | 0.0073138 | 0.0073137 | 0.0073138 | 0.97201 | -0.54057 | 0.97209 | -0.53895 | 2.0093
54 | 0.0030428 | 0.0007607 | -0.0030411 | -0.00076215 | 1.6444e-06 | -1.4514e-06 | 0.0046574 | 0.0046583 | 0.0046583 | 0.97201 | -0.54057 | 0.97143 | -0.55193 | 1.2797
55 | -0.0054642 | -0.0013675 | 0.0054653 | 0.0013677 | 1.079e-06 | 1.8048e-07 | 0.0083635 | 0.0083633 | 0.0083635 | 0.97209 | -0.53895 | 0.9723 | -0.5348 | 2.2977
56 | 0.0017329 | 0.00043429 | -0.0017329 | -0.00043431 | 5.5544e-09 | -2.247e-08 | 0.0026544 | 0.0026544 | 0.0026544 | 0.97143 | -0.55193 | 0.97143 | -0.552 | 0.72924
57 | -0.014835 | -0.0037196 | 0.014838 | 0.003721 | 2.4941e-06 | 1.4345e-06 | 0.022645 | 0.022645 | 0.022645 | 0.97486 | -0.48409 | 0.97504 | -0.48056 | 6.2212
58 | 0.01399 | 0.0035077 | -0.013988 | -0.0035063 | 2.4014e-06 | 1.3618e-06 | 0.021355 | 0.021355 | 0.021355 | 0.97486 | -0.48409 | 0.97468 | -0.48769 | 5.8667
59 | -0.016487 | -0.0041343 | 0.016497 | 0.0041401 | 9.7744e-06 | 5.7418e-06 | 0.025162 | 0.025162 | 0.025162 | 0.97504 | -0.48056 | 0.97567 | -0.46813 | 6.9126
60 | 0.010446 | 0.0026186 | -0.010442 | -0.002617 | 3.2163e-06 | 1.6383e-06 | 0.015947 | 0.015947 | 0.015947 | 0.97468 | -0.48769 | 0.97435 | -0.49416 | 4.3812
61 | 0.00013098 | 3.2405e-05 | -0.00013098 | -3.2826e-05 | 5.0709e-10 | -4.2094e-07 | 0.00019987 | 0.00020002 | 0.00020002 | 0.97435 | -0.49416 | 0.97435 | -0.49424 | 0.054952
62 | 0.0013498 | 0.0003377 | -0.0013497 | -0.00033828 | 7.7469e-08 | -5.7771e-07 | 0.0020431 | 0.0020433 | 0.0020433 | 0.983 | -0.32486 | 0.98294 | -0.32606 | 0.56135
63 | 0.032546 | 0.0082224 | -0.032511 | -0.0082005 | 3.5029e-05 | 2.1932e-05 | 0.04929 | 0.049291 | 0.049291 | 0.983 | -0.32486 | 0.98185 | -0.34734 | 13.5414
64 | 0.11658 | 0.0297 | -0.11648 | -0.029637 | 9.9594e-05 | 6.3301e-05 | 0.17583 | 0.17583 | 0.17583 | 0.98755 | -0.2367 | 0.98663 | -0.25442 | 24.1531
65 | -0.17941 | -0.045629 | 0.1796 | 0.045749 | 0.00019017 | 0.00011948 | 0.27029 | 0.27029 | 0.27029 | 0.98854 | -0.21768 | 0.98969 | -0.1957 | 14.8512
66 | 0.0031412 | 0.00078691 | -0.0031411 | -0.00078699 | 9.3651e-08 | -8.2771e-08 | 0.0047324 | 0.0047324 | 0.0047324 | 0.98768 | -0.2343 | 0.98765 | -0.23493 | 1.3001
67 | 0.0014208 | 0.00035599 | -0.0014208 | -0.00035608 | 1.305e-08 | -8.6531e-08 | 0.0021534 | 0.0021535 | 0.0021535 | 0.98174 | -0.34934 | 0.98173 | -0.34954 | 0.59162
68 | -0.13768 | -0.034689 | 0.13773 | 0.034716 | 4.3204e-05 | 2.6828e-05 | 0.20963 | 0.20963 | 0.20963 | 0.97761 | -0.42949 | 0.97795 | -0.42293 | 11.5183
69 | 0.1332 | 0.033566 | -0.13314 | -0.033526 | 6.4158e-05 | 3.9758e-05 | 0.20281 | 0.20281 | 0.20281 | 0.97761 | -0.42949 | 0.9771 | -0.43956 | 11.1436
70 | -0.13941 | -0.035137 | 0.13951 | 0.035204 | 0.00010829 | 6.7289e-05 | 0.21219 | 0.21219 | 0.21219 | 0.97795 | -0.42293 | 0.97878 | -0.40671 | 11.6587
71 | 0.12398 | 0.03123 | -0.1239 | -0.031184 | 7.4406e-05 | 4.5879e-05 | 0.18886 | 0.18886 | 0.18886 | 0.9771 | -0.43956 | 0.97646 | -0.45212 | 10.377
72 | 0.0065187 | 0.0016338 | -0.0065169 | -0.0016333 | 1.8243e-06 | 5.4948e-07 | 0.0099274 | 0.0099276 | 0.0099276 | 0.9771 | -0.43956 | 0.9768 | -0.44544 | 2.7274
73 | -0.14475 | -0.036517 | 0.14476 | 0.036521 | 6.1515e-06 | 3.8306e-06 | 0.22015 | 0.22015 | 0.22015 | 0.97878 | -0.40671 | 0.97882 | -0.40582 | 12.0963
74 | 0.12125 | 0.030519 | -0.12123 | -0.030509 | 1.5427e-05 | 9.4965e-06 | 0.18482 | 0.18482 | 0.18482 | 0.97646 | -0.45212 | 0.97632 | -0.45478 | 10.1547
75 | 0.0079235 | 0.0019857 | -0.0079226 | -0.0019853 | 9.0325e-07 | 3.6944e-07 | 0.012045 | 0.012045 | 0.012045 | 0.97882 | -0.40582 | 0.9787 | -0.40821 | 3.3092
76 | 0.12123 | 0.030509 | -0.12119 | -0.030483 | 4.3032e-05 | 2.6491e-05 | 0.18482 | 0.18482 | 0.18482 | 0.97632 | -0.45478 | 0.97594 | -0.46221 | 10.1547
77 | 0.00366 | 0.00091703 | -0.0036596 | -0.00091719 | 3.6521e-07 | -1.6145e-07 | 0.0055645 | 0.0055647 | 0.0055647 | 0.9787 | -0.40821 | 0.97859 | -0.41031 | 1.5288
78 | 0.11982 | 0.03014 | -0.1198 | -0.030125 | 2.3097e-05 | 1.4206e-05 | 0.18273 | 0.18273 | 0.18273 | 0.97594 | -0.46221 | 0.97574 | -0.46625 | 10.0401
79 | 0.0022902 | 0.00057381 | -0.0022901 | -0.00057395 | 6.8723e-08 | -1.4087e-07 | 0.0035056 | 0.0035057 | 0.0035057 | 0.97208 | -0.53839 | 0.97205 | -0.53902 | 0.9631
80 | -0.0075674 | -0.0018964 | 0.0075679 | 0.0018966 | 4.4436e-07 | 1.7491e-07 | 0.011584 | 0.011584 | 0.011584 | 0.97208 | -0.53839 | 0.97214 | -0.53716 | 3.1824
81 | -0.011251 | -0.0028196 | 0.011252 | 0.0028198 | 1.2633e-06 | 2.4506e-07 | 0.017221 | 0.017221 | 0.017221 | 0.97214 | -0.53716 | 0.97226 | -0.5348 | 2.3655
82 | -0.017317 | -0.0043399 | 0.017317 | 0.0043398 | 2.0195e-07 | -1.0845e-07 | 0.026503 | 0.026503 | 0.026503 | 0.97226 | -0.5348 | 0.97227 | -0.53456 | 1.4562
83 | -0.02181 | -0.0054659 | 0.021812 | 0.0054657 | 1.8025e-06 | -1.8408e-07 | 0.03338 | 0.033379 | 0.03338 | 0.97227 | -0.53456 | 0.97236 | -0.53282 | 1.834
84 | 0.11736 | 0.029513 | -0.11732 | -0.029489 | 3.9848e-05 | 2.4468e-05 | 0.17901 | 0.17901 | 0.17901 | 0.97574 | -0.46625 | 0.97538 | -0.47336 | 9.8355
85 | -0.025075 | -0.0062834 | 0.025075 | 0.0062835 | 2.9325e-07 | 2.2983e-08 | 0.038372 | 0.038372 | 0.038372 | 0.97236 | -0.53282 | 0.97237 | -0.53258 | 2.1084
86 | -0.029609 | -0.0074196 | 0.029615 | 0.007421 | 5.908e-06 | 1.4007e-06 | 0.045309 | 0.045309 | 0.045309 | 0.97237 | -0.53258 | 0.97259 | -0.52839 | 2.4895
87 | 0.015625 | 0.0039175 | -0.01562 | -0.0039146 | 4.9615e-06 | 2.8881e-06 | 0.023905 | 0.023906 | 0.023906 | 0.97259 | -0.52839 | 0.97225 | -0.53505 | 6.5675
88 | -0.059897 | -0.015013 | 0.059914 | 0.015023 | 1.6996e-05 | 9.2025e-06 | 0.091641 | 0.091641 | 0.091641 | 0.97259 | -0.52839 | 0.97289 | -0.52243 | 5.0352
89 | 0.014658 | 0.0036749 | -0.014655 | -0.0036729 | 3.5367e-06 | 2.0308e-06 | 0.022427 | 0.022427 | 0.022427 | 0.97259 | -0.52839 | 0.97233 | -0.53345 | 6.1613
90 | -0.063271 | -0.015864 | 0.063285 | 0.015872 | 1.4556e-05 | 8.0289e-06 | 0.096774 | 0.096773 | 0.096774 | 0.97289 | -0.52243 | 0.97313 | -0.51761 | 5.3172
91 | -0.067667 | -0.01697 | 0.067683 | 0.016979 | 1.6142e-05 | 9.0821e-06 | 0.10347 | 0.10347 | 0.10347 | 0.97313 | -0.51761 | 0.97339 | -0.5126 | 5.6853
92 | 0.014696 | 0.0036841 | -0.014693 | -0.0036821 | 3.5419e-06 | 2.0343e-06 | 0.022466 | 0.022466 | 0.022466 | 0.97339 | -0.5126 | 0.97313 | -0.51766 | 6.1721
93 | -0.082379 | -0.020663 | 0.082404 | 0.020678 | 2.5567e-05 | 1.5026e-05 | 0.12594 | 0.12594 | 0.12594 | 0.97339 | -0.5126 | 0.97372 | -0.50609 | 6.9197
94 | 0.11487 | 0.028877 | -0.11484 | -0.028857 | 3.1995e-05 | 1.9611e-05 | 0.17528 | 0.17528 | 0.17528 | 0.97538 | -0.47336 | 0.97508 | -0.47919 | 9.6307
95 | 0.0040579 | 0.0010168 | -0.0040579 | -0.0010168 | 2.615e-08 | -5.7661e-09 | 0.0062049 | 0.0062049 | 0.0062049 | 0.97313 | -0.51766 | 0.97312 | -0.5178 | 1.7046
96 | 0.024373 | 0.0061079 | -0.024364 | -0.0061075 | 8.9446e-06 | 3.8023e-07 | 0.037246 | 0.037248 | 0.037248 | 0.97372 | -0.50609 | 0.97333 | -0.5138 | 2.0466
97 | -0.10678 | -0.026786 | 0.10684 | 0.026822 | 5.863e-05 | 3.5696e-05 | 0.16318 | 0.16318 | 0.16318 | 0.97372 | -0.50609 | 0.9743 | -0.49458 | 8.9662
98 | 0.0011204 | 0.00028063 | -0.0011204 | -0.0002808 | 1.6245e-08 | -1.7297e-07 | 0.0017132 | 0.0017132 | 0.0017132 | 0.97312 | -0.5178 | 0.97311 | -0.5181 | 0.47067
99 | 0.024364 | 0.0061075 | -0.024359 | -0.0061073 | 4.6393e-06 | 1.9912e-07 | 0.037248 | 0.037249 | 0.037249 | 0.97333 | -0.5138 | 0.97312 | -0.5178 | 2.0466
100 | -0.1092 | -0.027415 | 0.10926 | 0.027447 | 5.3885e-05 | 3.2877e-05 | 0.1668 | 0.1668 | 0.1668 | 0.9743 | -0.49458 | 0.97482 | -0.48424 | 9.1646
101 | 0.02156 | 0.0054057 | -0.02156 | -0.0054058 | 1.7225e-07 | -2.1015e-08 | 0.032968 | 0.032968 | 0.032968 | 0.97312 | -0.5178 | 0.97311 | -0.51796 | 1.8114
102 | -0.11151 | -0.028013 | 0.11154 | 0.02803 | 2.6888e-05 | 1.6437e-05 | 0.17024 | 0.17024 | 0.17024 | 0.97482 | -0.48424 | 0.97508 | -0.47919 | 9.3539
103 | -0.39528 | -0.101 | 0.39576 | 0.10131 | 0.00047969 | 0.00030583 | 0.59402 | 0.59402 | 0.59402 | 0.99134 | -0.16412 | 0.99265 | -0.13906 | 32.6386
104 | 0.11139 | 0.02836 | -0.11133 | -0.028325 | 5.5082e-05 | 3.4987e-05 | 0.16815 | 0.16815 | 0.16815 | 0.98663 | -0.25442 | 0.9861 | -0.26468 | 23.0976
105 | -0.39898 | -0.10212 | 0.39926 | 0.1023 | 0.00028317 | 0.00018055 | 0.59884 | 0.59884 | 0.59884 | 0.99265 | -0.13906 | 0.99342 | -0.12441 | 32.9031
106 | 0.10654 | 0.027124 | -0.10637 | -0.027016 | 0.00016845 | 0.00010759 | 0.16092 | 0.16092 | 0.16092 | 0.9861 | -0.26468 | 0.98439 | -0.29753 | 44.2082
107 | -0.011711 | -0.0029351 | 0.011711 | 0.0029356 | 8.3746e-07 | 4.4214e-07 | 0.017548 | 0.017547 | 0.017548 | 0.99305 | -0.13175 | 0.99312 | -0.13025 | 4.8207
108 | 0.0082479 | 0.0020673 | -0.0082468 | -0.0020668 | 1.1382e-06 | 4.7143e-07 | 0.012359 | 0.012359 | 0.012359 | 0.99305 | -0.13175 | 0.9929 | -0.13465 | 3.3954
109 | -0.019624 | -0.0049187 | 0.019636 | 0.004926 | 1.2258e-05 | 7.3558e-06 | 0.029403 | 0.029403 | 0.029403 | 0.99312 | -0.13025 | 0.9938 | -0.11715 | 8.0778
110 | -0.42202 | -0.10806 | 0.42291 | 0.10863 | 0.00088691 | 0.00056571 | 0.63271 | 0.63271 | 0.63271 | 0.9938 | -0.11715 | 0.99608 | -0.073858 | 34.7643
111 | 0.40239 | 0.10313 | -0.40224 | -0.10304 | 0.00014169 | 9.0348e-05 | 0.60331 | 0.60331 | 0.60331 | 0.9938 | -0.11715 | 0.99342 | -0.12441 | 33.1488
112 | -0.42665 | -0.10956 | 0.42683 | 0.10968 | 0.00018343 | 0.000117 | 0.6383 | 0.6383 | 0.6383 | 0.99608 | -0.073858 | 0.99655 | -0.065007 | 35.0713
113 | -0.42875 | -0.11016 | 0.43011 | 0.11103 | 0.0013584 | 0.0008665 | 0.64117 | 0.64117 | 0.64117 | 0.99655 | -0.065007 | 1 | 0 | 35.2289
114 | -0.0024069 | -0.00060324 | 0.0024071 | 0.00060302 | 1.1138e-07 | -2.1771e-07 | 0.0036266 | 0.0036265 | 0.0036266 | 0.9876 | -0.2359 | 0.98765 | -0.23493 | 0.99631
115 | -0.018486 | -0.0046383 | 0.018489 | 0.0046403 | 3.2791e-06 | 1.9626e-06 | 0.028268 | 0.028268 | 0.028268 | 0.97317 | -0.51663 | 0.97336 | -0.51291 | 7.7659
116 | 0.03887 | 0.0097645 | -0.038859 | -0.009757 | 1.1772e-05 | 7.4237e-06 | 0.059431 | 0.059431 | 0.059431 | 0.97336 | -0.51291 | 0.97304 | -0.51926 | 16.3272
117 | -0.05736 | -0.014405 | 0.057393 | 0.014426 | 3.3673e-05 | 2.1406e-05 | 0.087699 | 0.087699 | 0.087699 | 0.97336 | -0.51291 | 0.97398 | -0.50061 | 24.0931
118 | 0.037205 | 0.0093426 | -0.037197 | -0.0093373 | 8.3597e-06 | 5.2647e-06 | 0.056902 | 0.056902 | 0.056902 | 0.97304 | -0.51926 | 0.9728 | -0.52397 | 15.6325
119 | -0.058826 | -0.014785 | 0.058842 | 0.014795 | 1.5595e-05 | 9.9167e-06 | 0.089888 | 0.089888 | 0.089888 | 0.97398 | -0.50061 | 0.97426 | -0.49506 | 24.6945
120 | 0.035728 | 0.0089693 | -0.035711 | -0.0089586 | 1.6947e-05 | 1.0659e-05 | 0.054656 | 0.054656 | 0.054656 | 0.9728 | -0.52397 | 0.97229 | -0.53392 | 15.0154
121 | -0.061692 | -0.015509 | 0.061792 | 0.015573 | 0.00010003 | 6.3644e-05 | 0.09424 | 0.09424 | 0.09424 | 0.97426 | -0.49506 | 0.97599 | -0.46117 | 25.8902
122 | 0.0087912 | 0.0022036 | -0.0087885 | -0.0022024 | 2.6907e-06 | 1.1733e-06 | 0.013089 | 0.013089 | 0.013089 | 0.99946 | -0.010395 | 0.99913 | -0.01682 | 3.5958
123 | -0.011085 | -0.0027785 | 0.011089 | 0.0027803 | 3.5703e-06 | 1.8267e-06 | 0.016504 | 0.016504 | 0.016504 | 0.99946 | -0.010395 | 0.99981 | -0.0036362 | 4.534
124 | 0.0051541 | 0.0012916 | -0.0051533 | -0.0012915 | 8.4462e-07 | 4.0048e-08 | 0.0076761 | 0.0076763 | 0.0076763 | 0.99913 | -0.01682 | 0.99895 | -0.02026 | 2.1089
125 | -0.011089 | -0.0027803 | 0.011089 | 0.0027806 | 5.6974e-07 | 2.9148e-07 | 0.016504 | 0.016504 | 0.016504 | 0.99981 | -0.0036362 | 0.99987 | -0.0025581 | 4.534
126 | -0.014178 | -0.0035548 | 0.014179 | 0.0035551 | 5.2166e-07 | 2.9288e-07 | 0.021101 | 0.021101 | 0.021101 | 0.99987 | -0.0025581 | 0.99991 | -0.001786 | 5.7969
127 | -0.016966 | -0.0042537 | 0.016968 | 0.0042545 | 1.4441e-06 | 8.4498e-07 | 0.025249 | 0.025249 | 0.025249 | 0.99991 | -0.001786 | 1 | 0 | 6.9365
128 | -0.0029929 | -0.00075008 | 0.002993 | 0.00074999 | 9.4074e-08 | -9.0349e-08 | 0.0045631 | 0.0045631 | 0.0045631 | 0.97596 | -0.46183 | 0.97599 | -0.46117 | 1.2536
129 | 0.015228 | 0.0038185 | -0.015223 | -0.0038157 | 4.7871e-06 | 2.7679e-06 | 0.023217 | 0.023217 | 0.023217 | 0.97599 | -0.46117 | 0.97565 | -0.46776 | 6.3784
130 | -0.080012 | -0.020142 | 0.080188 | 0.020254 | 0.00017592 | 0.00011219 | 0.12202 | 0.12202 | 0.12202 | 0.97599 | -0.46117 | 0.97833 | -0.41528 | 33.5222
131 | 0.0055708 | 0.001396 | -0.0055691 | -0.0013958 | 1.6262e-06 | 2.1308e-07 | 0.0082893 | 0.0082896 | 0.0082896 | 1 | 0 | 0.99968 | -0.0061287 | 2.2774
132 | 0.012634 | 0.003167 | -0.012634 | -0.0031666 | 6.5345e-07 | 3.5961e-07 | 0.01927 | 0.01927 | 0.01927 | 0.97565 | -0.46776 | 0.9756 | -0.46885 | 5.2938
133 | -0.083753 | -0.021147 | 0.083848 | 0.021208 | 9.5209e-05 | 6.0738e-05 | 0.12744 | 0.12744 | 0.12744 | 0.97833 | -0.41528 | 0.97955 | -0.39158 | 35.0116
134 | 0.019788 | 0.0049647 | -0.019775 | -0.0049569 | 1.2904e-05 | 7.794e-06 | 0.030294 | 0.030294 | 0.030294 | 0.97202 | -0.53924 | 0.97133 | -0.55292 | 8.3225
135 | -0.033085 | -0.0082973 | 0.033094 | 0.0083026 | 8.3918e-06 | 5.2626e-06 | 0.05065 | 0.05065 | 0.05065 | 0.97202 | -0.53924 | 0.97229 | -0.53392 | 13.9149
136 | 0.011929 | 0.0029904 | -0.011926 | -0.0029888 | 2.9277e-06 | 1.5844e-06 | 0.018274 | 0.018274 | 0.018274 | 0.97133 | -0.55292 | 0.97107 | -0.55807 | 5.0204
137 | 0.01098 | 0.0027521 | -0.010979 | -0.0027516 | 1.0773e-06 | 5.616e-07 | 0.016747 | 0.016747 | 0.016747 | 0.9756 | -0.46885 | 0.97549 | -0.47091 | 4.6009
138 | -0.088274 | -0.022317 | 0.088396 | 0.022395 | 0.00012239 | 7.8099e-05 | 0.13416 | 0.13416 | 0.13416 | 0.97955 | -0.39158 | 0.98103 | -0.36272 | 36.8585
139 | 0.0082555 | 0.002069 | -0.0082542 | -0.0020685 | 1.2839e-06 | 5.522e-07 | 0.012593 | 0.012593 | 0.012593 | 0.97549 | -0.47091 | 0.97533 | -0.47417 | 3.4596
140 | -0.090828 | -0.023005 | 0.090924 | 0.023066 | 9.5396e-05 | 6.0884e-05 | 0.13785 | 0.13785 | 0.13785 | 0.98103 | -0.36272 | 0.98216 | -0.34087 | 37.872
141 | -0.0039921 | -0.0010005 | 0.0039925 | 0.0010004 | 4.4007e-07 | -1.1304e-07 | 0.0060913 | 0.0060911 | 0.0060913 | 0.97521 | -0.47649 | 0.97533 | -0.47417 | 1.6734
142 | 0.01745 | 0.0043757 | -0.017446 | -0.0043741 | 3.6083e-06 | 1.6379e-06 | 0.026684 | 0.026684 | 0.026684 | 0.97311 | -0.51796 | 0.97289 | -0.5223 | 3.6654
143 | 0.015193 | 0.0038095 | -0.015189 | -0.0038071 | 4.177e-06 | 2.4172e-06 | 0.023239 | 0.023239 | 0.023239 | 0.97289 | -0.5223 | 0.9726 | -0.52807 | 6.3842
144 | 0.012082 | 0.0030286 | -0.012081 | -0.003028 | 1.1263e-06 | 6.1176e-07 | 0.018485 | 0.018485 | 0.018485 | 0.9726 | -0.52807 | 0.9725 | -0.53003 | 5.0784
145 | 0.0031068 | 0.00077846 | -0.0031067 | -0.0007786 | 1.779e-07 | -1.4671e-07 | 0.0047532 | 0.0047533 | 0.0047533 | 0.9726 | -0.52807 | 0.97254 | -0.52928 | 1.3058
146 | 0.0091324 | 0.002289 | -0.0091317 | -0.0022886 | 7.4444e-07 | 3.5031e-07 | 0.013973 | 0.013974 | 0.013974 | 0.9725 | -0.53003 | 0.97242 | -0.53174 | 3.8389
147 | 0.10169 | 0.025842 | -0.10158 | -0.025777 | 0.00010157 | 6.4858e-05 | 0.15384 | 0.15384 | 0.15384 | 0.98439 | -0.29753 | 0.98332 | -0.31829 | 42.2628
148 | 0.095382 | 0.024223 | -0.095279 | -0.024157 | 0.00010353 | 6.6089e-05 | 0.14445 | 0.14445 | 0.14445 | 0.98332 | -0.31829 | 0.98216 | -0.34087 | 39.6847
149 | 0.005993 | 0.001502 | -0.0059924 | -0.0015018 | 6.0981e-07 | 1.5044e-07 | 0.0091707 | 0.0091708 | 0.0091708 | 0.97242 | -0.53174 | 0.97231 | -0.53388 | 2.5194

## res_trafo
| p_hv_mw | q_hv_mvar | p_lv_mw | q_lv_mvar | pl_mw | ql_mvar | i_hv_ka | i_lv_ka | vm_hv_pu | va_hv_degree | vm_lv_pu | va_lv_degree | loading_percent
0 | -1.2729e-15 | -1.3162e-15 | 0.00165 | 1.2699e-07 | 0.00165 | 1.2699e-07 | 5.2857e-17 | 0.0023815 | 0.99998 | 149.9956 | 1 | 0 | 0.2619

## res_ext_grid
| p_mw | q_mvar
0 | 0.4543 | 0.11668

## res_load
| p_mw | q_mvar
0 | 0.00084925 | 0.00021284
1 | 0.0011899 | 0.00029823
2 | 0.002449 | 0.00061378
3 | 0.0023683 | 0.00059355
4 | 0.0014991 | 0.00037572
5 | 0.0043784 | 0.0010973
6 | 0.0027573 | 0.00069105
7 | 0.0012725 | 0.00031891
8 | 0.0020385 | 0.0005109
9 | 0.00052959 | 0.00013273
10 | 0.00073422 | 0.00018401
11 | 0.0012188 | 0.00030546
12 | 0.0096335 | 0.0024144
13 | 0.0078561 | 0.0019689
14 | 0.0043367 | 0.0010869
15 | 0.0023501 | 0.00058899
16 | 0.0031663 | 0.00079356
17 | 0.0029635 | 0.00074272
18 | 0.0037625 | 0.00094298
19 | 0.0033635 | 0.00084298
20 | 0.00071711 | 0.00017973
21 | 0.0016618 | 0.00041648
22 | 0.00042411 | 0.00010629
23 | 0.001178 | 0.00029523
24 | 0.010449 | 0.0026187
25 | 0.0048137 | 0.0012064
26 | 0.007927 | 0.0019867
27 | 0.00087751 | 0.00021993
28 | 0.0027821 | 0.00069727
29 | 0.0017352 | 0.00043489
30 | 0.00068582 | 0.00017188
31 | 0.0013082 | 0.00032786
32 | 0.0015647 | 0.00039215
33 | 0.00084544 | 0.00021189
34 | 0.0016491 | 0.00041331
35 | 0.0035419 | 0.00088769
36 | 0.00048073 | 0.00012048
37 | 0.00013098 | 3.2826e-05
38 | 0.0017329 | 0.00043431
39 | 0.0044895 | 0.0011252
40 | 0.0024961 | 0.00062559
41 | 0.0044515 | 0.0011156
42 | 0.0051263 | 0.0012848
43 | 0.0013497 | 0.00033828
44 | 0.0018808 | 0.00047138
45 | 0.00051482 | 0.00012903
46 | 0.0014208 | 0.00035608
47 | 0.0044814 | 0.0011231
48 | 0.0016789 | 0.00042078
49 | 0.0026435 | 0.00066252
50 | 0.0052398 | 0.0013132
51 | 0.0026546 | 0.00066531
52 | 0.0065169 | 0.0016333
53 | 0.0042626 | 0.0010683
54 | 0.0013683 | 0.00034293
55 | 0.0036596 | 0.00091719
56 | 0.0026689 | 0.00066888
57 | 0.0052773 | 0.0013226
58 | 0.0022901 | 0.00057395
59 | 0.0036828 | 0.00092299
60 | 0.0060652 | 0.0015201
61 | 0.0044931 | 0.0011261
62 | 0.0024423 | 0.0006121
63 | 0.0032628 | 0.00081775
64 | 0.0045333 | 0.0011361
65 | 0.014655 | 0.0036729
66 | 0.01562 | 0.0039146
67 | 0.003356 | 0.0008411
68 | 0.0043815 | 0.0010981
69 | 0.0024426 | 0.00061217
70 | 0.010635 | 0.0026653
71 | 0.0029374 | 0.00073619
72 | 0.0023657 | 0.00059289
73 | 0.0011204 | 0.0002808
74 | 0.0027993 | 0.00070158
75 | 0.0022572 | 0.00056571
76 | 0.0033016 | 0.00082746
77 | 0.0028457 | 0.00071321
78 | 0.0044231 | 0.0011085
79 | 0.0050948 | 0.0012769
80 | 0.0032125 | 0.00080512
81 | 0.0047933 | 0.0012013
82 | 0.0034626 | 0.0008678
83 | 0.0079127 | 0.0019831
84 | 0.0082468 | 0.0020668
85 | 0.0037412 | 0.00093762
86 | 0.0029846 | 0.00074801
87 | 0.0019211 | 0.00048147
88 | 0.0024069 | 0.00060324
89 | 0.00073406 | 0.00018397
90 | 0.0032053 | 0.00080332
91 | 0.0016535 | 0.00041442
92 | 0.0014329 | 0.00035913
93 | 0.0014686 | 0.00036806
94 | 0.0028497 | 0.0007142
95 | 0.0022939 | 0.00057489
96 | 0.0036344 | 0.00091086
97 | 0.0051533 | 0.0012915
98 | 0.0030891 | 0.0007742
99 | 0.0027873 | 0.00069857
100 | 0.0029929 | 0.00075008
101 | 0.0025886 | 0.00064875
102 | 0.0035645 | 0.00089334
103 | 0.0055691 | 0.0013958
104 | 0.013298 | 0.0033327
105 | 0.0078462 | 0.0019664
106 | 0.0026175 | 0.00065602
107 | 0.011926 | 0.0029888
108 | 0.0016538 | 0.00041449
109 | 0.0044256 | 0.0011092
110 | 0.0027234 | 0.00068255
111 | 0.0024322 | 0.00060958
112 | 0.0039921 | 0.0010005
113 | 0.0042617 | 0.0010681
114 | 0.00411 | 0.0010301
115 | 0.0022526 | 0.00056456
116 | 0.0029489 | 0.00073905
117 | 0.0031067 | 0.0007786
118 | 0.0046847 | 0.0011741
119 | 0.0062015 | 0.0015542
120 | 0.0043552 | 0.0010915
121 | 0.0031386 | 0.00078661
122 | 0.0059924 | 0.0015018

## dtypes
| element | column | dtype
0 | bus | name | object
1 | bus | vn_kv | float64
2 | bus | type | object
3 | bus | zone | object
4 | bus | in_service | bool
5 | load | name | object
6 | load | bus | uint32
7 | load | p_mw | float64
8 | load | q_mvar | float64
9 | load | const_z_percent | float64
10 | load | const_i_percent | float64
11 | load | sn_mva | float64
12 | load | scaling | float64
13 | load | in_service | bool
14 | load | type | object
15 | ext_grid | name | object
16 | ext_grid | bus | uint32
17 | ext_grid | vm_pu | float64
18 | ext_grid | va_degree | float64
19 | ext_grid | slack_weight | float64
20 | ext_grid | in_service | bool
21 | line | name | object
22 | line | std_type | object
23 | line | from_bus | uint32
24 | line | to_bus | uint32
25 | line | length_km | float64
26 | line | r_ohm_per_km | float64
27 | line | x_ohm_per_km | float64
28 | line | c_nf_per_km | float64
29 | line | g_us_per_km | float64
30 | line | max_i_ka | float64
31 | line | df | float64
32 | line | parallel | uint32
33 | line | type | object
34 | line | in_service | bool
35 | trafo | name | object
36 | trafo | std_type | object
37 | trafo | hv_bus | uint32
38 | trafo | lv_bus | uint32
39 | trafo | sn_mva | float64
40 | trafo | vn_hv_kv | float64
41 | trafo | vn_lv_kv | float64
42 | trafo | vk_percent | float64
43 | trafo | vkr_percent | float64
44 | trafo | pfe_kw | float64
45 | trafo | i0_percent | float64
46 | trafo | shift_degree | float64
47 | trafo | tap_side | object
48 | trafo | tap_neutral | int32
49 | trafo | tap_min | int32
50 | trafo | tap_max | int32
51 | trafo | tap_step_percent | float64
52 | trafo | tap_step_degree | float64
53 | trafo | tap_pos | int32
54 | trafo | tap_phase_shifter | bool
55 | trafo | parallel | uint32
56 | trafo | df | float64
57 | trafo | in_service | bool
58 | line_geodata | coords | object
59 | bus_geodata | x | float64
60 | bus_geodata | y | float64
61 | bus_geodata | coords | object
62 | res_bus | vm_pu | float64
63 | res_bus | va_degree | float64
64 | res_bus | p_mw | float64
65 | res_bus | q_mvar | float64
66 | res_line | p_from_mw | float64
67 | res_line | q_from_mvar | float64
68 | res_line | p_to_mw | float64
69 | res_line | q_to_mvar | float64
70 | res_line | pl_mw | float64
71 | res_line | ql_mvar | float64
72 | res_line | i_from_ka | float64
73 | res_line | i_to_ka | float64
74 | res_line | i_ka | float64
75 | res_line | vm_from_pu | float64
76 | res_line | va_from_degree | float64
77 | res_line | vm_to_pu | float64
78 | res_line | va_to_degree | float64
79 | res_line | loading_percent | float64
80 | res_trafo | p_hv_mw | float64
81 | res_trafo | q_hv_mvar | float64
82 | res_trafo | p_lv_mw | float64
83 | res_trafo | q_lv_mvar | float64
84 | res_trafo | pl_mw | float64
85 | res_trafo | ql_mvar | float64
86 | res_trafo | i_hv_ka | float64
87 | res_trafo | i_lv_ka | float64
88 | res_trafo | vm_hv_pu | float64
89 | res_trafo | va_hv_degree | float64
90 | res_trafo | vm_lv_pu | float64
91 | res_trafo | va_lv_degree | float64
92 | res_trafo | loading_percent | float64
93 | res_ext_grid | p_mw | float64
94 | res_ext_grid | q_mvar | float64
95 | res_load | p_mw | float64
96 | res_load | q_mvar | float64

## parameters
| version | format_version | converged | OPF_converged | name | f_hz | sn_mva
0 | 2.14.6 | 2.14.0 | TRUE | FALSE |  | 50 | 1