## bus
| name | vn_kv | type | zone | in_service
0 | bus_LV_2196-59_0_5_node_0 | 0.4 | n |  | TRUE
1 | bus_LV_2196-59_0_5_node_1 | 0.4 | n |  | TRUE
2 | bus_LV_2196-59_0_5_node_2 | 0.4 | n |  | TRUE
3 | bus_LV_2196-59_0_5_node_3 | 0.4 | n |  | TRUE
4 | bus_LV_2196-59_0_5_node_54 | 0.4 | n |  | TRUE
5 | bus_LV_2196-59_0_5_node_68 | 0.4 | n |  | TRUE
6 | bus_LV_2196-59_0_5_node_84 | 0.4 | n |  | TRUE
7 | bus_LV_2196-59_0_5_node_4 | 0.4 | n |  | TRUE
8 | bus_LV_2196-59_0_5_node_5 | 0.4 | n |  | TRUE
9 | bus_LV_2196-59_0_5_node_8 | 0.4 | n |  | TRUE
10 | bus_LV_2196-59_0_5_node_6 | 0.4 | n |  | TRUE
11 | bus_LV_2196-59_0_5_node_57 | 0.4 | n |  | TRUE
12 | bus_LV_2196-59_0_5_node_7 | 0.4 | n |  | TRUE
13 | bus_LV_2196-59_0_5_node_55 | 0.4 | n |  | TRUE
14 | bus_LV_2196-59_0_5_node_9 | 0.4 | n |  | TRUE
15 | bus_LV_2196-59_0_5_node_40 | 0.4 | n |  | TRUE
16 | bus_LV_2196-59_0_5_node_13 | 0.4 | n |  | TRUE
17 | bus_LV_2196-59_0_5_node_51 | 0.4 | n |  | TRUE
18 | bus_LV_2196-59_0_5_node_67 | 0.4 | n |  | TRUE
19 | bus_LV_2196-59_0_5_node_49 | 0.4 | n |  | TRUE
20 | bus_LV_2196-59_0_5_node_71 | 0.4 | n |  | TRUE
21 | bus_LV_2196-59_0_5_node_69 | 0.4 | n |  | TRUE
22 | bus_LV_2196-59_0_5_node_38 | 0.4 | n |  | TRUE
23 | bus_LV_2196-59_0_5_node_10 | 0.4 | n |  | TRUE
24 | bus_LV_2196-59_0_5_node_11 | 0.4 | n |  | TRUE
25 | bus_LV_2196-59_0_5_node_141 | 0.4 | n |  | TRUE
26 | bus_LV_2196-59_0_5_node_132 | 0.4 | n |  | TRUE
27 | bus_LV_2196-59_0_5_node_131 | 0.4 | n |  | TRUE
28 | bus_LV_2196-59_0_5_node_142 | 0.4 | n |  | TRUE
29 | bus_LV_2196-59_0_5_node_12 | 0.4 | n |  | TRUE
30 | bus_LV_2196-59_0_5_node_14 | 0.4 | n |  | TRUE
31 | bus_LV_2196-59_0_5_node_16 | 0.4 | n |  | TRUE
32 | bus_LV_2196-59_0_5_node_18 | 0.4 | n |  | TRUE
33 | bus_LV_2196-59_0_5_node_17 | 0.4 | n |  | TRUE
34 | bus_LV_2196-59_0_5_node_19 | 0.4 | n |  | TRUE
35 | bus_LV_2196-59_0_5_node_20 | 0.4 | n |  | TRUE
36 | bus_LV_2196-59_0_5_node_21 | 0.4 | n |  | TRUE
37 | bus_LV_2196-59_0_5_node_25 | 0.4 | n |  | TRUE
38 | bus_LV_2196-59_0_5_node_23 | 0.4 | n |  | TRUE
39 | bus_LV_2196-59_0_5_node_30 | 0.4 | n |  | TRUE
40 | bus_LV_2196-59_0_5_node_22 | 0.4 | n |  | TRUE
41 | bus_LV_2196-59_0_5_node_83 | 0.4 | n |  | TRUE
42 | bus_LV_2196-59_0_5_node_28 | 0.4 | n |  | TRUE
43 | bus_LV_2196-59_0_5_node_82 | 0.4 | n |  | TRUE
44 | bus_LV_2196-59_0_5_node_72 | 0.4 | n |  | TRUE
45 | bus_LV_2196-59_0_5_node_24 | 0.4 | n |  | TRUE
46 | bus_LV_2196-59_0_5_node_63 | 0.4 | n |  | TRUE
47 | bus_LV_2196-59_0_5_node_35 | 0.4 | n |  | TRUE
48 | bus_LV_2196-59_0_5_node_31 | 0.4 | n |  | TRUE
49 | bus_LV_2196-59_0_5_node_26 | 0.4 | n |  | TRUE
50 | bus_LV_2196-59_0_5_node_34 | 0.4 | n |  | TRUE
51 | bus_LV_2196-59_0_5_node_27 | 0.4 | n |  | TRUE
52 | bus_LV_2196-59_0_5_node_29 | 0.4 | n |  | TRUE
53 | bus_LV_2196-59_0_5_node_32 | 0.4 | n |  | TRUE
54 | bus_LV_2196-59_0_5_node_33 | 0.4 | n |  | TRUE
55 | bus_LV_2196-59_0_5_node_61 | 0.4 | n |  | TRUE
56 | bus_LV_2196-59_0_5_node_62 | 0.4 | n |  | TRUE
57 | bus_LV_2196-59_0_5_node_36 | 0.4 | n |  | TRUE
58 | bus_LV_2196-59_0_5_node_37 | 0.4 | n |  | TRUE
59 | bus_LV_2196-59_0_5_node_39 | 0.4 | n |  | TRUE
60 | bus_LV_2196-59_0_5_node_47 | 0.4 | n |  | TRUE
61 | bus_LV_2196-59_0_5_node_45 | 0.4 | n |  | TRUE
62 | bus_LV_2196-59_0_5_node_41 | 0.4 | n |  | TRUE
63 | bus_LV_2196-59_0_5_node_42 | 0.4 | n |  | TRUE
64 | bus_LV_2196-59_0_5_node_43 | 0.4 | n |  | TRUE
65 | bus_LV_2196-59_0_5_node_44 | 0.4 | n |  | TRUE
66 | bus_LV_2196-59_0_5_node_50 | 0.4 | n |  | TRUE
67 | bus_LV_2196-59_0_5_node_53 | 0.4 | n |  | TRUE
68 | bus_LV_2196-59_0_5_node_52 | 0.4 | n |  | TRUE
69 | bus_LV_2196-59_0_5_node_48 | 0.4 | n |  | TRUE
70 | bus_LV_2196-59_0_5_node_59 | 0.4 | n |  | TRUE
71 | bus_LV_2196-59_0_5_node_80 | 0.4 | n |  | TRUE
72 | bus_LV_2196-59_0_5_node_73 | 0.4 | n |  | TRUE
73 | bus_LV_2196-59_0_5_node_60 | 0.4 | n |  | TRUE
74 | bus_LV_2196-59_0_5_node_129 | 0.4 | n |  | TRUE
75 | bus_LV_2196-59_0_5_node_79 | 0.4 | n |  | TRUE
76 | bus_LV_2196-59_0_5_node_74 | 0.4 | n |  | TRUE
77 | bus_LV_2196-59_0_5_node_76 | 0.4 | n |  | TRUE
78 | bus_LV_2196-59_0_5_node_58 | 0.4 | n |  | TRUE
79 | bus_LV_2196-59_0_5_node_134 | 0.4 | n |  | TRUE
80 | bus_LV_2196-59_0_5_node_133 | 0.4 | n |  | TRUE
81 | bus_LV_2196-59_0_5_node_77 | 0.4 | n |  | TRUE
82 | bus_LV_2196-59_0_5_node_70 | 0.4 | n |  | TRUE
83 | bus_LV_2196-59_0_5_node_66 | 0.4 | n |  | TRUE
84 | bus_LV_2196-59_0_5_node_130 | 0.4 | n |  | TRUE
85 | bus_LV_2196-59_0_5_node_153 | 0.4 | n |  | TRUE
86 | bus_LV_2196-59_0_5_node_154 | 0.4 | n |  | TRUE
87 | bus_LV_2196-59_0_5_node_64 | 0.4 | n |  | TRUE
88 | bus_LV_2196-59_0_5_node_65 | 0.4 | n |  | TRUE
89 | bus_LV_2196-59_0_5_node_78 | 0.4 | n |  | TRUE
90 | bus_LV_2196-59_0_5_node_158 | 0.4 | n |  | TRUE
91 | bus_LV_2196-59_0_5_node_157 | 0.4 | n |  | TRUE
92 | bus_LV_2196-59_0_5_node_155 | 0.4 | n |  | TRUE
93 | bus_LV_2196-59_0_5_node_81 | 0.4 | n |  | TRUE
94 | bus_LV_2196-59_0_5_node_85 | 0.4 | n |  | TRUE
95 | bus_LV_2196-59_0_5_node_86 | 0.4 | n |  | TRUE
96 | bus_LV_2196-59_0_5_node_88 | 0.4 | n |  | TRUE
97 | bus_LV_2196-59_0_5_node_89 | 0.4 | n |  | TRUE
98 | bus_LV_2196-59_0_5_node_90 | 0.4 | n |  | TRUE
99 | bus_LV_2196-59_0_5_node_91 | 0.4 | n |  | TRUE
100 | bus_LV_2196-59_0_5_node_92 | 0.4 | n |  | TRUE
101 | bus_LV_2196-59_0_5_node_93 | 0.4 | n |  | TRUE
102 | bus_LV_2196-59_0_5_node_121 | 0.4 | n |  | TRUE
103 | bus_LV_2196-59_0_5_node_119 | 0.4 | n |  | TRUE
104 | bus_LV_2196-59_0_5_node_114 | 0.4 | n |  | TRUE
105 | bus_LV_2196-59_0_5_node_150 | 0.4 | n |  | TRUE
106 | bus_LV_2196-59_0_5_node_120 | 0.4 | n |  | TRUE
107 | bus_LV_2196-59_0_5_node_115 | 0.4 | n |  | TRUE
108 | bus_LV_2196-59_0_5_node_94 | 0.4 | n |  | TRUE
109 | bus_LV_2196-59_0_5_node_95 | 0.4 | n |  | TRUE
110 | bus_LV_2196-59_0_5_node_96 | 0.4 | n |  | TRUE
111 | bus_LV_2196-59_0_5_node_97 | 0.4 | n |  | TRUE
112 | bus_LV_2196-59_0_5_node_98 | 0.4 | n |  | TRUE
113 | bus_LV_2196-59_0_5_node_99 | 0.4 | n |  | TRUE
114 | bus_LV_2196-59_0_5_node_117 | 0.4 | n |  | TRUE
115 | bus_LV_2196-59_0_5_node_112 | 0.4 | n |  | TRUE
116 | bus_LV_2196-59_0_5_node_100 | 0.4 | n |  | TRUE
117 | bus_LV_2196-59_0_5_node_107 | 0.4 | n |  | TRUE
118 | bus_LV_2196-59_0_5_node_135 | 0.4 | n |  | TRUE
119 | bus_LV_2196-59_0_5_node_110 | 0.4 | n |  | TRUE
120 | bus_LV_2196-59_0_5_node_108 | 0.4 | n |  | TRUE
121 | bus_LV_2196-59_0_5_node_102 | 0.4 | n |  | TRUE
122 | bus_LV_2196-59_0_5_node_103 | 0.4 | n |  | TRUE
123 | bus_LV_2196-59_0_5_node_104 | 0.4 | n |  | TRUE
124 | bus_LV_2196-59_0_5_node_105 | 0.4 | n |  | TRUE
125 | bus_LV_2196-59_0_5_node_106 | 0.4 | n |  | TRUE
126 | bus_LV_2196-59_0_5_node_116 | 0.4 | n |  | TRUE
127 | bus_LV_2196-59_0_5_node_111 | 0.4 | n |  | TRUE
128 | bus_LV_2196-59_0_5_node_109 | 0.4 | n |  | TRUE
129 | bus_LV_2196-59_0_5_node_125 | 0.4 | n |  | TRUE
130 | bus_LV_2196-59_0_5_node_124 | 0.4 | n |  | TRUE
131 | bus_LV_2196-59_0_5_node_113 | 0.4 | n |  | TRUE
132 | bus_LV_2196-59_0_5_node_145 | 0.4 | n |  | TRUE
133 | bus_LV_2196-59_0_5_node_122 | 0.4 | n |  | TRUE
134 | bus_LV_2196-59_0_5_node_118 | 0.4 | n |  | TRUE
135 | bus_LV_2196-59_0_5_node_136 | 0.4 | n |  | TRUE
136 | bus_LV_2196-59_0_5_node_123 | 0.4 | n |  | TRUE
137 | bus_LV_2196-59_0_5_node_126 | 0.4 | n |  | TRUE
138 | bus_LV_2196-59_0_5_node_156 | 0.4 | n |  | TRUE
139 | bus_LV_2196-59_0_5_node_148 | 0.4 | n |  | TRUE
140 | bus_LV_2196-59_0_5_node_127 | 0.4 | n |  | TRUE
141 | bus_LV_2196-59_0_5_node_140 | 0.4 | n |  | TRUE
142 | bus_LV_2196-59_0_5_node_144 | 0.4 | n |  | TRUE
143 | bus_LV_2196-59_0_5_node_128 | 0.4 | n |  | TRUE
144 | bus_LV_2196-59_0_5_node_137 | 0.4 | n |  | TRUE
145 | bus_LV_2196-59_0_5_node_138 | 0.4 | n |  | TRUE
146 | bus_LV_2196-59_0_5_node_139 | 0.4 | n |  | TRUE
147 | bus_LV_2196-59_0_5_node_143 | 0.4 | n |  | TRUE
148 | bus_LV_2196-59_0_5_node_159 | 0.4 | n |  | TRUE
149 | bus_LV_2196-59_0_5_node_146 | 0.4 | n |  | TRUE
150 | bus_LV_2196-59_0_5_node_147 | 0.4 | n |  | TRUE
151 | bus_LV_2196-59_0_5_node_149 | 0.4 | n |  | TRUE
152 | bus_LV_2196-59_0_5_node_151 | 0.4 | n |  | TRUE
153 | bus_LV_2196-59_0_5_node_152 | 0.4 | n |  | TRUE
154 | bus_LV_2196-59_0_5_node_161 | 0.4 | n |  | TRUE
155 | bus_MV_382_0_node_37 | 20 | n |  | TRUE

## load
| name | bus | p_mw | q_mvar | const_z_percent | const_i_percent | sn_mva | scaling | in_service | type
0 | LV_2196-59_0_5_load_0 | 0 | 0.013572 | 0.0034015 | 0 | 0 |  | 1 | TRUE | wye
1 | LV_2196-59_0_5_load_54 | 4 | 0.0057691 | 0.0014459 | 0 | 0 |  | 1 | TRUE | wye
2 | LV_2196-59_0_5_load_84 | 6 | 0.012633 | 0.0031661 | 0 | 0 |  | 1 | TRUE | wye
3 | LV_2196-59_0_5_load_8 | 9 | 0.0015038 | 0.00037688 | 0 | 0 |  | 1 | TRUE | wye
4 | LV_2196-59_0_5_load_55 | 13 | 0.00066256 | 0.00016605 | 0 | 0 |  | 1 | TRUE | wye
5 | LV_2196-59_0_5_load_40 | 15 | 0.00021908 | 5.4907e-05 | 0 | 0 |  | 1 | TRUE | wye
6 | LV_2196-59_0_5_load_13 | 16 | 0.0014749 | 0.00036965 | 0 | 0 |  | 1 | TRUE | wye
7 | LV_2196-59_0_5_load_67 | 18 | 0.00062001 | 0.00015539 | 0 | 0 |  | 1 | TRUE | wye
8 | LV_2196-59_0_5_load_71 | 20 | 0.0034481 | 0.00086417 | 0 | 0 |  | 1 | TRUE | wye
9 | LV_2196-59_0_5_load_69 | 21 | 0.0044414 | 0.0011131 | 0 | 0 |  | 1 | TRUE | wye
10 | LV_2196-59_0_5_load_38 | 22 | 0.0004057 | 0.00010168 | 0 | 0 |  | 1 | TRUE | wye
11 | LV_2196-59_0_5_load_10 | 23 | 0.00266 | 0.00066666 | 0 | 0 |  | 1 | TRUE | wye
12 | LV_2196-59_0_5_load_141 | 25 | 0.0061348 | 0.0015375 | 0 | 0 |  | 1 | TRUE | wye
13 | LV_2196-59_0_5_load_132 | 26 | 0.0025719 | 0.00064458 | 0 | 0 |  | 1 | TRUE | wye
14 | LV_2196-59_0_5_load_131 | 27 | 0.0042763 | 0.0010717 | 0 | 0 |  | 1 | TRUE | wye
15 | LV_2196-59_0_5_load_142 | 28 | 0.0067112 | 0.001682 | 0 | 0 |  | 1 | TRUE | wye
16 | LV_2196-59_0_5_load_12 | 29 | 0.0073197 | 0.0018345 | 0 | 0 |  | 1 | TRUE | wye
17 | LV_2196-59_0_5_load_14 | 30 | 0.0010691 | 0.00026795 | 0 | 0 |  | 1 | TRUE | wye
18 | LV_2196-59_0_5_load_16 | 31 | 0.0419 | 0.010501 | 0 | 0 |  | 1 | TRUE | wye
19 | LV_2196-59_0_5_load_25 | 37 | 0.0034722 | 0.00087021 | 0 | 0 |  | 1 | TRUE | wye
20 | LV_2196-59_0_5_load_30 | 39 | 0.025524 | 0.006397 | 0 | 0 |  | 1 | TRUE | wye
21 | LV_2196-59_0_5_load_83 | 41 | 0.0046674 | 0.0011698 | 0 | 0 |  | 1 | TRUE | wye
22 | LV_2196-59_0_5_load_28 | 42 | 0.0030273 | 0.00075871 | 0 | 0 |  | 1 | TRUE | wye
23 | LV_2196-59_0_5_load_82 | 43 | 0.0034815 | 0.00087255 | 0 | 0 |  | 1 | TRUE | wye
24 | LV_2196-59_0_5_load_72 | 44 | 0.002284 | 0.00057242 | 0 | 0 |  | 1 | TRUE | wye
25 | LV_2196-59_0_5_load_63 | 46 | 0.0040219 | 0.001008 | 0 | 0 |  | 1 | TRUE | wye
26 | LV_2196-59_0_5_load_35 | 47 | 0.0027824 | 0.00069735 | 0 | 0 |  | 1 | TRUE | wye
27 | LV_2196-59_0_5_load_26 | 49 | 0.0014779 | 0.00037039 | 0 | 0 |  | 1 | TRUE | wye
28 | LV_2196-59_0_5_load_34 | 50 | 0.0038178 | 0.00095684 | 0 | 0 |  | 1 | TRUE | wye
29 | LV_2196-59_0_5_load_27 | 51 | 0.002214 | 0.00055488 | 0 | 0 |  | 1 | TRUE | wye
30 | LV_2196-59_0_5_load_29 | 52 | 0.014344 | 0.0035949 | 0 | 0 |  | 1 | TRUE | wye
31 | LV_2196-59_0_5_load_32 | 53 | 0.077637 | 0.019458 | 0 | 0 |  | 1 | TRUE | wye
32 | LV_2196-59_0_5_load_33 | 54 | 0.0285 | 0.0071427 | 0 | 0 |  | 1 | TRUE | wye
33 | LV_2196-59_0_5_load_61 | 55 | 0.0028377 | 0.00071119 | 0 | 0 |  | 1 | TRUE | wye
34 | LV_2196-59_0_5_load_62 | 56 | 0.0037991 | 0.00095215 | 0 | 0 |  | 1 | TRUE | wye
35 | LV_2196-59_0_5_load_36 | 57 | 0.00035392 | 8.87e-05 | 0 | 0 |  | 1 | TRUE | wye
36 | LV_2196-59_0_5_load_37 | 58 | 0.00081686 | 0.00020473 | 0 | 0 |  | 1 | TRUE | wye
37 | LV_2196-59_0_5_load_39 | 59 | 0.00034615 | 8.6754e-05 | 0 | 0 |  | 1 | TRUE | wye
38 | LV_2196-59_0_5_load_41 | 62 | 0.0015265 | 0.00038257 | 0 | 0 |  | 1 | TRUE | wye
39 | LV_2196-59_0_5_load_43 | 64 | 0.003655 | 0.00091603 | 0 | 0 |  | 1 | TRUE | wye
40 | LV_2196-59_0_5_load_53 | 67 | 0.0041984 | 0.0010522 | 0 | 0 |  | 1 | TRUE | wye
41 | LV_2196-59_0_5_load_52 | 68 | 0.0011332 | 0.00028401 | 0 | 0 |  | 1 | TRUE | wye
42 | LV_2196-59_0_5_load_80 | 71 | 0.0011783 | 0.00029532 | 0 | 0 |  | 1 | TRUE | wye
43 | LV_2196-59_0_5_load_73 | 72 | 0.0039652 | 0.00099377 | 0 | 0 |  | 1 | TRUE | wye
44 | LV_2196-59_0_5_load_129 | 74 | 0.0017046 | 0.0004272 | 0 | 0 |  | 1 | TRUE | wye
45 | LV_2196-59_0_5_load_79 | 75 | 0.0019783 | 0.0004958 | 0 | 0 |  | 1 | TRUE | wye
46 | LV_2196-59_0_5_load_76 | 77 | 0.0067531 | 0.0016925 | 0 | 0 |  | 1 | TRUE | wye
47 | LV_2196-59_0_5_load_134 | 79 | 0.0026411 | 0.00066192 | 0 | 0 |  | 1 | TRUE | wye
48 | LV_2196-59_0_5_load_133 | 80 | 0.0021546 | 0.00053999 | 0 | 0 |  | 1 | TRUE | wye
49 | LV_2196-59_0_5_load_70 | 82 | 0.0021448 | 0.00053754 | 0 | 0 |  | 1 | TRUE | wye
50 | LV_2196-59_0_5_load_130 | 84 | 0.0010737 | 0.00026909 | 0 | 0 |  | 1 | TRUE | wye
51 | LV_2196-59_0_5_load_153 | 85 | 0.0042045 | 0.0010537 | 0 | 0 |  | 1 | TRUE | wye
52 | LV_2196-59_0_5_load_154 | 86 | 0.0071588 | 0.0017942 | 0 | 0 |  | 1 | TRUE | wye
53 | LV_2196-59_0_5_load_64 | 87 | 0.0030216 | 0.00075728 | 0 | 0 |  | 1 | TRUE | wye
54 | LV_2196-59_0_5_load_158 | 90 | 0.0055334 | 0.0013868 | 0 | 0 |  | 1 | TRUE | wye
55 | LV_2196-59_0_5_load_157 | 91 | 0.0037822 | 0.00094792 | 0 | 0 |  | 1 | TRUE | wye
56 | LV_2196-59_0_5_load_81 | 93 | 0.0026004 | 0.00065173 | 0 | 0 |  | 1 | TRUE | wye
57 | LV_2196-59_0_5_load_85 | 94 | 0.008043 | 0.0020158 | 0 | 0 |  | 1 | TRUE | wye
58 | LV_2196-59_0_5_load_86 | 95 | 0.0077129 | 0.001933 | 0 | 0 |  | 1 | TRUE | wye
59 | LV_2196-59_0_5_load_88 | 96 | 0.0060924 | 0.0015269 | 0 | 0 |  | 1 | TRUE | wye
60 | LV_2196-59_0_5_load_89 | 97 | 0.0016502 | 0.00041358 | 0 | 0 |  | 1 | TRUE | wye
61 | LV_2196-59_0_5_load_90 | 98 | 0.00444 | 0.0011128 | 0 | 0 |  | 1 | TRUE | wye
62 | LV_2196-59_0_5_load_91 | 99 | 0.0030292 | 0.0007592 | 0 | 0 |  | 1 | TRUE | wye
63 | LV_2196-59_0_5_load_93 | 101 | 0.0017595 | 0.00044098 | 0 | 0 |  | 1 | TRUE | wye
64 | LV_2196-59_0_5_load_119 | 103 | 0.0042079 | 0.0010546 | 0 | 0 |  | 1 | TRUE | wye
65 | LV_2196-59_0_5_load_114 | 104 | 0.0026257 | 0.00065806 | 0 | 0 |  | 1 | TRUE | wye
66 | LV_2196-59_0_5_load_150 | 105 | 0.0037219 | 0.0009328 | 0 | 0 |  | 1 | TRUE | wye
67 | LV_2196-59_0_5_load_115 | 107 | 0.0024717 | 0.00061947 | 0 | 0 |  | 1 | TRUE | wye
68 | LV_2196-59_0_5_load_94 | 108 | 0.0020467 | 0.00051295 | 0 | 0 |  | 1 | TRUE | wye
69 | LV_2196-59_0_5_load_95 | 109 | 0.004225 | 0.0010589 | 0 | 0 |  | 1 | TRUE | wye
70 | LV_2196-59_0_5_load_98 | 112 | 0.0023056 | 0.00057784 | 0 | 0 |  | 1 | TRUE | wye
71 | LV_2196-59_0_5_load_99 | 113 | 0.0072205 | 0.0018096 | 0 | 0 |  | 1 | TRUE | wye
72 | LV_2196-59_0_5_load_117 | 114 | 0.0052843 | 0.0013244 | 0 | 0 |  | 1 | TRUE | wye
73 | LV_2196-59_0_5_load_112 | 115 | 0.0043195 | 0.0010826 | 0 | 0 |  | 1 | TRUE | wye
74 | LV_2196-59_0_5_load_100 | 116 | 0.0051033 | 0.001279 | 0 | 0 |  | 1 | TRUE | wye
75 | LV_2196-59_0_5_load_107 | 117 | 0.0040252 | 0.0010088 | 0 | 0 |  | 1 | TRUE | wye
76 | LV_2196-59_0_5_load_135 | 118 | 0.0055824 | 0.0013991 | 0 | 0 |  | 1 | TRUE | wye
77 | LV_2196-59_0_5_load_108 | 120 | 0.0061328 | 0.001537 | 0 | 0 |  | 1 | TRUE | wye
78 | LV_2196-59_0_5_load_102 | 121 | 0.0037952 | 0.00095117 | 0 | 0 |  | 1 | TRUE | wye
79 | LV_2196-59_0_5_load_103 | 122 | 0.0047681 | 0.001195 | 0 | 0 |  | 1 | TRUE | wye
80 | LV_2196-59_0_5_load_104 | 123 | 0.0062484 | 0.001566 | 0 | 0 |  | 1 | TRUE | wye
81 | LV_2196-59_0_5_load_105 | 124 | 0.0065009 | 0.0016293 | 0 | 0 |  | 1 | TRUE | wye
82 | LV_2196-59_0_5_load_116 | 126 | 0.0061225 | 0.0015344 | 0 | 0 |  | 1 | TRUE | wye
83 | LV_2196-59_0_5_load_109 | 128 | 0.0035897 | 0.00089965 | 0 | 0 |  | 1 | TRUE | wye
84 | LV_2196-59_0_5_load_125 | 129 | 0.0051089 | 0.0012804 | 0 | 0 |  | 1 | TRUE | wye
85 | LV_2196-59_0_5_load_124 | 130 | 0.0043928 | 0.0011009 | 0 | 0 |  | 1 | TRUE | wye
86 | LV_2196-59_0_5_load_113 | 131 | 0.0047943 | 0.0012016 | 0 | 0 |  | 1 | TRUE | wye
87 | LV_2196-59_0_5_load_145 | 132 | 0.005792 | 0.0014516 | 0 | 0 |  | 1 | TRUE | wye
88 | LV_2196-59_0_5_load_118 | 134 | 0.0046422 | 0.0011634 | 0 | 0 |  | 1 | TRUE | wye
89 | LV_2196-59_0_5_load_136 | 135 | 0.0034235 | 0.000858 | 0 | 0 |  | 1 | TRUE | wye
90 | LV_2196-59_0_5_load_123 | 136 | 0.0056004 | 0.0014036 | 0 | 0 |  | 1 | TRUE | wye
91 | LV_2196-59_0_5_load_126 | 137 | 0.0043182 | 0.0010822 | 0 | 0 |  | 1 | TRUE | wye
92 | LV_2196-59_0_5_load_156 | 138 | 0.0024776 | 0.00062095 | 0 | 0 |  | 1 | TRUE | wye
93 | LV_2196-59_0_5_load_148 | 139 | 0.002478 | 0.00062105 | 0 | 0 |  | 1 | TRUE | wye
94 | LV_2196-59_0_5_load_127 | 140 | 0.00466 | 0.0011679 | 0 | 0 |  | 1 | TRUE | wye
95 | LV_2196-59_0_5_load_140 | 141 | 0.0029062 | 0.00072836 | 0 | 0 |  | 1 | TRUE | wye
96 | LV_2196-59_0_5_load_144 | 142 | 0.0015227 | 0.00038163 | 0 | 0 |  | 1 | TRUE | wye
97 | LV_2196-59_0_5_load_128 | 143 | 0.0030354 | 0.00076074 | 0 | 0 |  | 1 | TRUE | wye
98 | LV_2196-59_0_5_load_137 | 144 | 0.0025545 | 0.00064023 | 0 | 0 |  | 1 | TRUE | wye
99 | LV_2196-59_0_5_load_138 | 145 | 0.0023161 | 0.00058046 | 0 | 0 |  | 1 | TRUE | wye
100 | LV_2196-59_0_5_load_139 | 146 | 0.0031894 | 0.00079934 | 0 | 0 |  | 1 | TRUE | wye
101 | LV_2196-59_0_5_load_159 | 148 | 0.0052505 | 0.0013159 | 0 | 0 |  | 1 | TRUE | wye
102 | LV_2196-59_0_5_load_146 | 149 | 0.0034895 | 0.00087455 | 0 | 0 |  | 1 | TRUE | wye
103 | LV_2196-59_0_5_load_147 | 150 | 0.0096052 | 0.0024073 | 0 | 0 |  | 1 | TRUE | wye
104 | LV_2196-59_0_5_load_149 | 151 | 0.0033689 | 0.00084433 | 0 | 0 |  | 1 | TRUE | wye
105 | LV_2196-59_0_5_load_151 | 152 | 0.0029291 | 0.00073409 | 0 | 0 |  | 1 | TRUE | wye
106 | LV_2196-59_0_5_load_152 | 153 | 0.0080009 | 0.0020052 | 0 | 0 |  | 1 | TRUE | wye
107 | LV_2196-59_0_5_load_161 | 154 | 0.0029031 | 0.00072759 | 0 | 0 |  | 1 | TRUE | wye

## ext_grid
| name | bus | vm_pu | va_degree | slack_weight | in_service
0 |  | 13 | 1 | 0 | 1 | TRUE

## line
| name | std_type | from_bus | to_bus | length_km | r_ohm_per_km | x_ohm_per_km | c_nf_per_km | g_us_per_km | max_i_ka | df | parallel | type | in_service
0 | LV_2196-59_0_5_line_0 |  | 0 | 1 | 0.03796 | 0.125 | 0.08 | 261 | 0 | 0.364 | 1 | 1 | cs | TRUE
1 | LV_2196-59_0_5_line_1 |  | 1 | 2 | 0.05809 | 0.125 | 0.08 | 261 | 0 | 0.364 | 1 | 1 | cs | TRUE
2 | LV_2196-59_0_5_line_2 |  | 1 | 3 | 0.037995 | 0.125 | 0.08 | 261 | 0 | 0.364 | 1 | 1 | cs | TRUE
3 | LV_2196-59_0_5_line_3 |  | 2 | 4 | 0.022282 | 0.125 | 0.08 | 261 | 0 | 0.364 | 1 | 1 | cs | TRUE
4 | LV_2196-59_0_5_line_4 |  | 3 | 5 | 0.014282 | 0.125 | 0.08 | 261 | 0 | 0.364 | 1 | 1 | cs | TRUE
5 | LV_2196-59_0_5_line_5 |  | 3 | 6 | 0.037341 | 0.125 | 0.08 | 261 | 0 | 0.364 | 1 | 1 | cs | TRUE
6 | LV_2196-59_0_5_line_6 |  | 4 | 16 | 0.18479 | 0.125 | 0.08 | 261 | 0 | 0.364 | 1 | 1 | cs | TRUE
7 | LV_2196-59_0_5_line_7 |  | 5 | 17 | 0.005692 | 0.125 | 0.08 | 261 | 0 | 0.364 | 1 | 5 | cs | TRUE
8 | LV_2196-59_0_5_line_8 |  | 5 | 8 | 0.008687 | 0.125 | 0.08 | 261 | 0 | 0.364 | 1 | 5 | cs | TRUE
9 | LV_2196-59_0_5_line_9 |  | 7 | 8 | 0.013259 | 0.125 | 0.08 | 261 | 0 | 0.364 | 1 | 5 | cs | TRUE
10 | LV_2196-59_0_5_line_10 |  | 7 | 9 | 0.021096 | 0.125 | 0.08 | 261 | 0 | 0.364 | 1 | 5 | cs | TRUE
11 | LV_2196-59_0_5_line_11 |  | 9 | 14 | 0.01738 | 0.125 | 0.08 | 261 | 0 | 0.364 | 1 | 5 | cs | TRUE
12 | LV_2196-59_0_5_line_12 |  | 10 | 11 | 0.045269 | 0.125 | 0.08 | 261 | 0 | 0.364 | 1 | 5 | cs | TRUE
13 | LV_2196-59_0_5_line_13 |  | 10 | 12 | 0.033549 | 0.125 | 0.08 | 261 | 0 | 0.364 | 1 | 5 | cs | TRUE
14 | LV_2196-59_0_5_line_14 |  | 10 | 13 | 0.020656 | 0.125 | 0.08 | 261 | 0 | 0.364 | 1 | 5 | cs | TRUE
15 | LV_2196-59_0_5_line_15 |  | 11 | 20 | 0.049467 | 0.125 | 0.08 | 261 | 0 | 0.364 | 1 | 5 | cs | TRUE
16 | LV_2196-59_0_5_line_16 |  | 11 | 21 | 0.012329 | 0.125 | 0.08 | 261 | 0 | 0.364 | 1 | 1 | cs | TRUE
17 | LV_2196-59_0_5_line_17 |  | 12 | 14 | 0.031405 | 0.125 | 0.08 | 261 | 0 | 0.364 | 1 | 5 | cs | TRUE
18 | LV_2196-59_0_5_line_18 |  | 12 | 15 | 0.010232 | 0.125 | 0.08 | 261 | 0 | 0.364 | 1 | 1 | cs | TRUE
19 | LV_2196-59_0_5_line_19 |  | 15 | 22 | 0.0078708 | 0.125 | 0.08 | 261 | 0 | 0.364 | 1 | 1 | cs | TRUE
20 | LV_2196-59_0_5_line_20 |  | 16 | 29 | 0.043261 | 0.125 | 0.08 | 261 | 0 | 0.364 | 1 | 1 | cs | TRUE
21 | LV_2196-59_0_5_line_21 |  | 17 | 52 | 0.0060373 | 0.125 | 0.08 | 261 | 0 | 0.364 | 1 | 5 | cs | TRUE
22 | LV_2196-59_0_5_line_22 |  | 18 | 19 | 0.0079169 | 0.125 | 0.08 | 261 | 0 | 0.364 | 1 | 1 | cs | TRUE
23 | LV_2196-59_0_5_line_23 |  | 19 | 60 | 0.013774 | 0.125 | 0.08 | 261 | 0 | 0.364 | 1 | 1 | cs | TRUE
24 | LV_2196-59_0_5_line_24 |  | 20 | 81 | 0.019053 | 0.125 | 0.08 | 261 | 0 | 0.364 | 1 | 5 | cs | TRUE
25 | LV_2196-59_0_5_line_25 |  | 21 | 82 | 0.014476 | 0.125 | 0.08 | 261 | 0 | 0.364 | 1 | 1 | cs | TRUE
26 | LV_2196-59_0_5_line_26 |  | 22 | 57 | 0.0029707 | 0.125 | 0.08 | 261 | 0 | 0.364 | 1 | 1 | cs | TRUE
27 | LV_2196-59_0_5_line_27 |  | 23 | 24 | 0.02914 | 0.125 | 0.08 | 261 | 0 | 0.364 | 1 | 1 | cs | TRUE
28 | LV_2196-59_0_5_line_28 |  | 24 | 25 | 0.25055 | 0.125 | 0.08 | 261 | 0 | 0.364 | 1 | 1 | cs | TRUE
29 | LV_2196-59_0_5_line_29 |  | 25 | 28 | 0.038479 | 0.125 | 0.08 | 261 | 0 | 0.364 | 1 | 1 | cs | TRUE
30 | LV_2196-59_0_5_line_30 |  | 25 | 26 | 0.023731 | 0.125 | 0.08 | 261 | 0 | 0.364 | 1 | 1 | cs | TRUE
31 | LV_2196-59_0_5_line_31 |  | 26 | 27 | 0.016867 | 0.125 | 0.08 | 261 | 0 | 0.364 | 1 | 1 | cs | TRUE
32 | LV_2196-59_0_5_line_32 |  | 27 | 96 | 0.045245 | 0.125 | 0.08 | 261 | 0 | 0.364 | 1 | 1 | cs | TRUE
33 | LV_2196-59_0_5_line_33 |  | 28 | 147 | 0.030064 | 0.125 | 0.08 | 261 | 0 | 0.364 | 1 | 1 | cs | TRUE
34 | LV_2196-59_0_5_line_34 |  | 29 | 30 | 0.049131 | 0.125 | 0.08 | 261 | 0 | 0.364 | 1 | 1 | cs | TRUE
35 | LV_2196-59_0_5_line_35 |  | 31 | 32 | 0.02945 | 0.125 | 0.08 | 261 | 0 | 0.364 | 1 | 1 | cs | TRUE
36 | LV_2196-59_0_5_line_36 |  | 32 | 37 | 0.00433 | 0.125 | 0.08 | 261 | 0 | 0.364 | 1 | 1 | cs | TRUE
37 | LV_2196-59_0_5_line_37 |  | 32 | 38 | 0.017079 | 0.125 | 0.08 | 261 | 0 | 0.364 | 1 | 1 | cs | TRUE
38 | LV_2196-59_0_5_line_38 |  | 33 | 34 | 0.008074 | 0.125 | 0.08 | 261 | 0 | 0.364 | 1 | 5 | cs | TRUE
39 | LV_2196-59_0_5_line_39 |  | 33 | 35 | 0.0092305 | 0.125 | 0.08 | 261 | 0 | 0.364 | 1 | 1 | cs | TRUE
40 | LV_2196-59_0_5_line_40 |  | 33 | 36 | 0.014344 | 0.125 | 0.08 | 261 | 0 | 0.364 | 1 | 5 | cs | TRUE
41 | LV_2196-59_0_5_line_41 |  | 34 | 39 | 0.0088875 | 0.125 | 0.08 | 261 | 0 | 0.364 | 1 | 2 | cs | TRUE
42 | LV_2196-59_0_5_line_42 |  | 35 | 40 | 0.051703 | 0.125 | 0.08 | 261 | 0 | 0.364 | 1 | 1 | cs | TRUE
43 | LV_2196-59_0_5_line_43 |  | 35 | 41 | 0.02594 | 0.125 | 0.08 | 261 | 0 | 0.364 | 1 | 1 | cs | TRUE
44 | LV_2196-59_0_5_line_44 |  | 36 | 42 | 0.016369 | 0.125 | 0.08 | 261 | 0 | 0.364 | 1 | 5 | cs | TRUE
45 | LV_2196-59_0_5_line_45 |  | 37 | 46 | 0.02617 | 0.125 | 0.08 | 261 | 0 | 0.364 | 1 | 1 | cs | TRUE
46 | LV_2196-59_0_5_line_46 |  | 38 | 44 | 0.020163 | 0.125 | 0.08 | 261 | 0 | 0.364 | 1 | 1 | cs | TRUE
47 | LV_2196-59_0_5_line_47 |  | 38 | 40 | 0.025886 | 0.125 | 0.08 | 261 | 0 | 0.364 | 1 | 1 | cs | TRUE
48 | LV_2196-59_0_5_line_48 |  | 39 | 48 | 0.043679 | 0.125 | 0.08 | 261 | 0 | 0.364 | 1 | 1 | cs | TRUE
49 | LV_2196-59_0_5_line_49 |  | 40 | 43 | 0.018175 | 0.125 | 0.08 | 261 | 0 | 0.364 | 1 | 1 | cs | TRUE
50 | LV_2196-59_0_5_line_50 |  | 42 | 49 | 0.02409 | 0.125 | 0.08 | 261 | 0 | 0.364 | 1 | 5 | cs | TRUE
51 | LV_2196-59_0_5_line_51 |  | 45 | 46 | 0.012354 | 0.125 | 0.08 | 261 | 0 | 0.364 | 1 | 1 | cs | TRUE
52 | LV_2196-59_0_5_line_52 |  | 45 | 47 | 0.011685 | 0.125 | 0.08 | 261 | 0 | 0.364 | 1 | 1 | cs | TRUE
53 | LV_2196-59_0_5_line_53 |  | 47 | 50 | 0.019548 | 0.125 | 0.08 | 261 | 0 | 0.364 | 1 | 1 | cs | TRUE
54 | LV_2196-59_0_5_line_54 |  | 48 | 53 | 0.022423 | 0.125 | 0.08 | 261 | 0 | 0.364 | 1 | 1 | cs | TRUE
55 | LV_2196-59_0_5_line_55 |  | 48 | 54 | 0.016968 | 0.125 | 0.08 | 261 | 0 | 0.364 | 1 | 1 | cs | TRUE
56 | LV_2196-59_0_5_line_56 |  | 49 | 51 | 0.0040375 | 0.125 | 0.08 | 261 | 0 | 0.364 | 1 | 5 | cs | TRUE
57 | LV_2196-59_0_5_line_57 |  | 51 | 52 | 0.025209 | 0.125 | 0.08 | 261 | 0 | 0.364 | 1 | 5 | cs | TRUE
58 | LV_2196-59_0_5_line_58 |  | 53 | 55 | 0.025144 | 0.125 | 0.08 | 261 | 0 | 0.364 | 1 | 1 | cs | TRUE
59 | LV_2196-59_0_5_line_59 |  | 55 | 56 | 0.01944 | 0.125 | 0.08 | 261 | 0 | 0.364 | 1 | 1 | cs | TRUE
60 | LV_2196-59_0_5_line_60 |  | 56 | 85 | 0.021364 | 0.125 | 0.08 | 261 | 0 | 0.364 | 1 | 1 | cs | TRUE
61 | LV_2196-59_0_5_line_61 |  | 57 | 58 | 0.014616 | 0.125 | 0.08 | 261 | 0 | 0.364 | 1 | 1 | cs | TRUE
62 | LV_2196-59_0_5_line_62 |  | 58 | 59 | 0.019088 | 0.125 | 0.08 | 261 | 0 | 0.364 | 1 | 1 | cs | TRUE
63 | LV_2196-59_0_5_line_63 |  | 59 | 60 | 0.041997 | 0.125 | 0.08 | 261 | 0 | 0.364 | 1 | 1 | cs | TRUE
64 | LV_2196-59_0_5_line_64 |  | 60 | 61 | 0.02325 | 0.125 | 0.08 | 261 | 0 | 0.364 | 1 | 1 | cs | TRUE
65 | LV_2196-59_0_5_line_65 |  | 61 | 67 | 0.007426 | 0.125 | 0.08 | 261 | 0 | 0.364 | 1 | 1 | cs | TRUE
66 | LV_2196-59_0_5_line_66 |  | 61 | 68 | 0.019425 | 0.125 | 0.08 | 261 | 0 | 0.364 | 1 | 1 | cs | TRUE
67 | LV_2196-59_0_5_line_67 |  | 61 | 65 | 0.014004 | 0.125 | 0.08 | 261 | 0 | 0.364 | 1 | 1 | cs | TRUE
68 | LV_2196-59_0_5_line_68 |  | 62 | 63 | 0.054973 | 0.125 | 0.08 | 261 | 0 | 0.364 | 1 | 1 | cs | TRUE
69 | LV_2196-59_0_5_line_69 |  | 63 | 64 | 0.016737 | 0.125 | 0.08 | 261 | 0 | 0.364 | 1 | 1 | cs | TRUE
70 | LV_2196-59_0_5_line_70 |  | 64 | 65 | 0.020145 | 0.125 | 0.08 | 261 | 0 | 0.364 | 1 | 1 | cs | TRUE
71 | LV_2196-59_0_5_line_71 |  | 65 | 66 | 0.029339 | 0.125 | 0.08 | 261 | 0 | 0.364 | 1 | 1 | cs | TRUE
72 | LV_2196-59_0_5_line_72 |  | 66 | 72 | 0.0040161 | 0.125 | 0.08 | 261 | 0 | 0.364 | 1 | 1 | cs | TRUE
73 | LV_2196-59_0_5_line_73 |  | 69 | 70 | 0.074999 | 0.125 | 0.08 | 261 | 0 | 0.364 | 1 | 1 | cs | TRUE
74 | LV_2196-59_0_5_line_74 |  | 69 | 71 | 0.024186 | 0.125 | 0.08 | 261 | 0 | 0.364 | 1 | 1 | cs | TRUE
75 | LV_2196-59_0_5_line_75 |  | 70 | 73 | 0.029278 | 0.125 | 0.08 | 261 | 0 | 0.364 | 1 | 5 | cs | TRUE
76 | LV_2196-59_0_5_line_76 |  | 70 | 74 | 0.017376 | 0.125 | 0.08 | 261 | 0 | 0.364 | 1 | 5 | cs | TRUE
77 | LV_2196-59_0_5_line_77 |  | 71 | 75 | 0.0002181 | 0.125 | 0.08 | 261 | 0 | 0.364 | 1 | 1 | cs | TRUE
78 | LV_2196-59_0_5_line_78 |  | 72 | 76 | 0.028475 | 0.125 | 0.08 | 261 | 0 | 0.364 | 1 | 1 | cs | TRUE
79 | LV_2196-59_0_5_line_79 |  | 73 | 79 | 0.021195 | 0.125 | 0.08 | 261 | 0 | 0.364 | 1 | 5 | cs | TRUE
80 | LV_2196-59_0_5_line_80 |  | 74 | 84 | 0.0098922 | 0.125 | 0.08 | 261 | 0 | 0.364 | 1 | 5 | cs | TRUE
81 | LV_2196-59_0_5_line_81 |  | 75 | 93 | 0.013363 | 0.125 | 0.08 | 261 | 0 | 0.364 | 1 | 1 | cs | TRUE
82 | LV_2196-59_0_5_line_82 |  | 76 | 77 | 0.012697 | 0.125 | 0.08 | 261 | 0 | 0.364 | 1 | 1 | cs | TRUE
83 | LV_2196-59_0_5_line_83 |  | 78 | 79 | 0.0026976 | 0.125 | 0.08 | 261 | 0 | 0.364 | 1 | 5 | cs | TRUE
84 | LV_2196-59_0_5_line_84 |  | 78 | 80 | 0.028177 | 0.125 | 0.08 | 261 | 0 | 0.364 | 1 | 5 | cs | TRUE
85 | LV_2196-59_0_5_line_85 |  | 80 | 83 | 0.032778 | 0.125 | 0.08 | 261 | 0 | 0.364 | 1 | 5 | cs | TRUE
86 | LV_2196-59_0_5_line_86 |  | 81 | 89 | 0.005774 | 0.125 | 0.08 | 261 | 0 | 0.364 | 1 | 1 | cs | TRUE
87 | LV_2196-59_0_5_line_87 |  | 81 | 83 | 0.01149 | 0.125 | 0.08 | 261 | 0 | 0.364 | 1 | 5 | cs | TRUE
88 | LV_2196-59_0_5_line_88 |  | 83 | 88 | 0.053316 | 0.125 | 0.08 | 261 | 0 | 0.364 | 1 | 1 | cs | TRUE
89 | LV_2196-59_0_5_line_89 |  | 84 | 102 | 0.043715 | 0.125 | 0.08 | 261 | 0 | 0.364 | 1 | 5 | cs | TRUE
90 | LV_2196-59_0_5_line_90 |  | 85 | 86 | 0.029316 | 0.125 | 0.08 | 261 | 0 | 0.364 | 1 | 1 | cs | TRUE
91 | LV_2196-59_0_5_line_91 |  | 86 | 154 | 0.051871 | 0.125 | 0.08 | 261 | 0 | 0.364 | 1 | 1 | cs | TRUE
92 | LV_2196-59_0_5_line_92 |  | 87 | 88 | 0.0057842 | 0.125 | 0.08 | 261 | 0 | 0.364 | 1 | 1 | cs | TRUE
93 | LV_2196-59_0_5_line_93 |  | 89 | 90 | 0.013649 | 0.125 | 0.08 | 261 | 0 | 0.364 | 1 | 1 | cs | TRUE
94 | LV_2196-59_0_5_line_94 |  | 89 | 91 | 0.014301 | 0.125 | 0.08 | 261 | 0 | 0.364 | 1 | 1 | cs | TRUE
95 | LV_2196-59_0_5_line_95 |  | 91 | 92 | 0.034728 | 0.125 | 0.08 | 261 | 0 | 0.364 | 1 | 1 | cs | TRUE
96 | LV_2196-59_0_5_line_96 |  | 92 | 148 | 0.011228 | 0.125 | 0.08 | 261 | 0 | 0.364 | 1 | 1 | cs | TRUE
97 | LV_2196-59_0_5_line_97 |  | 92 | 147 | 0.010679 | 0.125 | 0.08 | 261 | 0 | 0.364 | 1 | 1 | cs | TRUE
98 | LV_2196-59_0_5_line_98 |  | 94 | 95 | 0.051393 | 0.125 | 0.08 | 261 | 0 | 0.364 | 1 | 1 | cs | TRUE
99 | LV_2196-59_0_5_line_99 |  | 95 | 96 | 0.044708 | 0.125 | 0.08 | 261 | 0 | 0.364 | 1 | 1 | cs | TRUE
100 | LV_2196-59_0_5_line_100 |  | 97 | 98 | 0.021282 | 0.125 | 0.08 | 261 | 0 | 0.364 | 1 | 1 | cs | TRUE
101 | LV_2196-59_0_5_line_101 |  | 97 | 99 | 0.025591 | 0.125 | 0.08 | 261 | 0 | 0.364 | 1 | 1 | cs | TRUE
102 | LV_2196-59_0_5_line_102 |  | 98 | 100 | 0.016172 | 0.125 | 0.08 | 261 | 0 | 0.364 | 1 | 1 | cs | TRUE
103 | LV_2196-59_0_5_line_103 |  | 99 | 101 | 0.014542 | 0.125 | 0.08 | 261 | 0 | 0.364 | 1 | 1 | cs | TRUE
104 | LV_2196-59_0_5_line_104 |  | 100 | 102 | 0.02142 | 0.125 | 0.08 | 261 | 0 | 0.364 | 1 | 5 | cs | TRUE
105 | LV_2196-59_0_5_line_105 |  | 100 | 103 | 0.026124 | 0.125 | 0.08 | 261 | 0 | 0.364 | 1 | 5 | cs | TRUE
106 | LV_2196-59_0_5_line_106 |  | 101 | 104 | 0.015396 | 0.125 | 0.08 | 261 | 0 | 0.364 | 1 | 1 | cs | TRUE
107 | LV_2196-59_0_5_line_107 |  | 102 | 105 | 0.021447 | 0.125 | 0.08 | 261 | 0 | 0.364 | 1 | 1 | cs | TRUE
108 | LV_2196-59_0_5_line_108 |  | 103 | 106 | 0.019791 | 0.125 | 0.08 | 261 | 0 | 0.364 | 1 | 5 | cs | TRUE
109 | LV_2196-59_0_5_line_109 |  | 104 | 107 | 0.029456 | 0.125 | 0.08 | 261 | 0 | 0.364 | 1 | 1 | cs | TRUE
110 | LV_2196-59_0_5_line_110 |  | 105 | 139 | 0.0061737 | 0.125 | 0.08 | 261 | 0 | 0.364 | 1 | 1 | cs | TRUE
111 | LV_2196-59_0_5_line_111 |  | 106 | 133 | 0.021808 | 0.125 | 0.08 | 261 | 0 | 0.364 | 1 | 5 | cs | TRUE
112 | LV_2196-59_0_5_line_112 |  | 106 | 136 | 0.021887 | 0.125 | 0.08 | 261 | 0 | 0.364 | 1 | 1 | cs | TRUE
113 | LV_2196-59_0_5_line_113 |  | 107 | 134 | 0.011335 | 0.125 | 0.08 | 261 | 0 | 0.364 | 1 | 1 | cs | TRUE
114 | LV_2196-59_0_5_line_114 |  | 108 | 109 | 0.00098077 | 0.125 | 0.08 | 261 | 0 | 0.364 | 1 | 1 | cs | TRUE
115 | LV_2196-59_0_5_line_115 |  | 108 | 110 | 0.014112 | 0.125 | 0.08 | 261 | 0 | 0.364 | 1 | 1 | cs | TRUE
116 | LV_2196-59_0_5_line_116 |  | 109 | 111 | 0.031332 | 0.125 | 0.08 | 261 | 0 | 0.364 | 1 | 1 | cs | TRUE
117 | LV_2196-59_0_5_line_117 |  | 110 | 112 | 0.016336 | 0.125 | 0.08 | 261 | 0 | 0.364 | 1 | 1 | cs | TRUE
118 | LV_2196-59_0_5_line_118 |  | 110 | 113 | 0.038271 | 0.125 | 0.08 | 261 | 0 | 0.364 | 1 | 1 | cs | TRUE
119 | LV_2196-59_0_5_line_119 |  | 111 | 114 | 0.019609 | 0.125 | 0.08 | 261 | 0 | 0.364 | 1 | 1 | cs | TRUE
120 | LV_2196-59_0_5_line_120 |  | 111 | 115 | 0.017493 | 0.125 | 0.08 | 261 | 0 | 0.364 | 1 | 1 | cs | TRUE
121 | LV_2196-59_0_5_line_121 |  | 112 | 116 | 0.0039363 | 0.125 | 0.08 | 261 | 0 | 0.364 | 1 | 1 | cs | TRUE
122 | LV_2196-59_0_5_line_122 |  | 113 | 117 | 0.0091095 | 0.125 | 0.08 | 261 | 0 | 0.364 | 1 | 1 | cs | TRUE
123 | LV_2196-59_0_5_line_123 |  | 114 | 118 | 0.01538 | 0.125 | 0.08 | 261 | 0 | 0.364 | 1 | 1 | cs | TRUE
124 | LV_2196-59_0_5_line_124 |  | 115 | 119 | 0.02032 | 0.125 | 0.08 | 261 | 0 | 0.364 | 1 | 1 | cs | TRUE
125 | LV_2196-59_0_5_line_125 |  | 117 | 120 | 0.007985 | 0.125 | 0.08 | 261 | 0 | 0.364 | 1 | 1 | cs | TRUE
126 | LV_2196-59_0_5_line_126 |  | 118 | 135 | 0.0034269 | 0.125 | 0.08 | 261 | 0 | 0.364 | 1 | 1 | cs | TRUE
127 | LV_2196-59_0_5_line_127 |  | 119 | 131 | 0.027978 | 0.125 | 0.08 | 261 | 0 | 0.364 | 1 | 1 | cs | TRUE
128 | LV_2196-59_0_5_line_128 |  | 119 | 128 | 0.0092813 | 0.125 | 0.08 | 261 | 0 | 0.364 | 1 | 1 | cs | TRUE
129 | LV_2196-59_0_5_line_129 |  | 121 | 122 | 0.026644 | 0.125 | 0.08 | 261 | 0 | 0.364 | 1 | 1 | cs | TRUE
130 | LV_2196-59_0_5_line_130 |  | 121 | 123 | 0.00023177 | 0.125 | 0.08 | 261 | 0 | 0.364 | 1 | 1 | cs | TRUE
131 | LV_2196-59_0_5_line_131 |  | 122 | 124 | 0.014317 | 0.125 | 0.08 | 261 | 0 | 0.364 | 1 | 1 | cs | TRUE
132 | LV_2196-59_0_5_line_132 |  | 123 | 125 | 0.014778 | 0.125 | 0.08 | 261 | 0 | 0.364 | 1 | 1 | cs | TRUE
133 | LV_2196-59_0_5_line_133 |  | 124 | 126 | 0.0073996 | 0.125 | 0.08 | 261 | 0 | 0.364 | 1 | 1 | cs | TRUE
134 | LV_2196-59_0_5_line_134 |  | 125 | 127 | 0.019815 | 0.125 | 0.08 | 261 | 0 | 0.364 | 1 | 2 | cs | TRUE
135 | LV_2196-59_0_5_line_135 |  | 125 | 128 | 0.040137 | 0.125 | 0.08 | 261 | 0 | 0.364 | 1 | 2 | cs | TRUE
136 | LV_2196-59_0_5_line_136 |  | 127 | 129 | 0.016446 | 0.125 | 0.08 | 261 | 0 | 0.364 | 1 | 1 | cs | TRUE
137 | LV_2196-59_0_5_line_137 |  | 127 | 130 | 0.020202 | 0.125 | 0.08 | 261 | 0 | 0.364 | 1 | 5 | cs | TRUE
138 | LV_2196-59_0_5_line_138 |  | 129 | 132 | 0.0062938 | 0.125 | 0.08 | 261 | 0 | 0.364 | 1 | 1 | cs | TRUE
139 | LV_2196-59_0_5_line_139 |  | 130 | 133 | 0.021324 | 0.125 | 0.08 | 261 | 0 | 0.364 | 1 | 5 | cs | TRUE
140 | LV_2196-59_0_5_line_140 |  | 132 | 142 | 0.02067 | 0.125 | 0.08 | 261 | 0 | 0.364 | 1 | 1 | cs | TRUE
141 | LV_2196-59_0_5_line_141 |  | 133 | 137 | 0.017283 | 0.125 | 0.08 | 261 | 0 | 0.364 | 1 | 1 | cs | TRUE
142 | LV_2196-59_0_5_line_142 |  | 136 | 138 | 0.0032878 | 0.125 | 0.08 | 261 | 0 | 0.364 | 1 | 1 | cs | TRUE
143 | LV_2196-59_0_5_line_143 |  | 137 | 140 | 0.026732 | 0.125 | 0.08 | 261 | 0 | 0.364 | 1 | 1 | cs | TRUE
144 | LV_2196-59_0_5_line_144 |  | 138 | 141 | 0.02778 | 0.125 | 0.08 | 261 | 0 | 0.364 | 1 | 1 | cs | TRUE
145 | LV_2196-59_0_5_line_145 |  | 139 | 151 | 0.028227 | 0.125 | 0.08 | 261 | 0 | 0.364 | 1 | 1 | cs | TRUE
146 | LV_2196-59_0_5_line_146 |  | 140 | 143 | 0.004314 | 0.125 | 0.08 | 261 | 0 | 0.364 | 1 | 1 | cs | TRUE
147 | LV_2196-59_0_5_line_147 |  | 141 | 146 | 0.00088095 | 0.125 | 0.08 | 261 | 0 | 0.364 | 1 | 1 | cs | TRUE
148 | LV_2196-59_0_5_line_148 |  | 142 | 149 | 0.0034581 | 0.125 | 0.08 | 261 | 0 | 0.364 | 1 | 1 | cs | TRUE
149 | LV_2196-59_0_5_line_149 |  | 144 | 145 | 0.0011255 | 0.125 | 0.08 | 261 | 0 | 0.364 | 1 | 1 | cs | TRUE
150 | LV_2196-59_0_5_line_150 |  | 144 | 146 | 0.035591 | 0.125 | 0.08 | 261 | 0 | 0.364 | 1 | 1 | cs | TRUE
151 | LV_2196-59_0_5_line_151 |  | 149 | 150 | 0.018092 | 0.125 | 0.08 | 261 | 0 | 0.364 | 1 | 1 | cs | TRUE
152 | LV_2196-59_0_5_line_152 |  | 151 | 152 | 0.00028835 | 0.125 | 0.08 | 261 | 0 | 0.364 | 1 | 1 | cs | TRUE
153 | LV_2196-59_0_5_line_153 |  | 152 | 153 | 0.015903 | 0.125 | 0.08 | 261 | 0 | 0.364 | 1 | 1 | cs | TRUE

## trafo
| name | std_type | hv_bus | lv_bus | sn_mva | vn_hv_kv | vn_lv_kv | vk_percent | vkr_percent | pfe_kw | i0_percent | shift_degree | tap_side | tap_neutral | tap_min | tap_max | tap_step_percent | tap_step_degree | tap_pos | tap_phase_shifter | parallel | df | in_service
0 | LV_2196-59_0_5_trafo_55 | 0.63 MVA 20/0.4 kV | 155 | 13 | 0.63 | 20 | 0.4 | 6 | 1.206 | 1.65 | 0.2619 | 150 | hv | 0 | -2 | 2 | 2.5 | 0 | 0 | FALSE | 1 | 1 | TRUE

## line_geodata
| x0 | y0 | x1 | y1 | x2 | y2 | x3 | y3 | x4 | y4 | x5 | y5 | x6 | y6
0 | 2580011.7265 | 1183297.9114 | 2580037.8874 | 1183325.4168
1 | 2580011.7265 | 1183297.9114 | 2579978.0313 | 1183327.8288 | 2579972.8781 | 1183327.7683 | 2579969.3993 | 1183330.7037 | 2579969.4868 | 1183334.0273
2 | 2579990.612 | 1183273.2249 | 2580003.0854 | 1183275.3175 | 2580003.7333 | 1183279.5842 | 2580010.6603 | 1183287.3095 | 2580011.7265 | 1183297.9114
3 | 2579969.4868 | 1183334.0273 | 2579958.4962 | 1183343.7915 | 2579963.4318 | 1183349.5446
4 | 2579990.612 | 1183273.2249 | 2579979.6284 | 1183269.193 | 2579977.7063 | 1183267.4207
5 | 2579990.612 | 1183273.2249 | 2579990.8708 | 1183277.5374 | 2579991.8327 | 1183295.7547 | 2579977.7432 | 1183300.2124
6 | 2579963.4318 | 1183349.5446 | 2579996.0886 | 1183531.4275
7 | 2579973.5175 | 1183263.555 | 2579977.7063 | 1183267.4207
8 | 2579983.471 | 1183260.9091 | 2579977.7063 | 1183267.4207
9 | 2579983.471 | 1183260.9091 | 2579984.7355 | 1183264.6401 | 2579989.1524 | 1183261.3903 | 2579992.976 | 1183261.0884
10 | 2579992.976 | 1183261.0884 | 2579992.7275 | 1183257.5652 | 2580010.2176 | 1183255.9494
11 | 2580026.4579 | 1183251.6714 | 2580022.4453 | 1183254.8198 | 2580010.2176 | 1183255.9494
12 | 2580111.2323 | 1183310.6855 | 2580101.6373 | 1183306.3819 | 2580093.3309 | 1183301.6183 | 2580087.4835 | 1183297.1243 | 2580073.9856 | 1183285.3855
13 | 2580056.6348 | 1183260.664 | 2580059.8826 | 1183277.6509 | 2580066.639 | 1183280.0295 | 2580073.9856 | 1183285.3855
14 | 2580073.9856 | 1183285.3855 | 2580082.2959 | 1183275.3192 | 2580088.5183 | 1183270.9517
15 | 2580111.2323 | 1183310.6855 | 2580127.6571 | 1183314.2104 | 2580160.1427 | 1183317.6552
16 | 2580111.2323 | 1183310.6855 | 2580113.633 | 1183322.779
17 | 2580026.4579 | 1183251.6714 | 2580056.6348 | 1183260.664
18 | 2580056.6348 | 1183260.664 | 2580055.3785 | 1183250.5092
19 | 2580055.3785 | 1183250.5092 | 2580054.4121 | 1183242.6979
20 | 2579958.1825 | 1183551.4727 | 2579979.5792 | 1183538.7887 | 2579991.5866 | 1183531.8559 | 2579996.0886 | 1183531.4275
21 | 2579973.5175 | 1183263.555 | 2579967.9378 | 1183265.8606
22 | 2580018.4834 | 1183184.2297 | 2580015.8326 | 1183191.6897
23 | 2580024.9012 | 1183172.102 | 2580022.7276 | 1183175.0107 | 2580018.4834 | 1183184.2297
24 | 2580179.0899 | 1183319.6644 | 2580160.1427 | 1183317.6552
25 | 2580123.2866 | 1183329.0882 | 2580114.7961 | 1183328.6385 | 2580113.633 | 1183322.779
26 | 2580054.0473 | 1183239.7498 | 2580054.4121 | 1183242.6979
27 | 2580355.8991 | 1183571.9773 | 2580384.9596 | 1183574.131
28 | 2580312.3956 | 1183325.2335 | 2580355.8991 | 1183571.9773
29 | 2580312.3956 | 1183325.2335 | 2580294.4127 | 1183327.8533 | 2580274.1065 | 1183327.9204
30 | 2580335.8253 | 1183321.5072 | 2580330.3284 | 1183322.6209 | 2580312.3956 | 1183325.2335
31 | 2580335.8253 | 1183321.5072 | 2580352.3569 | 1183318.1577
32 | 2580395.8908 | 1183306.154 | 2580372.104 | 1183314.1568 | 2580352.3569 | 1183318.1577
33 | 2580244.1657 | 1183325.4404 | 2580269.3125 | 1183327.9363 | 2580274.1065 | 1183327.9204
34 | 2579914.245 | 1183573.2348 | 2579940.5954 | 1183561.8983 | 2579958.1825 | 1183551.4727
35 | 2579810.0481 | 1183312.598 | 2579823.0398 | 1183305.4615 | 2579837.0491 | 1183301.256
36 | 2579810.0481 | 1183312.598 | 2579805.9332 | 1183313.946
37 | 2579810.0481 | 1183312.598 | 2579811.4992 | 1183317.3067 | 2579812.7887 | 1183321.6379 | 2579820.1564 | 1183319.6453
38 | 2579889.1678 | 1183281.2924 | 2579892.3024 | 1183284.9392 | 2579892.7353 | 1183286.5275 | 2579891.5022 | 1183287.5878
39 | 2579891.5022 | 1183287.5878 | 2579892.8069 | 1183291.9078 | 2579894.1199 | 1183296.4391
40 | 2579902.1251 | 1183288.7748 | 2579892.8069 | 1183291.9078 | 2579891.5022 | 1183287.5878
41 | 2579889.1678 | 1183281.2924 | 2579880.2968 | 1183280.7507
42 | 2579894.1199 | 1183296.4391 | 2579844.5812 | 1183311.7142
43 | 2579894.1199 | 1183296.4391 | 2579900.1827 | 1183294.5732 | 2579914.7815 | 1183288.5543 | 2579918.4167 | 1183287.4293
44 | 2579902.1251 | 1183288.7748 | 2579917.632 | 1183283.5335
45 | 2579805.9332 | 1183313.946 | 2579793.0737 | 1183318.1584 | 2579781.3168 | 1183322.7959
46 | 2579820.1564 | 1183319.6453 | 2579825.69 | 1183339.0337
47 | 2579844.5812 | 1183311.7142 | 2579840.2231 | 1183311.9846 | 2579824.7656 | 1183316.8949 | 2579820.1564 | 1183319.6453
48 | 2579836.6469 | 1183279.3353 | 2579868.6358 | 1183280.0387 | 2579880.2968 | 1183280.7507
49 | 2579844.5812 | 1183311.7142 | 2579849.9415 | 1183329.0807
50 | 2579917.632 | 1183283.5335 | 2579940.4539 | 1183275.8198
51 | 2579770.2596 | 1183328.2854 | 2579779.3433 | 1183323.5744 | 2579781.3168 | 1183322.7959
52 | 2579770.2596 | 1183328.2854 | 2579766.5621 | 1183327.4975 | 2579758.8052 | 1183329.0176
53 | 2579758.8052 | 1183329.0176 | 2579748.5503 | 1183331.0271 | 2579739.6336 | 1183332.8363
54 | 2579836.6469 | 1183279.3353 | 2579814.229 | 1183278.8405
55 | 2579836.6469 | 1183279.3353 | 2579837.2111 | 1183274.6198 | 2579839.9218 | 1183272.5318 | 2579848.7181 | 1183272.684
56 | 2579944.2788 | 1183274.527 | 2579940.4539 | 1183275.8198
57 | 2579944.2788 | 1183274.527 | 2579959.033 | 1183269.5401 | 2579967.9378 | 1183265.8606
58 | 2579814.229 | 1183278.8405 | 2579798.6496 | 1183278.4967 | 2579789.1028 | 1183279.0163
59 | 2579789.1028 | 1183279.0163 | 2579769.6913 | 1183280.0728
60 | 2579748.5315 | 1183283.0143 | 2579769.4625 | 1183280.0853 | 2579769.6913 | 1183280.0728
61 | 2580054.0473 | 1183239.7498 | 2580052.2527 | 1183225.2441
62 | 2580047.1675 | 1183206.8563 | 2580050.2513 | 1183216.8626 | 2580052.2409 | 1183225.1491 | 2580052.2527 | 1183225.2441
63 | 2580024.9012 | 1183172.102 | 2580036.9131 | 1183184.5126 | 2580041.0956 | 1183191.0576 | 2580044.8951 | 1183199.4826 | 2580047.1675 | 1183206.8563
64 | 2580039.9438 | 1183159.4006 | 2580036.5385 | 1183156.9885 | 2580031.0741 | 1183164.3217 | 2580024.9012 | 1183172.102
65 | 2580039.9438 | 1183159.4006 | 2580046.0273 | 1183163.6825
66 | 2580039.9438 | 1183159.4006 | 2580051.6485 | 1183143.8978
67 | 2580028.7165 | 1183151.0449 | 2580032.0389 | 1183153.8019 | 2580036.5385 | 1183156.9885 | 2580039.9438 | 1183159.4006
68 | 2580053.6215 | 1183124.37 | 2580052.7167 | 1183123.1613 | 2580054.5967 | 1183116.9184 | 2580063.4074 | 1183110.3078 | 2580083.1657 | 1183101.4372 | 2580094.114 | 1183092.2852
69 | 2580053.6215 | 1183124.37 | 2580041.5669 | 1183133.4372 | 2580040.5924 | 1183134.7726
70 | 2580028.7165 | 1183151.0449 | 2580040.5924 | 1183134.7726
71 | 2580009.196 | 1183146.5079 | 2580013.6534 | 1183146.2373 | 2580017.1897 | 1183155.8527 | 2580019.0725 | 1183157.2916 | 2580021.555 | 1183157.7057 | 2580028.7165 | 1183151.0449
72 | 2580009.196 | 1183146.5079 | 2580005.1889 | 1183146.7771
73 | 2580153.9696 | 1183196.7063 | 2580149.4971 | 1183185.5598 | 2580135.9191 | 1183131.4769 | 2580133.3086 | 1183124.7377
74 | 2580133.3086 | 1183124.7377 | 2580157.0237 | 1183119.9885
75 | 2580153.9696 | 1183196.7063 | 2580155.6671 | 1183202.1145 | 2580157.38 | 1183207.5672 | 2580160.3626 | 1183225.2109
76 | 2580153.9696 | 1183196.7063 | 2580168.6047 | 1183194.5565 | 2580171.1401 | 1183194.0562
77 | 2580157.2375 | 1183119.9457 | 2580157.0237 | 1183119.9885
78 | 2579985.4177 | 1183128.9674 | 2579989.2442 | 1183134.0461 | 2579993.3514 | 1183134.0323 | 2579997.0288 | 1183135.632 | 2580000.9726 | 1183139.2873 | 2580003.9809 | 1183143.9685 | 2580005.1889 | 1183146.7771
79 | 2580160.3626 | 1183225.2109 | 2580163.8914 | 1183246.1097
80 | 2580180.8452 | 1183192.1413 | 2580171.1401 | 1183194.0562
81 | 2580170.3404 | 1183117.3217 | 2580157.2375 | 1183119.9457
82 | 2579985.4177 | 1183128.9674 | 2579972.7215 | 1183128.7988
83 | 2580164.3649 | 1183248.7654 | 2580164.0772 | 1183247.21 | 2580163.8914 | 1183246.1097
84 | 2580164.3649 | 1183248.7654 | 2580169.4463 | 1183276.4808
85 | 2580176.3275 | 1183308.5122 | 2580172.4354 | 1183292.7836 | 2580169.4463 | 1183276.4808
86 | 2580184.8772 | 1183319.8675 | 2580179.0899 | 1183319.6644
87 | 2580176.3275 | 1183308.5122 | 2580179.0899 | 1183319.6644
88 | 2580176.3275 | 1183308.5122 | 2580165.8958 | 1183305.1006 | 2580139.2113 | 1183290.2039 | 2580136.2621 | 1183284.8776 | 2580135.0218 | 1183279.2233
89 | 2580223.7328 | 1183183.679 | 2580180.8452 | 1183192.1413
90 | 2579719.608 | 1183287.7893 | 2579746.5026 | 1183283.2982 | 2579748.5315 | 1183283.0143
91 | 2579719.608 | 1183287.7893 | 2579714.9817 | 1183236.1252
92 | 2580135.0218 | 1183279.2233 | 2580133.7789 | 1183273.5741
93 | 2580184.8772 | 1183319.8675 | 2580184.7818 | 1183323.3474 | 2580180.3693 | 1183332.5112
94 | 2580184.8772 | 1183319.8675 | 2580199.1553 | 1183320.6794
95 | 2580233.8277 | 1183322.651 | 2580199.1553 | 1183320.6794
96 | 2580233.3554 | 1183311.4356 | 2580233.8277 | 1183322.651
97 | 2580244.1657 | 1183325.4404 | 2580233.8277 | 1183322.651
98 | 2580483.7534 | 1183267.5062 | 2580448.5707 | 1183285.3796 | 2580437.5029 | 1183289.8341
99 | 2580437.5029 | 1183289.8341 | 2580402.3698 | 1183303.9742 | 2580395.8908 | 1183306.154
100 | 2580236.5911 | 1183142.615 | 2580241.2184 | 1183163.3883
101 | 2580236.5911 | 1183142.615 | 2580231.0271 | 1183117.6364
102 | 2580244.7346 | 1183179.1737 | 2580241.2184 | 1183163.3883
103 | 2580230.969 | 1183103.8529 | 2580228.8559 | 1183107.8893 | 2580231.0271 | 1183117.6364
104 | 2580244.7346 | 1183179.1737 | 2580223.7328 | 1183183.679
105 | 2580244.7346 | 1183179.1737 | 2580245.9118 | 1183184.2502 | 2580266.4227 | 1183180.1688
106 | 2580230.969 | 1183103.8529 | 2580231.7766 | 1183102.3101 | 2580245.0709 | 1183099.1937
107 | 2580223.7328 | 1183183.679 | 2580226.0058 | 1183205.0055
108 | 2580285.0304 | 1183180.0298 | 2580281.1354 | 1183177.2412 | 2580266.4227 | 1183180.1688
109 | 2580245.0709 | 1183099.1937 | 2580273.7495 | 1183092.4709
110 | 2580226.6601 | 1183211.1445 | 2580226.0058 | 1183205.0055
111 | 2580306.3363 | 1183175.1013 | 2580285.0304 | 1183180.0298
112 | 2580285.0304 | 1183180.0298 | 2580287.4558 | 1183201.7816
113 | 2580284.7858 | 1183089.8838 | 2580273.7495 | 1183092.4709
114 | 2580455.9272 | 1183185.5962 | 2580454.9695 | 1183185.8074
115 | 2580469.7084 | 1183182.557 | 2580455.9272 | 1183185.5962
116 | 2580424.8343 | 1183187.0064 | 2580432.3498 | 1183190.4058 | 2580440.8184 | 1183188.8105 | 2580453.078 | 1183186.2245 | 2580454.9695 | 1183185.8074
117 | 2580469.7084 | 1183182.557 | 2580485.6804 | 1183179.1255
118 | 2580469.7084 | 1183182.557 | 2580462.1343 | 1183145.0435
119 | 2580424.8343 | 1183187.0064 | 2580415.4815 | 1183204.2409
120 | 2580424.8343 | 1183187.0064 | 2580421.0524 | 1183179.1036 | 2580419.0393 | 1183170.6068
121 | 2580485.6804 | 1183179.1255 | 2580489.5289 | 1183178.2986
122 | 2580460.3315 | 1183136.1141 | 2580462.1343 | 1183145.0435
123 | 2580415.4815 | 1183204.2409 | 2580412.2151 | 1183210.2599 | 2580413.7405 | 1183218.654
124 | 2580414.4552 | 1183150.8106 | 2580416.9494 | 1183161.7859 | 2580419.0393 | 1183170.6068
125 | 2580458.7512 | 1183128.287 | 2580460.3315 | 1183136.1141
126 | 2580414.3532 | 1183222.0257 | 2580413.7405 | 1183218.654
127 | 2580418.2174 | 1183124.8181 | 2580421.2516 | 1183137.4703 | 2580414.4552 | 1183150.8106
128 | 2580414.4552 | 1183150.8106 | 2580405.4047 | 1183152.8677
129 | 2580363.0631 | 1183147.0998 | 2580359.2825 | 1183129.7922 | 2580360.286 | 1183120.9201
130 | 2580363.1126 | 1183147.3263 | 2580363.0631 | 1183147.0998
131 | 2580360.286 | 1183120.9201 | 2580360.5807 | 1183118.3153 | 2580358.3078 | 1183106.8429
132 | 2580366.2662 | 1183161.7635 | 2580363.1126 | 1183147.3263
133 | 2580356.8698 | 1183099.5844 | 2580358.3078 | 1183106.8429
134 | 2580346.8667 | 1183166.063 | 2580366.2662 | 1183161.7635
135 | 2580366.2662 | 1183161.7635 | 2580405.4047 | 1183152.8677
136 | 2580346.8667 | 1183166.063 | 2580348.7276 | 1183182.4029
137 | 2580346.8667 | 1183166.063 | 2580327.1486 | 1183170.4601
138 | 2580349.4398 | 1183188.6563 | 2580348.7276 | 1183182.4029
139 | 2580306.3363 | 1183175.1013 | 2580327.1486 | 1183170.4601
140 | 2580349.4398 | 1183188.6563 | 2580351.7787 | 1183209.1935
141 | 2580306.3363 | 1183175.1013 | 2580302.6441 | 1183158.2176
142 | 2580287.4558 | 1183201.7816 | 2580287.8202 | 1183205.0491
143 | 2580296.9332 | 1183132.1031 | 2580302.6441 | 1183158.2176
144 | 2580287.8202 | 1183205.0491 | 2580290.8987 | 1183232.6582
145 | 2580226.6601 | 1183211.1445 | 2580229.6517 | 1183239.2124
146 | 2580296.0116 | 1183127.8887 | 2580296.9332 | 1183132.1031
147 | 2580290.9963 | 1183233.5337 | 2580290.8987 | 1183232.6582
148 | 2580352.17 | 1183212.6294 | 2580351.7787 | 1183209.1935
149 | 2580301.3641 | 1183263.7973 | 2580301.6135 | 1183264.8948
150 | 2580290.9963 | 1183233.5337 | 2580292.3549 | 1183245.7175 | 2580297.2869 | 1183245.8568 | 2580301.3641 | 1183263.7973
151 | 2580354.2172 | 1183230.6056 | 2580352.17 | 1183212.6294
152 | 2580229.6822 | 1183239.4991 | 2580229.6517 | 1183239.2124
153 | 2580231.3677 | 1183255.3131 | 2580229.6822 | 1183239.4991

## bus_geodata
| x | y | coords
0 | 2580037.8874 | 1183325.4168
1 | 2580011.7265 | 1183297.9114
2 | 2579969.4868 | 1183334.0273
3 | 2579990.612 | 1183273.2249
4 | 2579963.4318 | 1183349.5446
5 | 2579977.7063 | 1183267.4207
6 | 2579977.7432 | 1183300.2124
7 | 2579992.976 | 1183261.0884
8 | 2579983.471 | 1183260.9091
9 | 2580010.2176 | 1183255.9494
10 | 2580073.9856 | 1183285.3855
11 | 2580111.2323 | 1183310.6855
12 | 2580056.6348 | 1183260.664
13 | 2580088.5183 | 1183270.9517
14 | 2580026.4579 | 1183251.6714
15 | 2580055.3785 | 1183250.5092
16 | 2579996.0886 | 1183531.4275
17 | 2579973.5175 | 1183263.555
18 | 2580015.8326 | 1183191.6897
19 | 2580018.4834 | 1183184.2297
20 | 2580160.1427 | 1183317.6552
21 | 2580113.633 | 1183322.779
22 | 2580054.4121 | 1183242.6979
23 | 2580384.9596 | 1183574.131
24 | 2580355.8991 | 1183571.9773
25 | 2580312.3956 | 1183325.2335
26 | 2580335.8253 | 1183321.5072
27 | 2580352.3569 | 1183318.1577
28 | 2580274.1065 | 1183327.9204
29 | 2579958.1825 | 1183551.4727
30 | 2579914.2449 | 1183573.2348
31 | 2579837.0491 | 1183301.256
32 | 2579810.0481 | 1183312.598
33 | 2579891.5022 | 1183287.5878
34 | 2579889.1678 | 1183281.2924
35 | 2579894.1199 | 1183296.4391
36 | 2579902.1251 | 1183288.7748
37 | 2579805.9332 | 1183313.946
38 | 2579820.1564 | 1183319.6453
39 | 2579880.2968 | 1183280.7507
40 | 2579844.5812 | 1183311.7142
41 | 2579918.4167 | 1183287.4293
42 | 2579917.632 | 1183283.5335
43 | 2579849.9415 | 1183329.0807
44 | 2579825.69 | 1183339.0337
45 | 2579770.2596 | 1183328.2854
46 | 2579781.3168 | 1183322.7959
47 | 2579758.8052 | 1183329.0176
48 | 2579836.6469 | 1183279.3353
49 | 2579940.4539 | 1183275.8198
50 | 2579739.6336 | 1183332.8363
51 | 2579944.2788 | 1183274.527
52 | 2579967.9378 | 1183265.8606
53 | 2579814.229 | 1183278.8405
54 | 2579848.7181 | 1183272.684
55 | 2579789.1028 | 1183279.0163
56 | 2579769.6913 | 1183280.0728
57 | 2580054.0473 | 1183239.7498
58 | 2580052.2527 | 1183225.2441
59 | 2580047.1675 | 1183206.8563
60 | 2580024.9012 | 1183172.102
61 | 2580039.9438 | 1183159.4006
62 | 2580094.114 | 1183092.2853
63 | 2580053.6215 | 1183124.37
64 | 2580040.5924 | 1183134.7726
65 | 2580028.7165 | 1183151.0449
66 | 2580009.196 | 1183146.5079
67 | 2580046.0273 | 1183163.6825
68 | 2580051.6485 | 1183143.8978
69 | 2580133.3086 | 1183124.7377
70 | 2580153.9696 | 1183196.7063
71 | 2580157.0237 | 1183119.9885
72 | 2580005.1889 | 1183146.7771
73 | 2580160.3626 | 1183225.2109
74 | 2580171.1401 | 1183194.0562
75 | 2580157.2375 | 1183119.9457
76 | 2579985.4177 | 1183128.9674
77 | 2579972.7214 | 1183128.7988
78 | 2580164.3649 | 1183248.7654
79 | 2580163.8914 | 1183246.1097
80 | 2580169.4463 | 1183276.4808
81 | 2580179.0899 | 1183319.6644
82 | 2580123.2866 | 1183329.0882
83 | 2580176.3275 | 1183308.5122
84 | 2580180.8452 | 1183192.1413
85 | 2579748.5315 | 1183283.0143
86 | 2579719.608 | 1183287.7893
87 | 2580133.7789 | 1183273.5741
88 | 2580135.0218 | 1183279.2233
89 | 2580184.8772 | 1183319.8675
90 | 2580180.3693 | 1183332.5112
91 | 2580199.1553 | 1183320.6794
92 | 2580233.8277 | 1183322.651
93 | 2580170.3404 | 1183117.3217
94 | 2580483.7534 | 1183267.5062
95 | 2580437.5029 | 1183289.8341
96 | 2580395.8908 | 1183306.154
97 | 2580236.5911 | 1183142.615
98 | 2580241.2184 | 1183163.3883
99 | 2580231.0271 | 1183117.6364
100 | 2580244.7346 | 1183179.1737
101 | 2580230.969 | 1183103.8529
102 | 2580223.7328 | 1183183.679
103 | 2580266.4227 | 1183180.1688
104 | 2580245.0709 | 1183099.1937
105 | 2580226.0058 | 1183205.0055
106 | 2580285.0304 | 1183180.0298
107 | 2580273.7495 | 1183092.4709
108 | 2580455.9272 | 1183185.5962
109 | 2580454.9695 | 1183185.8074
110 | 2580469.7084 | 1183182.557
111 | 2580424.8343 | 1183187.0064
112 | 2580485.6804 | 1183179.1255
113 | 2580462.1343 | 1183145.0435
114 | 2580415.4815 | 1183204.2409
115 | 2580419.0393 | 1183170.6068
116 | 2580489.5289 | 1183178.2986
117 | 2580460.3315 | 1183136.1141
118 | 2580413.7405 | 1183218.654
119 | 2580414.4552 | 1183150.8106
120 | 2580458.7512 | 1183128.287
121 | 2580363.0631 | 1183147.0998
122 | 2580360.286 | 1183120.9201
123 | 2580363.1126 | 1183147.3263
124 | 2580358.3078 | 1183106.8429
125 | 2580366.2662 | 1183161.7635
126 | 2580356.8698 | 1183099.5844
127 | 2580346.8667 | 1183166.063
128 | 2580405.4047 | 1183152.8677
129 | 2580348.7276 | 1183182.4029
130 | 2580327.1486 | 1183170.4601
131 | 2580418.2174 | 1183124.8181
132 | 2580349.4398 | 1183188.6563
133 | 2580306.3363 | 1183175.1013
134 | 2580284.7858 | 1183089.8838
135 | 2580414.3532 | 1183222.0257
136 | 2580287.4558 | 1183201.7816
137 | 2580302.6441 | 1183158.2176
138 | 2580287.8202 | 1183205.0491
139 | 2580226.6601 | 1183211.1445
140 | 2580296.9332 | 1183132.1031
141 | 2580290.8987 | 1183232.6582
142 | 2580351.7787 | 1183209.1935
143 | 2580296.0116 | 1183127.8887
144 | 2580301.3641 | 1183263.7973
145 | 2580301.6135 | 1183264.8948
146 | 2580290.9963 | 1183233.5337
147 | 2580244.1657 | 1183325.4404
148 | 2580233.3554 | 1183311.4356
149 | 2580352.17 | 1183212.6294
150 | 2580354.2172 | 1183230.6056
151 | 2580229.6517 | 1183239.2124
152 | 2580229.6822 | 1183239.4991
153 | 2580231.3677 | 1183255.3131
154 | 2579714.9817 | 1183236.1252
155 | 2580073.9856 | 1183285.3855

## line_std_types
| c_nf_per_km | r_ohm_per_km | x_ohm_per_km | max_i_ka | type | q_mm2 | alpha | voltage_rating
NAYY 4x50 SE | 210 | 0.642 | 0.083 | 0.142 | cs | 50 | 0.00403 | LV
NAYY 4x120 SE | 264 | 0.225 | 0.08 | 0.242 | cs | 120 | 0.00403 | LV
NAYY 4x150 SE | 261 | 0.208 | 0.08 | 0.27 | cs | 150 | 0.00403 | LV
NA2XS2Y 1x95 RM/25 12/20 kV | 216 | 0.313 | 0.132 | 0.252 | cs | 95 | 0.00403 | MV
NA2XS2Y 1x185 RM/25 12/20 kV | 273 | 0.161 | 0.117 | 0.362 | cs | 185 | 0.00403 | MV
NA2XS2Y 1x240 RM/25 12/20 kV | 304 | 0.122 | 0.112 | 0.421 | cs | 240 | 0.00403 | MV
NA2XS2Y 1x95 RM/25 6/10 kV | 315 | 0.313 | 0.123 | 0.249 | cs | 95 | 0.00403 | MV
NA2XS2Y 1x185 RM/25 6/10 kV | 406 | 0.161 | 0.11 | 0.358 | cs | 185 | 0.00403 | MV
NA2XS2Y 1x240 RM/25 6/10 kV | 456 | 0.122 | 0.105 | 0.416 | cs | 240 | 0.00403 | MV
NA2XS2Y 1x150 RM/25 12/20 kV | 250 | 0.206 | 0.116 | 0.319 | cs | 150 | 0.00403 | MV
NA2XS2Y 1x120 RM/25 12/20 kV | 230 | 0.253 | 0.119 | 0.283 | cs | 120 | 0.00403 | MV
NA2XS2Y 1x70 RM/25 12/20 kV | 190 | 0.443 | 0.132 | 0.22 | cs | 70 | 0.00403 | MV
NA2XS2Y 1x150 RM/25 6/10 kV | 360 | 0.206 | 0.11 | 0.315 | cs | 150 | 0.00403 | MV
NA2XS2Y 1x120 RM/25 6/10 kV | 340 | 0.253 | 0.113 | 0.28 | cs | 120 | 0.00403 | MV
NA2XS2Y 1x70 RM/25 6/10 kV | 280 | 0.443 | 0.123 | 0.217 | cs | 70 | 0.00403 | MV
N2XS(FL)2Y 1x120 RM/35 64/110 kV | 112 | 0.153 | 0.166 | 0.366 | cs | 120 | 0.00393 | HV
N2XS(FL)2Y 1x185 RM/35 64/110 kV | 125 | 0.099 | 0.156 | 0.457 | cs | 185 | 0.00393 | HV
N2XS(FL)2Y 1x240 RM/35 64/110 kV | 135 | 0.075 | 0.149 | 0.526 | cs | 240 | 0.00393 | HV
N2XS(FL)2Y 1x300 RM/35 64/110 kV | 144 | 0.06 | 0.144 | 0.588 | cs | 300 | 0.00393 | HV
15-AL1/3-ST1A 0.4 | 11 | 1.8769 | 0.35 | 0.105 | ol | 16 | 0.00403 | LV
24-AL1/4-ST1A 0.4 | 11.25 | 1.2012 | 0.335 | 0.14 | ol | 24 | 0.00403 | LV
48-AL1/8-ST1A 0.4 | 12.2 | 0.5939 | 0.3 | 0.21 | ol | 48 | 0.00403 | LV
94-AL1/15-ST1A 0.4 | 13.2 | 0.306 | 0.29 | 0.35 | ol | 94 | 0.00403 | LV
34-AL1/6-ST1A 10.0 | 9.7 | 0.8342 | 0.36 | 0.17 | ol | 34 | 0.00403 | MV
48-AL1/8-ST1A 10.0 | 10.1 | 0.5939 | 0.35 | 0.21 | ol | 48 | 0.00403 | MV
70-AL1/11-ST1A 10.0 | 10.4 | 0.4132 | 0.339 | 0.29 | ol | 70 | 0.00403 | MV
94-AL1/15-ST1A 10.0 | 10.75 | 0.306 | 0.33 | 0.35 | ol | 94 | 0.00403 | MV
122-AL1/20-ST1A 10.0 | 11.1 | 0.2376 | 0.323 | 0.41 | ol | 122 | 0.00403 | MV
149-AL1/24-ST1A 10.0 | 11.25 | 0.194 | 0.315 | 0.47 | ol | 149 | 0.00403 | MV
34-AL1/6-ST1A 20.0 | 9.15 | 0.8342 | 0.382 | 0.17 | ol | 34 | 0.00403 | MV
48-AL1/8-ST1A 20.0 | 9.5 | 0.5939 | 0.372 | 0.21 | ol | 48 | 0.00403 | MV
70-AL1/11-ST1A 20.0 | 9.7 | 0.4132 | 0.36 | 0.29 | ol | 70 | 0.00403 | MV
94-AL1/15-ST1A 20.0 | 10 | 0.306 | 0.35 | 0.35 | ol | 94 | 0.00403 | MV
122-AL1/20-ST1A 20.0 | 10.3 | 0.2376 | 0.344 | 0.41 | ol | 122 | 0.00403 | MV
149-AL1/24-ST1A 20.0 | 10.5 | 0.194 | 0.337 | 0.47 | ol | 149 | 0.00403 | MV
184-AL1/30-ST1A 20.0 | 10.75 | 0.1571 | 0.33 | 0.535 | ol | 184 | 0.00403 | MV
243-AL1/39-ST1A 20.0 | 11 | 0.1188 | 0.32 | 0.645 | ol | 243 | 0.00403 | MV
48-AL1/8-ST1A 110.0 | 8 | 0.5939 | 0.46 | 0.21 | ol | 48 | 0.00403 | HV
70-AL1/11-ST1A 110.0 | 8.4 | 0.4132 | 0.45 | 0.29 | ol | 70 | 0.00403 | HV
94-AL1/15-ST1A 110.0 | 8.65 | 0.306 | 0.44 | 0.35 | ol | 94 | 0.00403 | HV
122-AL1/20-ST1A 110.0 | 8.5 | 0.2376 | 0.43 | 0.41 | ol | 122 | 0.00403 | HV
149-AL1/24-ST1A 110.0 | 8.75 | 0.194 | 0.41 | 0.47 | ol | 149 | 0.00403 | HV
184-AL1/30-ST1A 110.0 | 8.8 | 0.1571 | 0.4 | 0.535 | ol | 184 | 0.00403 | HV
243-AL1/39-ST1A 110.0 | 9 | 0.1188 | 0.39 | 0.645 | ol | 243 | 0.00403 | HV
305-AL1/39-ST1A 110.0 | 9.2 | 0.0949 | 0.38 | 0.74 | ol | 305 | 0.00403 | HV
490-AL1/64-ST1A 110.0 | 9.75 | 0.059 | 0.37 | 0.96 | ol | 490 | 0.00403 | HV
679-AL1/86-ST1A 110.0 | 9.95 | 0.042 | 0.36 | 1.15 | ol | 679 | 0.00403 | HV
490-AL1/64-ST1A 220.0 | 10 | 0.059 | 0.285 | 0.96 | ol | 490 | 0.00403 | HV
679-AL1/86-ST1A 220.0 | 11.7 | 0.042 | 0.275 | 1.15 | ol | 679 | 0.00403 | HV
490-AL1/64-ST1A 380.0 | 11 | 0.059 | 0.253 | 0.96 | ol | 490 | 0.00403 | HV
679-AL1/86-ST1A 380.0 | 14.6 | 0.042 | 0.25 | 1.15 | ol | 679 | 0.00403 | HV

## trafo_std_types
| i0_percent | pfe_kw | vkr_percent | sn_mva | vn_lv_kv | vn_hv_kv | vk_percent | shift_degree | vector_group | tap_side | tap_neutral | tap_min | tap_max | tap_step_degree | tap_step_percent | tap_phase_shifter
160 MVA 380/110 kV | 0.06 | 60 | 0.25 | 160 | 110 | 380 | 12.2 | 0 | Yy0 | hv | 0 | -9 | 9 | 0 | 1.5 | FALSE
100 MVA 220/110 kV | 0.06 | 55 | 0.26 | 100 | 110 | 220 | 12 | 0 | Yy0 | hv | 0 | -9 | 9 | 0 | 1.5 | FALSE
63 MVA 110/20 kV | 0.04 | 22 | 0.32 | 63 | 20 | 110 | 18 | 150 | YNd5 | hv | 0 | -9 | 9 | 0 | 1.5 | FALSE
40 MVA 110/20 kV | 0.05 | 18 | 0.34 | 40 | 20 | 110 | 16.2 | 150 | YNd5 | hv | 0 | -9 | 9 | 0 | 1.5 | FALSE
25 MVA 110/20 kV | 0.07 | 14 | 0.41 | 25 | 20 | 110 | 12 | 150 | YNd5 | hv | 0 | -9 | 9 | 0 | 1.5 | FALSE
63 MVA 110/10 kV | 0.04 | 22 | 0.32 | 63 | 10 | 110 | 18 | 150 | YNd5 | hv | 0 | -9 | 9 | 0 | 1.5 | FALSE
40 MVA 110/10 kV | 0.05 | 18 | 0.34 | 40 | 10 | 110 | 16.2 | 150 | YNd5 | hv | 0 | -9 | 9 | 0 | 1.5 | FALSE
25 MVA 110/10 kV | 0.07 | 14 | 0.41 | 25 | 10 | 110 | 12 | 150 | YNd5 | hv | 0 | -9 | 9 | 0 | 1.5 | FALSE
0.25 MVA 20/0.4 kV | 0.32 | 0.8 | 1.44 | 0.25 | 0.4 | 20 | 6 | 150 | Yzn5 | hv | 0 | -2 | 2 | 0 | 2.5 | FALSE
0.4 MVA 20/0.4 kV | 0.3375 | 1.35 | 1.425 | 0.4 | 0.4 | 20 | 6 | 150 | Dyn5 | hv | 0 | -2 | 2 | 0 | 2.5 | FALSE
0.63 MVA 20/0.4 kV | 0.2619 | 1.65 | 1.206 | 0.63 | 0.4 | 20 | 6 | 150 | Dyn5 | hv | 0 | -2 | 2 | 0 | 2.5 | FALSE
0.25 MVA 10/0.4 kV | 0.24 | 0.6 | 1.2 | 0.25 | 0.4 | 10 | 4 | 150 | Dyn5 | hv | 0 | -2 | 2 | 0 | 2.5 | FALSE
0.4 MVA 10/0.4 kV | 0.2375 | 0.95 | 1.325 | 0.4 | 0.4 | 10 | 4 | 150 | Dyn5 | hv | 0 | -2 | 2 | 0 | 2.5 | FALSE
0.63 MVA 10/0.4 kV | 0.1873 | 1.18 | 1.0794 | 0.63 | 0.4 | 10 | 4 | 150 | Dyn5 | hv | 0 | -2 | 2 | 0 | 2.5 | FALSE

## trafo3w_std_types
| sn_hv_mva | sn_mv_mva | sn_lv_mva | vn_hv_kv | vn_mv_kv | vn_lv_kv | vk_hv_percent | vk_mv_percent | vk_lv_percent | vkr_hv_percent | vkr_mv_percent | vkr_lv_percent | pfe_kw | i0_percent | shift_mv_degree | shift_lv_degree | vector_group | tap_side | tap_neutral | tap_min | tap_max | tap_step_percent
63/25/38 MVA 110/20/10 kV | 63 | 25 | 38 | 110 | 20 | 10 | 10.4 | 10.4 | 10.4 | 0.28 | 0.32 | 0.35 | 35 | 0.89 | 0 | 0 | YN0yn0yn0 | hv | 0 | -10 | 10 | 1.2
63/25/38 MVA 110/10/10 kV | 63 | 25 | 38 | 110 | 10 | 10 | 10.4 | 10.4 | 10.4 | 0.28 | 0.32 | 0.35 | 35 | 0.89 | 0 | 0 | YN0yn0yn0 | hv | 0 | -10 | 10 | 1.2

## fuse_std_types
| fuse_type | i_rated_a | t_avg | t_min | t_total | x_avg | x_min | x_total
HV 100A | HV 100A | 100 | 0 | [10.0, 3.64, 0.854, 0.281, 0.1, 0.0531, 0.022, 0.01] | [10.0, 4.267, 1.21, 0.403, 0.1, 0.058, 0.022, 0.01] | 0 | [300.0, 350.0, 450.0, 550.0, 700.0, 850.0, 1200.0, 1752.0] | [600.0, 700.0, 900.0, 1150.0, 1665.0, 2000.0, 3000.0, 4313.0]
HV 10A | HV 10A | 10 | 0 | [10.0, 1675.0, 0.344, 0.156, 0.1, 0.0417, 0.0171, 0.01] | [10.0, 1.3, 0.3, 0.155, 0.1, 0.0555, 0.023, 0.01] | 0 | [30.0, 32.0, 35.0, 37.0, 39.0, 50.0, 70.0, 88.0] | [60.0, 70.0, 80.0, 87.0, 94.0, 110.0, 150.0, 216.0]
HV 125A | HV 125A | 125 | 0 | [10.0, 1.82, 0.344, 0.1, 0.0467, 0.0269, 0.01] | [10.0, 2.478, 0.426, 0.1, 0.0427, 0.0211, 0.01] | 0 | [375.0, 500.0, 700.0, 925.0, 1200.0, 1500.0, 2341.0] | [750.0, 1000.0, 1500.0, 2200.0, 3000.0, 4000.0, 5765.0]
HV 160A | HV 160A | 160 | 0 | [10.0, 4.15, 1.03, 0.198, 0.1, 0.051, 0.0172, 0.01] | [10.0, 2.3, 0.734, 0.274, 0.1, 0.046, 0.0177, 0.01] | 0 | [480.0, 550.0, 700.0, 1000.0, 1260.0, 1600.0, 2500.0, 3227.0] | [960.0, 1300.0, 1700.0, 2200.0, 2996.0, 4000.0, 6000.0, 7946.0]
HV 16A | HV 16A | 16 | 0 | [10.0, 0.352, 0.164, 0.1, 0.0649, 0.0342, 0.01] | [10.0, 2.34, 0.722, 0.181, 0.1, 0.055, 0.0296, 0.01] | 0 | [48.0, 60.0, 65.0, 71.0, 80.0, 100.0, 162.0] | [96.0, 110.0, 125.0, 150.0, 168.0, 200.0, 250.0, 398.0]
HV 200A | HV 200A | 200 | 0 | [10.0, 4.267, 1.21, 0.403, 0.1, 0.058, 0.022, 0.01] | [10.0, 3.73, 1.654, 0.328, 0.1, 0.0531, 0.019, 0.01] | 0 | [600.0, 700.0, 900.0, 1150.0, 1665.0, 2000.0, 3000.0, 4313.0] | [1200.0, 1500.0, 1800.0, 2700.0, 3960.0, 5000.0, 7500.0, 10620.0]
HV 20A | HV 20A | 20 | 0 | [10.0, 1.3, 0.3, 0.155, 0.1, 0.0555, 0.023, 0.01] | [10.0, 1.3, 0.161, 0.1, 0.0611, 0.0399, 0.0141, 0.01] | 0 | [60.0, 70.0, 80.0, 87.0, 94.0, 110.0, 150.0, 216.0] | [120.0, 150.0, 200.0, 223.0, 260.0, 300.0, 450.0, 532.0]
HV 25A | HV 25A | 25 | 0 | [10.0, 2.512, 0.833, 0.299, 0.1, 0.0372, 0.0223, 0.01] | [10.0, 3.125, 0.597, 0.198, 0.1, 0.0378, 0.022, 0.01] | 0 | [75.0, 82.0, 90.0, 100.0, 124.0, 170.0, 200.0, 289.0] | [150.0, 170.0, 210.0, 250.0, 294.0, 400.0, 500.0, 711.0]
HV 31.5A | HV 31.5A | 31.5 | 0 | [10.0, 2.34, 0.722, 0.181, 0.1, 0.055, 0.0296, 0.01] | [10.0, 2.84, 0.368, 0.164, 0.1, 0.0621, 0.0378, 0.0195, 0.01] | 0 | [95.0, 110.0, 125.0, 150.0, 165.0, 200.0, 250.0, 390.0] | [189.0, 220.0, 300.0, 350.0, 393.0, 450.0, 530.0, 700.0, 960.0]
HV 40A | HV 40A | 40 | 0 | [10.0, 1.3, 0.161, 0.1, 0.0611, 0.0399, 0.0141, 0.01] | [10.0, 2.05, 0.369, 0.198, 0.1, 0.051, 0.0298, 0.01] | 0 | [120.0, 150.0, 200.0, 223.0, 260.0, 300.0, 450.0, 532.0] | [240.0, 300.0, 400.0, 450.0, 530.0, 650.0, 800.0, 1311.0]
HV 50A | HV 50A | 50 | 0 | [10.0, 3.215, 0.597, 0.198, 0.1, 0.0378, 0.022, 0.01] | [10.0, 3.64, 0.854, 0.281, 0.1, 0.0531, 0.022, 0.01] | 0 | [150.0, 170.0, 210.0, 250.0, 294.0, 400.0, 500.0, 711.0] | [300.0, 350.0, 450.0, 550.0, 700.0, 850.0, 1200.0, 1752.0]
HV 6.3A | HV 6.3A | 6.3 | 0 | [10.0, 1.39, 0.344, 0.168, 0.1, 0.056, 0.0263, 0.01] | [10.0, 1.711, 0.516, 0.198, 0.1, 0.0634, 0.0303, 0.01] | 0 | [19.0, 19.5, 20.4, 20.8, 22.0, 25.0, 32.0, 48.0] | [38.0, 40.0, 43.0, 48.0, 53.0, 60.0, 75.0, 118.0]
HV 63A | HV 63A | 63 | 0 | [10.0, 2.84, 0.368, 0.164, 0.1, 0.0621, 0.0378, 0.0195, 0.01] | [10.0, 1.82, 0.344, 0.1, 0.0467, 0.0269, 0.01] | 0 | [189.0, 220.0, 300.0, 350.0, 393.0, 450.0, 530.0, 700.0, 961.0] | [378.0, 500.0, 700.0, 934.0, 1200.0, 1500.0, 2366.0]
HV 80A | HV 80A | 80 | 0 | [10.0, 2.05, 0.369, 0.198, 0.1, 0.051, 0.0298, 0.01] | [10.0, 4.15, 1.03, 0.198, 0.1, 0.051, 0.0172, 0.01] | 0 | [240.0, 300.0, 400.0, 450.0, 530.0, 650.0, 800.0, 1311.0] | [480.0, 550.0, 700.0, 1000.0, 1260.0, 1600.0, 2500.0, 3227.0]
Siemens NH-1-100 | Siemens NH-1-100 | 100 | [5400.0, 2000.0, 400.0, 20.0, 1.0, 0.2, 0.012, 0.004] | 0 | 0 | [150.0, 190.0, 250.0, 430.0, 900.0, 1250.0, 2700.0, 3600.0] | 0 | 0
Siemens NH-1-125 | Siemens NH-1-125 | 125 | [4800.0, 120.0, 7.0, 0.1, 0.004] | 0 | 0 | [180.0, 400.0, 740.0, 2000.0, 4250.0] | 0 | 0
Siemens NH-1-16 | Siemens NH-1-16 | 16 | [4000.0, 400.0, 2.0, 0.1, 0.04, 0.01] | 0 | 0 | [26.0, 35.0, 75.0, 150.0, 200.0, 300.0] | 0 | 0
Siemens NH-1-160 | Siemens NH-1-160 | 160 | [4800.0, 120.0, 7.0, 0.1, 0.004] | 0 | 0 | [210.0, 500.0, 900.0, 2300.0, 5000.0] | 0 | 0
Siemens NH-1-25 | Siemens NH-1-25 | 25 | [4000.0, 1000.0, 10.0, 0.2, 0.02, 0.01] | 0 | 0 | [40.0, 50.0, 100.0, 210.0, 400.0, 500.0] | 0 | 0
Siemens NH-1-50 | Siemens NH-1-50 | 50 | [4000.0, 40.0, 4.0, 1.0, 0.02, 0.01] | 0 | 0 | [86.0, 200.0, 300.0, 400.0, 1000.0, 1280.0] | 0 | 0
Siemens NH-1-63 | Siemens NH-1-63 | 63 | [4000.0, 100.0, 10.0, 2.0, 0.04, 0.01] | 0 | 0 | [100.0, 200.0, 300.0, 400.0, 1000.0, 1500.0] | 0 | 0
Siemens NH-1-80 | Siemens NH-1-80 | 80 | [4800.0, 120.0, 7.0, 0.1, 0.01] | 0 | 0 | [150.58, 250.0, 450.0, 1150.0, 2470.0] | 0 | 0
Siemens NH-2-1000 | Siemens NH-2-1000 | 1000 | [4800.0, 120.0, 7.0, 0.1, 0.004] | 0 | 0 | [1900.0, 3500.0, 8400.0, 24000.0, 52000.0] | 0 | 0
Siemens NH-2-200 | Siemens NH-2-200 | 200 | [4800.0, 120.0, 7.0, 0.1, 0.004] | 0 | 0 | [280.0, 650.0, 1200.0, 3000.0, 7000.0] | 0 | 0
Siemens NH-2-224 | Siemens NH-2-224 | 224 | [4800.0, 120.0, 7.0, 0.2, 0.04, 0.004] | 0 | 0 | [400.0, 750.0, 1453.0, 3025.0, 4315.0, 7600.0] | 0 | 0
Siemens NH-2-250 | Siemens NH-2-250 | 250 | [4800.0, 120.0, 7.0, 0.1, 0.004] | 0 | 0 | [450.0, 800.0, 1650.0, 4000.0, 8500.0] | 0 | 0
Siemens NH-2-315 | Siemens NH-2-315 | 315 | [4800.0, 120.0, 7.0, 0.1, 0.004] | 0 | 0 | [550.0, 920.0, 1900.0, 5000.0, 11000.0] | 0 | 0
Siemens NH-2-355 | Siemens NH-2-355 | 355 | [4800.0, 120.0, 6.0, 0.1, 0.004] | 0 | 0 | [650.0, 1116.27, 2350.0, 5840.0, 12790.0] | 0 | 0
Siemens NH-2-400 | Siemens NH-2-400 | 400 | [4800.0, 120.0, 7.0, 0.1, 0.004] | 0 | 0 | [720.0, 1350.0, 2800.0, 6500.0, 15000.0] | 0 | 0
Siemens NH-2-425 | Siemens NH-2-425 | 425 | [4800.0, 120.0, 7.0, 0.1, 0.004] | 0 | 0 | [850.0, 1500.0, 3050.0, 7500.0, 16500.0] | 0 | 0
Siemens NH-2-630 | Siemens NH-2-630 | 630 | [4800.0, 120.0, 7.0, 0.1, 0.004] | 0 | 0 | [1200.0, 2000.0, 4800.0, 12000.0, 26000.0] | 0 | 0

## res_bus
| vm_pu | va_degree | p_mw | q_mvar
0 | 0.98903 | -0.2096 | 0.013572 | 0.0034015
1 | 0.9895 | -0.20043 | 0 | 0
2 | 0.98867 | -0.21662 | 0 | 0
3 | 0.99052 | -0.18069 | 0 | 0
4 | 0.98835 | -0.22283 | 0.0057691 | 0.0014459
5 | 0.99107 | -0.17007 | 0 | 0
6 | 0.99009 | -0.18907 | 0.012633 | 0.0031661
7 | 0.99221 | -0.14814 | 0 | 0
8 | 0.99152 | -0.16138 | 0 | 0
9 | 0.99331 | -0.1271 | 0.0015038 | 0.00037688
10 | 0.99777 | -0.042182 | 0 | 0
11 | 0.99545 | -0.086201 | 0 | 0
12 | 0.99587 | -0.07837 | 0 | 0
13 | 1 | 0 | -0.59521 | -0.15227
14 | 0.99422 | -0.10971 | 0 | 0
15 | 0.99564 | -0.082688 | 0.00021908 | 5.4907e-05
16 | 0.98667 | -0.25543 | 0.0014749 | 0.00036965
17 | 0.99082 | -0.17492 | 0 | 0
18 | 0.99386 | -0.11701 | 0.00062001 | 0.00015539
19 | 0.99387 | -0.11692 | 0 | 0
20 | 0.99298 | -0.13338 | 0.0034481 | 0.00086417
21 | 0.99538 | -0.08763 | 0.0044414 | 0.0011131
22 | 0.99547 | -0.08598 | 0.0004057 | 0.00010168
23 | 0.98578 | -0.27275 | 0.00266 | 0.00066666
24 | 0.98585 | -0.27135 | 0 | 0
25 | 0.98646 | -0.25939 | 0.0061348 | 0.0015375
26 | 0.98584 | -0.27159 | 0.0025719 | 0.00064458
27 | 0.98543 | -0.2795 | 0.0042763 | 0.0010717
28 | 0.98779 | -0.23357 | 0.0067112 | 0.001682
29 | 0.98634 | -0.26193 | 0.0073197 | 0.0018345
30 | 0.98629 | -0.26288 | 0.0010691 | 0.00026795
31 | 0.98015 | -0.38184 | 0.0419 | 0.010501
32 | 0.98129 | -0.35948 | 0 | 0
33 | 0.98709 | -0.24663 | 0 | 0
34 | 0.98687 | -0.25104 | 0 | 0
35 | 0.98653 | -0.2576 | 0 | 0
36 | 0.98768 | -0.2354 | 0 | 0
37 | 0.98124 | -0.36059 | 0.0034722 | 0.00087021
38 | 0.98218 | -0.34219 | 0 | 0
39 | 0.98624 | -0.26318 | 0.025524 | 0.006397
40 | 0.98357 | -0.31497 | 0 | 0
41 | 0.98642 | -0.25977 | 0.0046674 | 0.0011698
42 | 0.98834 | -0.22259 | 0.0030273 | 0.00075871
43 | 0.98352 | -0.31611 | 0.0034815 | 0.00087255
44 | 0.98214 | -0.34302 | 0.002284 | 0.00057242
45 | 0.98091 | -0.3671 | 0 | 0
46 | 0.98098 | -0.36562 | 0.0040219 | 0.001008
47 | 0.98083 | -0.3685 | 0.0027824 | 0.00069735
48 | 0.9811 | -0.36314 | 0 | 0
49 | 0.98933 | -0.20352 | 0.0014779 | 0.00037039
50 | 0.98077 | -0.36985 | 0.0038178 | 0.00095684
51 | 0.9895 | -0.20031 | 0.002214 | 0.00055488
52 | 0.99055 | -0.18007 | 0.014344 | 0.0035949
53 | 0.97905 | -0.40323 | 0.077637 | 0.019458
54 | 0.98065 | -0.3719 | 0.0285 | 0.0071427
55 | 0.97857 | -0.4128 | 0.0028377 | 0.00071119
56 | 0.97824 | -0.41919 | 0.0037991 | 0.00095215
57 | 0.99541 | -0.087202 | 0.00035392 | 8.87e-05
58 | 0.9951 | -0.093123 | 0.00081686 | 0.00020473
59 | 0.99471 | -0.10059 | 0.00034615 | 8.6754e-05
60 | 0.99388 | -0.11677 | 0 | 0
61 | 0.99343 | -0.12549 | 0 | 0
62 | 0.99303 | -0.13321 | 0.0015265 | 0.00038257
63 | 0.9931 | -0.13172 | 0 | 0
64 | 0.99313 | -0.13127 | 0.003655 | 0.00091603
65 | 0.99322 | -0.12942 | 0 | 0
66 | 0.99293 | -0.13498 | 0 | 0
67 | 0.9934 | -0.12604 | 0.0041984 | 0.0010522
68 | 0.9934 | -0.12588 | 0.0011332 | 0.00028401
69 | 0.98693 | -0.24987 | 0 | 0
70 | 0.98733 | -0.24214 | 0 | 0
71 | 0.9868 | -0.25236 | 0.0011783 | 0.00029532
72 | 0.9929 | -0.13574 | 0.0039652 | 0.00099377
73 | 0.98841 | -0.22119 | 0 | 0
74 | 0.9867 | -0.25424 | 0.0017046 | 0.0004272
75 | 0.9868 | -0.25238 | 0.0019783 | 0.0004958
76 | 0.99272 | -0.13915 | 0 | 0
77 | 0.99264 | -0.14066 | 0.0067531 | 0.0016925
78 | 0.9893 | -0.20409 | 0 | 0
79 | 0.9892 | -0.20604 | 0.0026411 | 0.00066192
80 | 0.99036 | -0.18374 | 0.0021546 | 0.00053999
81 | 0.99204 | -0.15139 | 0 | 0
82 | 0.99535 | -0.088176 | 0.0021448 | 0.00053754
83 | 0.9916 | -0.15986 | 0 | 0
84 | 0.98635 | -0.26108 | 0.0010737 | 0.00026909
85 | 0.97796 | -0.42475 | 0.0042045 | 0.0010537
86 | 0.97768 | -0.43013 | 0.0071588 | 0.0017942
87 | 0.99144 | -0.16303 | 0.0030216 | 0.00075728
88 | 0.99145 | -0.16272 | 0 | 0
89 | 0.99173 | -0.1574 | 0 | 0
90 | 0.99166 | -0.15874 | 0.0055334 | 0.0013868
91 | 0.99103 | -0.17091 | 0.0037822 | 0.00094792
92 | 0.98945 | -0.20144 | 0 | 0
93 | 0.98677 | -0.253 | 0.0026004 | 0.00065173
94 | 0.98349 | -0.31739 | 0.008043 | 0.0020158
95 | 0.98387 | -0.30994 | 0.0077129 | 0.001933
96 | 0.98452 | -0.29726 | 0.0060924 | 0.0015269
97 | 0.98349 | -0.31658 | 0.0016502 | 0.00041358
98 | 0.98381 | -0.31038 | 0.00444 | 0.0011128
99 | 0.98315 | -0.32328 | 0.0030292 | 0.0007592
100 | 0.98412 | -0.30437 | 0 | 0
101 | 0.98299 | -0.3263 | 0.0017595 | 0.00044098
102 | 0.9848 | -0.29117 | 0 | 0
103 | 0.98339 | -0.31855 | 0.0042079 | 0.0010546
104 | 0.98286 | -0.329 | 0.0026257 | 0.00065806
105 | 0.98439 | -0.29908 | 0.0037219 | 0.0009328
106 | 0.98285 | -0.32901 | 0 | 0
107 | 0.98266 | -0.33279 | 0.0024717 | 0.00061947
108 | 0.97652 | -0.4528 | 0.0020467 | 0.00051295
109 | 0.97655 | -0.45232 | 0.004225 | 0.0010589
110 | 0.9762 | -0.4592 | 0 | 0
111 | 0.97745 | -0.43455 | 0 | 0
112 | 0.97609 | -0.46141 | 0.0023056 | 0.00057784
113 | 0.97558 | -0.47137 | 0.0072205 | 0.0018096
114 | 0.97719 | -0.43966 | 0.0052843 | 0.0013244
115 | 0.97819 | -0.42009 | 0.0043195 | 0.0010826
116 | 0.97607 | -0.46178 | 0.0051033 | 0.001279
117 | 0.9755 | -0.47307 | 0.0040252 | 0.0010088
118 | 0.97706 | -0.44219 | 0.0055824 | 0.0013991
119 | 0.97913 | -0.40172 | 0 | 0
120 | 0.97545 | -0.47396 | 0.0061328 | 0.001537
121 | 0.9803 | -0.37883 | 0.0037952 | 0.00095117
122 | 0.97987 | -0.38724 | 0.0047681 | 0.001195
123 | 0.9803 | -0.37874 | 0.0062484 | 0.001566
124 | 0.9797 | -0.39052 | 0.0065009 | 0.0016293
125 | 0.98068 | -0.37139 | 0 | 0
126 | 0.97966 | -0.39134 | 0.0061225 | 0.0015344
127 | 0.98146 | -0.35605 | 0 | 0
128 | 0.9796 | -0.39253 | 0.0035897 | 0.00089965
129 | 0.98108 | -0.36365 | 0.0051089 | 0.0012804
130 | 0.98188 | -0.34794 | 0.0043928 | 0.0011009
131 | 0.979 | -0.40416 | 0.0047943 | 0.0012016
132 | 0.98096 | -0.36597 | 0.005792 | 0.0014516
133 | 0.98234 | -0.33904 | 0 | 0
134 | 0.98261 | -0.33374 | 0.0046422 | 0.0011634
135 | 0.97705 | -0.44241 | 0.0034235 | 0.000858
136 | 0.98247 | -0.33653 | 0.0056004 | 0.0014036
137 | 0.98214 | -0.34279 | 0.0043182 | 0.0010822
138 | 0.98242 | -0.33733 | 0.0024776 | 0.00062095
139 | 0.98429 | -0.30094 | 0.002478 | 0.00062105
140 | 0.98195 | -0.34651 | 0.00466 | 0.0011679
141 | 0.98214 | -0.34284 | 0.0029062 | 0.00072836
142 | 0.98068 | -0.37145 | 0.0015227 | 0.00038163
143 | 0.98194 | -0.34675 | 0.0030354 | 0.00076074
144 | 0.98198 | -0.3461 | 0.0025545 | 0.00064023
145 | 0.98197 | -0.34614 | 0.0023161 | 0.00058046
146 | 0.98214 | -0.34296 | 0.0031894 | 0.00079934
147 | 0.98902 | -0.20985 | 0 | 0
148 | 0.9894 | -0.20249 | 0.0052505 | 0.0013159
149 | 0.98064 | -0.37227 | 0.0034895 | 0.00087455
150 | 0.98048 | -0.37542 | 0.0096052 | 0.0024073
151 | 0.98392 | -0.3082 | 0.0033689 | 0.00084433
152 | 0.98392 | -0.30826 | 0.0029291 | 0.00073409
153 | 0.9838 | -0.31055 | 0.0080009 | 0.0020052
154 | 0.97754 | -0.43287 | 0.0029031 | 0.00072759
155 | 0.99998 | 149.9956 | 0 | 0

## res_line
| p_from_mw | q_from_mvar | p_to_mw | q_to_mvar | pl_mw | ql_mvar | i_from_ka | i_to_ka | i_ka | vm_from_pu | va_from_degree | vm_to_pu | va_to_degree | loading_percent
0 | -0.013572 | -0.0034015 | 0.013578 | 0.0034048 | 5.9352e-06 | 3.3112e-06 | 0.020419 | 0.020419 | 0.020419 | 0.98903 | -0.2096 | 0.9895 | -0.20043 | 5.6097
1 | 0.015668 | 0.0039356 | -0.015655 | -0.0039286 | 1.2096e-05 | 6.9959e-06 | 0.023564 | 0.023564 | 0.023564 | 0.9895 | -0.20043 | 0.98867 | -0.21662 | 6.4737
2 | -0.029246 | -0.0073404 | 0.029273 | 0.0073576 | 2.7563e-05 | 1.7152e-05 | 0.043983 | 0.043983 | 0.043983 | 0.9895 | -0.20043 | 0.99052 | -0.18069 | 12.0833
3 | 0.015655 | 0.0039286 | -0.015651 | -0.0039259 | 4.6397e-06 | 2.6838e-06 | 0.023564 | 0.023564 | 0.023564 | 0.98867 | -0.21662 | 0.98835 | -0.22283 | 6.4738
4 | -0.041911 | -0.010526 | 0.041932 | 0.01054 | 2.1236e-05 | 1.3407e-05 | 0.062969 | 0.062969 | 0.062969 | 0.99052 | -0.18069 | 0.99107 | -0.17007 | 17.2991
5 | 0.012638 | 0.0031688 | -0.012633 | -0.0031661 | 5.0474e-06 | 2.7499e-06 | 0.018986 | 0.018986 | 0.018986 | 0.99052 | -0.18069 | 0.99009 | -0.18907 | 5.2159
6 | 0.0098818 | 0.0024801 | -0.0098664 | -0.0024726 | 1.5342e-05 | 7.4545e-06 | 0.014879 | 0.01488 | 0.01488 | 0.98835 | -0.22283 | 0.98667 | -0.25543 | 4.0878
7 | 0.24222 | 0.061535 | -0.24216 | -0.0615 | 5.6553e-05 | 3.5827e-05 | 0.36397 | 0.36397 | 0.36397 | 0.99107 | -0.17007 | 0.99082 | -0.17492 | 19.9983
8 | -0.28415 | -0.072075 | 0.28427 | 0.072151 | 0.00011876 | 7.5444e-05 | 0.42694 | 0.42694 | 0.42694 | 0.99107 | -0.17007 | 0.99152 | -0.16138 | 23.4581
9 | 0.28445 | 0.072266 | -0.28427 | -0.072151 | 0.00018125 | 0.00011515 | 0.42694 | 0.42694 | 0.42694 | 0.99221 | -0.14814 | 0.99152 | -0.16138 | 23.4581
10 | -0.28445 | -0.072266 | 0.28474 | 0.072449 | 0.0002884 | 0.00018321 | 0.42694 | 0.42694 | 0.42694 | 0.99221 | -0.14814 | 0.99331 | -0.1271 | 23.4581
11 | -0.28624 | -0.072826 | 0.28648 | 0.072978 | 0.00024011 | 0.00015254 | 0.42919 | 0.42919 | 0.42919 | 0.99331 | -0.1271 | 0.99422 | -0.10971 | 23.5818
12 | 0.28084 | 0.071854 | -0.28024 | -0.071475 | 0.00059705 | 0.00037916 | 0.41935 | 0.41935 | 0.41935 | 0.99777 | -0.042182 | 0.99545 | -0.086201 | 23.0411
13 | 0.31151 | 0.079646 | -0.31097 | -0.0793 | 0.00054437 | 0.00034621 | 0.46513 | 0.46513 | 0.46513 | 0.99777 | -0.042182 | 0.99587 | -0.07837 | 25.5567
14 | -0.59235 | -0.1515 | 0.59356 | 0.15227 | 0.0012119 | 0.00077428 | 0.88448 | 0.88448 | 0.88448 | 0.99777 | -0.042182 | 1 | 0 | 48.5977
15 | 0.27365 | 0.069824 | -0.27303 | -0.069429 | 0.00062214 | 0.00039496 | 0.4095 | 0.4095 | 0.4095 | 0.99545 | -0.086201 | 0.99298 | -0.13338 | 22.5001
16 | 0.0065868 | 0.0016506 | -0.0065863 | -0.0016505 | 4.4822e-07 | 1.2659e-07 | 0.0098459 | 0.009846 | 0.009846 | 0.99545 | -0.086201 | 0.99538 | -0.08763 | 2.7049
17 | 0.28692 | 0.073254 | -0.28648 | -0.072978 | 0.00043387 | 0.00027563 | 0.42919 | 0.42919 | 0.42919 | 0.99587 | -0.07837 | 0.99422 | -0.10971 | 23.5818
18 | 0.024052 | 0.0060463 | -0.024047 | -0.0060433 | 4.9576e-06 | 3.0398e-06 | 0.035945 | 0.035945 | 0.035945 | 0.99587 | -0.07837 | 0.99564 | -0.082688 | 9.8749
19 | 0.023828 | 0.0059884 | -0.023824 | -0.0059861 | 3.7443e-06 | 2.294e-06 | 0.035617 | 0.035617 | 0.035617 | 0.99564 | -0.082688 | 0.99547 | -0.08598 | 9.785
20 | 0.0083915 | 0.002103 | -0.0083889 | -0.0021018 | 2.5982e-06 | 1.1105e-06 | 0.012655 | 0.012655 | 0.012655 | 0.98667 | -0.25543 | 0.98634 | -0.26193 | 3.4768
21 | 0.24216 | 0.0615 | -0.2421 | -0.061462 | 5.9983e-05 | 3.8001e-05 | 0.36397 | 0.36397 | 0.36397 | 0.99082 | -0.17492 | 0.99055 | -0.18007 | 19.9983
22 | -0.00062001 | -0.00015539 | 0.00062002 | 0.00015529 | 2.5582e-09 | -1.0096e-07 | 0.00092829 | 0.00092825 | 0.00092829 | 0.99386 | -0.11701 | 0.99387 | -0.11692 | 0.25502
23 | -0.00062002 | -0.00015529 | 0.00062002 | 0.00015511 | 4.4504e-09 | -1.7565e-07 | 0.00092825 | 0.00092819 | 0.00092825 | 0.99387 | -0.11692 | 0.99388 | -0.11677 | 0.25501
24 | 0.26958 | 0.068565 | -0.26935 | -0.068417 | 0.00023363 | 0.00014829 | 0.40434 | 0.40434 | 0.40434 | 0.99298 | -0.13338 | 0.99204 | -0.15139 | 22.2163
25 | 0.0021449 | 0.00053739 | -0.0021448 | -0.00053754 | 5.5811e-08 | -1.5244e-07 | 0.0032064 | 0.0032064 | 0.0032064 | 0.99538 | -0.08763 | 0.99535 | -0.088176 | 0.88089
26 | 0.023418 | 0.0058844 | -0.023417 | -0.0058836 | 1.3655e-06 | 8.353e-07 | 0.035011 | 0.035011 | 0.035011 | 0.99547 | -0.08598 | 0.99541 | -0.087202 | 9.6184
27 | -0.00266 | -0.00066666 | 0.0026602 | 0.0006664 | 1.7617e-07 | -2.5878e-07 | 0.0040152 | 0.0040151 | 0.0040152 | 0.98578 | -0.27275 | 0.98585 | -0.27135 | 1.1031
28 | -0.0026602 | -0.0006664 | 0.0026617 | 0.00066417 | 1.5142e-06 | -2.2276e-06 | 0.0040151 | 0.004014 | 0.0040151 | 0.98585 | -0.27135 | 0.98646 | -0.25939 | 1.103
29 | -0.037551 | -0.0094282 | 0.037597 | 0.0094574 | 4.6306e-05 | 2.9144e-05 | 0.056649 | 0.056649 | 0.056649 | 0.98646 | -0.25939 | 0.98779 | -0.23357 | 15.5628
30 | 0.028754 | 0.0072265 | -0.028737 | -0.0072161 | 1.6747e-05 | 1.0415e-05 | 0.043381 | 0.043381 | 0.043381 | 0.98646 | -0.25939 | 0.98584 | -0.27159 | 11.9178
31 | 0.026165 | 0.0065715 | -0.026156 | -0.0065654 | 9.8685e-06 | 6.1009e-06 | 0.039499 | 0.039499 | 0.039499 | 0.98584 | -0.27159 | 0.98543 | -0.2795 | 10.8514
32 | 0.021879 | 0.0054937 | -0.021861 | -0.0054824 | 1.8524e-05 | 1.1279e-05 | 0.033042 | 0.033042 | 0.033042 | 0.98543 | -0.2795 | 0.98452 | -0.29726 | 9.0774
33 | -0.044308 | -0.011139 | 0.044358 | 0.011171 | 5.0245e-05 | 3.1772e-05 | 0.066758 | 0.066758 | 0.066758 | 0.98779 | -0.23357 | 0.98902 | -0.20985 | 18.3402
34 | 0.0010692 | 0.00026735 | -0.0010691 | -0.00026795 | 4.7928e-08 | -5.9637e-07 | 0.0016128 | 0.001613 | 0.001613 | 0.98634 | -0.26193 | 0.98629 | -0.26288 | 0.44313
35 | -0.0419 | -0.010501 | 0.041944 | 0.010529 | 4.4685e-05 | 2.8227e-05 | 0.06361 | 0.06361 | 0.06361 | 0.98015 | -0.38184 | 0.98129 | -0.35948 | 17.4752
36 | 0.014099 | 0.0035343 | -0.014098 | -0.0035339 | 7.4219e-07 | 4.2031e-07 | 0.021379 | 0.021379 | 0.021379 | 0.98129 | -0.35948 | 0.98124 | -0.36059 | 5.8735
37 | -0.056043 | -0.014064 | 0.056089 | 0.014093 | 4.6261e-05 | 2.9391e-05 | 0.084989 | 0.084989 | 0.084989 | 0.98129 | -0.35948 | 0.98218 | -0.34219 | 23.3487
38 | 0.15352 | 0.038844 | -0.15349 | -0.038823 | 3.2469e-05 | 2.0264e-05 | 0.23156 | 0.23156 | 0.23156 | 0.98709 | -0.24663 | 0.98687 | -0.25104 | 12.7229
39 | 0.066804 | 0.016886 | -0.066769 | -0.016864 | 3.514e-05 | 2.2372e-05 | 0.10076 | 0.10076 | 0.10076 | 0.98709 | -0.24663 | 0.98653 | -0.2576 | 27.6805
40 | -0.22032 | -0.05573 | 0.22044 | 0.055805 | 0.0001188 | 7.5114e-05 | 0.33231 | 0.33231 | 0.33231 | 0.98709 | -0.24663 | 0.98768 | -0.2354 | 18.259
41 | 0.15349 | 0.038823 | -0.1534 | -0.038766 | 8.9351e-05 | 5.6957e-05 | 0.23156 | 0.23156 | 0.23156 | 0.98687 | -0.25104 | 0.98624 | -0.26318 | 31.8072
42 | 0.062101 | 0.015694 | -0.061931 | -0.015586 | 0.00017029 | 0.00010832 | 0.093716 | 0.093717 | 0.093717 | 0.98653 | -0.2576 | 0.98357 | -0.31497 | 25.7463
43 | 0.0046679 | 0.0011697 | -0.0046674 | -0.0011698 | 4.822e-07 | -2.2555e-08 | 0.0070407 | 0.0070408 | 0.0070408 | 0.98653 | -0.2576 | 0.98642 | -0.25977 | 1.9343
44 | -0.22044 | -0.055805 | 0.22058 | 0.055891 | 0.00013557 | 8.5718e-05 | 0.33231 | 0.33231 | 0.33231 | 0.98768 | -0.2354 | 0.98834 | -0.22259 | 18.259
45 | 0.010626 | 0.0026637 | -0.010623 | -0.0026624 | 2.5483e-06 | 1.3004e-06 | 0.016114 | 0.016114 | 0.016114 | 0.98124 | -0.36059 | 0.98098 | -0.36562 | 4.427
46 | 0.0022841 | 0.00057222 | -0.002284 | -0.00057242 | 9.0535e-08 | -1.9722e-07 | 0.0034603 | 0.0034604 | 0.0034604 | 0.98218 | -0.34219 | 0.98214 | -0.34302 | 0.95066
47 | -0.058373 | -0.014665 | 0.058449 | 0.014713 | 7.5943e-05 | 4.8275e-05 | 0.088449 | 0.088449 | 0.088449 | 0.98218 | -0.34219 | 0.98357 | -0.31497 | 24.2993
48 | 0.12787 | 0.032369 | -0.12726 | -0.031979 | 0.00061042 | 0.00039012 | 0.19305 | 0.19305 | 0.19305 | 0.98624 | -0.26318 | 0.9811 | -0.36314 | 53.0347
49 | 0.0034817 | 0.00087244 | -0.0034815 | -0.00087255 | 1.891e-07 | -1.0964e-07 | 0.0052673 | 0.0052674 | 0.0052674 | 0.98357 | -0.31497 | 0.98352 | -0.31611 | 1.4471
50 | -0.2236 | -0.056649 | 0.22381 | 0.056779 | 0.00020503 | 0.00012968 | 0.33687 | 0.33687 | 0.33687 | 0.98834 | -0.22259 | 0.98933 | -0.20352 | 18.5094
51 | -0.006601 | -0.0016542 | 0.0066014 | 0.0016544 | 4.6453e-07 | 1.4134e-07 | 0.010014 | 0.010013 | 0.010014 | 0.98091 | -0.3671 | 0.98098 | -0.36562 | 2.751
52 | 0.006601 | 0.0016542 | -0.0066005 | -0.0016541 | 4.3937e-07 | 1.3371e-07 | 0.010014 | 0.010014 | 0.010014 | 0.98091 | -0.3671 | 0.98083 | -0.3685 | 2.751
53 | 0.0038181 | 0.00095675 | -0.0038178 | -0.00095684 | 2.4595e-07 | -8.9295e-08 | 0.0057923 | 0.0057924 | 0.0057924 | 0.98083 | -0.3685 | 0.98077 | -0.36985 | 1.5913
54 | 0.09875 | 0.024829 | -0.098562 | -0.024709 | 0.0001887 | 0.00012048 | 0.1498 | 0.1498 | 0.1498 | 0.9811 | -0.36314 | 0.97905 | -0.40323 | 41.1543
55 | 0.028512 | 0.0071501 | -0.0285 | -0.0071427 | 1.19e-05 | 7.4017e-06 | 0.043245 | 0.043245 | 0.043245 | 0.9811 | -0.36314 | 0.98065 | -0.3719 | 11.8805
56 | -0.22529 | -0.057149 | 0.22532 | 0.057171 | 3.4818e-05 | 2.2024e-05 | 0.33909 | 0.33909 | 0.33909 | 0.98933 | -0.20352 | 0.9895 | -0.20031 | 18.6315
57 | -0.22754 | -0.057726 | 0.22776 | 0.057867 | 0.00022169 | 0.00014026 | 0.34242 | 0.34242 | 0.34242 | 0.9895 | -0.20031 | 0.99055 | -0.18007 | 18.8144
58 | 0.020925 | 0.0052509 | -0.020915 | -0.0052451 | 9.5382e-06 | 5.7884e-06 | 0.031805 | 0.031805 | 0.031805 | 0.97905 | -0.40323 | 0.97857 | -0.4128 | 8.7378
59 | 0.018078 | 0.004534 | -0.018072 | -0.0045307 | 5.5093e-06 | 3.2818e-06 | 0.02749 | 0.027491 | 0.027491 | 0.97857 | -0.4128 | 0.97824 | -0.41919 | 7.5523
60 | 0.014273 | 0.0035785 | -0.014269 | -0.0035764 | 3.7766e-06 | 2.1489e-06 | 0.021712 | 0.021712 | 0.021712 | 0.97824 | -0.41919 | 0.97796 | -0.42475 | 5.9647
61 | 0.023063 | 0.0057949 | -0.023057 | -0.0057909 | 6.517e-06 | 3.9809e-06 | 0.034482 | 0.034482 | 0.034482 | 0.99541 | -0.087202 | 0.9951 | -0.093123 | 9.473
62 | 0.02224 | 0.0055862 | -0.022232 | -0.0055813 | 7.9188e-06 | 4.8201e-06 | 0.03326 | 0.03326 | 0.03326 | 0.9951 | -0.093123 | 0.99471 | -0.10059 | 9.1375
63 | 0.021886 | 0.0054946 | -0.021869 | -0.0054843 | 1.6884e-05 | 1.0261e-05 | 0.032743 | 0.032743 | 0.032743 | 0.99471 | -0.10059 | 0.99388 | -0.11677 | 8.9953
64 | 0.021249 | 0.0053292 | -0.02124 | -0.0053239 | 8.8248e-06 | 5.3467e-06 | 0.031815 | 0.031815 | 0.031815 | 0.99388 | -0.11677 | 0.99343 | -0.12549 | 8.7403
65 | 0.0041985 | 0.0010522 | -0.0041984 | -0.0010522 | 1.1013e-07 | -2.566e-08 | 0.0062887 | 0.0062888 | 0.0062888 | 0.99343 | -0.12549 | 0.9934 | -0.12604 | 1.7277
66 | 0.0011332 | 0.00028378 | -0.0011332 | -0.00028401 | 2.0988e-08 | -2.3807e-07 | 0.0016974 | 0.0016975 | 0.0016975 | 0.99343 | -0.12549 | 0.9934 | -0.12588 | 0.46633
67 | 0.015908 | 0.0039879 | -0.015905 | -0.0039862 | 2.9818e-06 | 1.7271e-06 | 0.023829 | 0.023829 | 0.023829 | 0.99343 | -0.12549 | 0.99322 | -0.12942 | 6.5464
68 | -0.0015265 | -0.00038257 | 0.0015266 | 0.00038192 | 1.0784e-07 | -6.4221e-07 | 0.0022873 | 0.0022871 | 0.0022873 | 0.99303 | -0.13321 | 0.9931 | -0.13172 | 0.62839
69 | -0.0015266 | -0.00038192 | 0.0015266 | 0.00038173 | 3.283e-08 | -1.9556e-07 | 0.0022871 | 0.002287 | 0.0022871 | 0.9931 | -0.13172 | 0.99313 | -0.13127 | 0.62832
70 | -0.0051816 | -0.0012978 | 0.0051821 | 0.0012978 | 4.553e-07 | 3.0698e-08 | 0.0077634 | 0.0077633 | 0.0077634 | 0.99313 | -0.13127 | 0.99322 | -0.12942 | 2.1328
71 | 0.010723 | 0.0026884 | -0.01072 | -0.0026869 | 2.8397e-06 | 1.4378e-06 | 0.016065 | 0.016066 | 0.016066 | 0.99322 | -0.12942 | 0.99293 | -0.13498 | 4.4136
72 | 0.01072 | 0.0026869 | -0.01072 | -0.0026867 | 3.8871e-07 | 1.9683e-07 | 0.016066 | 0.016066 | 0.016066 | 0.99293 | -0.13498 | 0.9929 | -0.13574 | 4.4136
73 | -0.0057578 | -0.0014428 | 0.0057599 | 0.0014432 | 2.1194e-06 | 3.9766e-07 | 0.0086811 | 0.0086807 | 0.0086811 | 0.98693 | -0.24987 | 0.98733 | -0.24214 | 2.3849
74 | 0.0057578 | 0.0014428 | -0.0057571 | -0.0014427 | 6.8351e-07 | 1.2843e-07 | 0.0086811 | 0.0086812 | 0.0086812 | 0.98693 | -0.24987 | 0.9868 | -0.25236 | 2.3849
75 | -0.20157 | -0.050982 | 0.20177 | 0.05111 | 0.00020287 | 0.00012797 | 0.30396 | 0.30396 | 0.30396 | 0.98733 | -0.24214 | 0.98841 | -0.22119 | 16.701
76 | 0.19581 | 0.049539 | -0.1957 | -0.049467 | 0.00011363 | 7.1611e-05 | 0.29528 | 0.29528 | 0.29528 | 0.98733 | -0.24214 | 0.9867 | -0.25424 | 16.224
77 | 0.0045788 | 0.0011474 | -0.0045788 | -0.0011474 | 3.899e-09 | -2.9109e-10 | 0.0069043 | 0.0069043 | 0.0069043 | 0.9868 | -0.25236 | 0.9868 | -0.25238 | 1.8968
78 | 0.0067547 | 0.001693 | -0.0067536 | -0.0016926 | 1.0943e-06 | 3.3212e-07 | 0.010123 | 0.010123 | 0.010123 | 0.9929 | -0.13574 | 0.99272 | -0.13915 | 2.7811
79 | -0.20177 | -0.05111 | 0.20192 | 0.051203 | 0.00014686 | 9.2633e-05 | 0.30396 | 0.30396 | 0.30396 | 0.98841 | -0.22119 | 0.9892 | -0.20604 | 16.7009
80 | 0.19399 | 0.04904 | -0.19393 | -0.049 | 6.3565e-05 | 4.005e-05 | 0.29271 | 0.29271 | 0.29271 | 0.9867 | -0.25424 | 0.98635 | -0.26108 | 16.0828
81 | 0.0026005 | 0.00065161 | -0.0026004 | -0.00065173 | 7.7055e-08 | -1.2139e-07 | 0.0039213 | 0.0039214 | 0.0039214 | 0.9868 | -0.25238 | 0.98677 | -0.253 | 1.0773
82 | 0.0067536 | 0.0016926 | -0.0067531 | -0.0016925 | 4.8796e-07 | 1.4814e-07 | 0.010123 | 0.010123 | 0.010123 | 0.99272 | -0.13915 | 0.99264 | -0.14066 | 2.7811
83 | 0.20458 | 0.051877 | -0.20456 | -0.051865 | 1.9184e-05 | 1.2105e-05 | 0.30793 | 0.30793 | 0.30793 | 0.9893 | -0.20409 | 0.9892 | -0.20604 | 16.9192
84 | -0.20458 | -0.051877 | 0.20478 | 0.052003 | 0.00020038 | 0.00012644 | 0.30793 | 0.30793 | 0.30793 | 0.9893 | -0.20409 | 0.99036 | -0.18374 | 16.9192
85 | -0.20694 | -0.052543 | 0.20717 | 0.052694 | 0.00023802 | 0.00015022 | 0.31117 | 0.31117 | 0.31117 | 0.99036 | -0.18374 | 0.9916 | -0.15986 | 17.097
86 | 0.059067 | 0.014912 | -0.05905 | -0.014901 | 1.7011e-05 | 1.0813e-05 | 0.088636 | 0.088636 | 0.088636 | 0.99204 | -0.15139 | 0.99173 | -0.1574 | 24.3506
87 | 0.21028 | 0.053505 | -0.2102 | -0.05345 | 8.5888e-05 | 5.4227e-05 | 0.3157 | 0.3157 | 0.3157 | 0.99204 | -0.15139 | 0.9916 | -0.15986 | 17.3462
88 | 0.0030221 | 0.00075681 | -0.0030216 | -0.00075724 | 4.1117e-07 | -4.2452e-07 | 0.0045348 | 0.004535 | 0.004535 | 0.9916 | -0.15986 | 0.99145 | -0.16272 | 1.2459
89 | 0.19286 | 0.048731 | -0.19258 | -0.048556 | 0.0002778 | 0.00017501 | 0.29109 | 0.29109 | 0.29109 | 0.98635 | -0.26108 | 0.9848 | -0.29117 | 15.9939
90 | 0.010065 | 0.0025226 | -0.010062 | -0.0025214 | 2.5783e-06 | 1.2824e-06 | 0.015314 | 0.015314 | 0.015314 | 0.97796 | -0.42475 | 0.97768 | -0.43013 | 4.2073
91 | 0.0029035 | 0.00072719 | -0.0029031 | -0.00072759 | 3.7985e-07 | -4.0728e-07 | 0.0044189 | 0.0044191 | 0.0044191 | 0.97768 | -0.43013 | 0.97754 | -0.43287 | 1.2141
92 | -0.0030216 | -0.00075728 | 0.0030216 | 0.00075724 | 4.461e-08 | -4.6042e-08 | 0.004535 | 0.004535 | 0.004535 | 0.99144 | -0.16303 | 0.99145 | -0.16272 | 1.2459
93 | 0.0055338 | 0.0013869 | -0.0055334 | -0.0013868 | 3.5286e-07 | 4.9727e-08 | 0.008303 | 0.008303 | 0.008303 | 0.99173 | -0.1574 | 0.99166 | -0.15874 | 2.2811
94 | 0.053516 | 0.013514 | -0.053482 | -0.013492 | 3.461e-05 | 2.1966e-05 | 0.080333 | 0.080333 | 0.080333 | 0.99173 | -0.1574 | 0.99103 | -0.17091 | 22.0696
95 | 0.0497 | 0.012544 | -0.049627 | -0.012498 | 7.2582e-05 | 4.6006e-05 | 0.074655 | 0.074655 | 0.074655 | 0.99103 | -0.17091 | 0.98945 | -0.20144 | 20.5095
96 | 0.0052508 | 0.0013159 | -0.0052505 | -0.0013159 | 2.6255e-07 | 2.3829e-08 | 0.0078966 | 0.0078966 | 0.0078966 | 0.98945 | -0.20144 | 0.9894 | -0.20249 | 2.1694
97 | 0.044376 | 0.011182 | -0.044358 | -0.011171 | 1.7847e-05 | 1.1285e-05 | 0.066758 | 0.066758 | 0.066758 | 0.98945 | -0.20144 | 0.98902 | -0.20985 | 18.3401
98 | -0.008043 | -0.0020158 | 0.0080458 | 0.0020169 | 2.8539e-06 | 1.1741e-06 | 0.012169 | 0.012169 | 0.012169 | 0.98349 | -0.31739 | 0.98387 | -0.30994 | 3.3431
99 | -0.015759 | -0.00395 | 0.015768 | 0.0039555 | 9.5235e-06 | 5.5269e-06 | 0.023834 | 0.023834 | 0.023834 | 0.98387 | -0.30994 | 0.98452 | -0.29726 | 6.5478
100 | -0.016188 | -0.0040593 | 0.016192 | 0.0040621 | 4.7876e-06 | 2.7939e-06 | 0.024493 | 0.024493 | 0.024493 | 0.98349 | -0.31658 | 0.98381 | -0.31038 | 6.7287
101 | 0.014537 | 0.0036457 | -0.014533 | -0.0036431 | 4.643e-06 | 2.6469e-06 | 0.021996 | 0.021996 | 0.021996 | 0.98349 | -0.31658 | 0.98315 | -0.32328 | 6.0429
102 | -0.020632 | -0.0051749 | 0.020638 | 0.0051784 | 5.9066e-06 | 3.5748e-06 | 0.031208 | 0.031208 | 0.031208 | 0.98381 | -0.31038 | 0.98412 | -0.30437 | 8.5737
103 | 0.011504 | 0.0028839 | -0.011502 | -0.002883 | 1.6531e-06 | 8.7364e-07 | 0.017411 | 0.017411 | 0.017411 | 0.98315 | -0.32328 | 0.98299 | -0.3263 | 4.7833
104 | -0.17196 | -0.043342 | 0.17206 | 0.04341 | 0.00010868 | 6.819e-05 | 0.26009 | 0.26009 | 0.26009 | 0.98412 | -0.30437 | 0.9848 | -0.29117 | 14.2907
105 | 0.15132 | 0.038163 | -0.15121 | -0.038099 | 0.00010264 | 6.4034e-05 | 0.22888 | 0.22888 | 0.22888 | 0.98412 | -0.30437 | 0.98339 | -0.31855 | 12.576
106 | 0.0097424 | 0.002442 | -0.0097411 | -0.0024414 | 1.2557e-06 | 6.0852e-07 | 0.014748 | 0.014748 | 0.014748 | 0.98299 | -0.3263 | 0.98286 | -0.329 | 4.0516
107 | 0.020514 | 0.0051462 | -0.020506 | -0.0051415 | 7.7281e-06 | 4.6732e-06 | 0.030998 | 0.030998 | 0.030998 | 0.9848 | -0.29117 | 0.98439 | -0.29908 | 8.516
108 | 0.14701 | 0.037045 | -0.14693 | -0.036999 | 7.3496e-05 | 4.5783e-05 | 0.22252 | 0.22252 | 0.22252 | 0.98339 | -0.31855 | 0.98285 | -0.32901 | 12.2262
109 | 0.0071154 | 0.0017834 | -0.0071141 | -0.0017829 | 1.2819e-06 | 4.4718e-07 | 0.010773 | 0.010773 | 0.010773 | 0.98286 | -0.329 | 0.98266 | -0.33279 | 2.9595
110 | 0.016784 | 0.0042087 | -0.016783 | -0.0042079 | 1.4904e-06 | 8.7535e-07 | 0.025372 | 0.025372 | 0.025372 | 0.98439 | -0.29908 | 0.98429 | -0.30094 | 6.9703
111 | 0.12788 | 0.03222 | -0.12782 | -0.032182 | 6.1346e-05 | 3.788e-05 | 0.19367 | 0.19367 | 0.19367 | 0.98285 | -0.32901 | 0.98234 | -0.33904 | 10.641
112 | 0.019055 | 0.0047788 | -0.019048 | -0.0047747 | 6.8314e-06 | 4.0949e-06 | 0.02885 | 0.02885 | 0.02885 | 0.98285 | -0.32901 | 0.98247 | -0.33653 | 7.9259
113 | 0.0046424 | 0.0011634 | -0.0046422 | -0.0011634 | 2.1007e-07 | -9.1494e-09 | 0.0070298 | 0.0070299 | 0.0070299 | 0.98266 | -0.33279 | 0.98261 | -0.33374 | 1.9313
114 | -0.026854 | -0.0067367 | 0.026854 | 0.0067371 | 6.1589e-07 | 3.819e-07 | 0.040922 | 0.040922 | 0.040922 | 0.97652 | -0.4528 | 0.97655 | -0.45232 | 11.2422
115 | 0.024807 | 0.0062237 | -0.024799 | -0.0062191 | 7.5628e-06 | 4.6637e-06 | 0.037803 | 0.037803 | 0.037803 | 0.97652 | -0.4528 | 0.9762 | -0.4592 | 10.3854
116 | -0.031079 | -0.007796 | 0.031106 | 0.0078124 | 2.6353e-05 | 1.6474e-05 | 0.04736 | 0.047359 | 0.04736 | 0.97655 | -0.45232 | 0.97745 | -0.43455 | 13.0109
117 | 0.0074098 | 0.0018572 | -0.007409 | -0.0018569 | 7.8153e-07 | 2.9596e-07 | 0.011295 | 0.011295 | 0.011295 | 0.9762 | -0.4592 | 0.97609 | -0.46141 | 3.103
118 | 0.01739 | 0.0043619 | -0.01738 | -0.0043559 | 1.0085e-05 | 5.976e-06 | 0.026508 | 0.026508 | 0.026508 | 0.9762 | -0.4592 | 0.97558 | -0.47137 | 7.2825
119 | 0.014295 | 0.0035839 | -0.014291 | -0.0035819 | 3.4824e-06 | 1.983e-06 | 0.021762 | 0.021762 | 0.021762 | 0.97745 | -0.43455 | 0.97719 | -0.43966 | 5.9786
120 | -0.0454 | -0.011396 | 0.045432 | 0.011416 | 3.1342e-05 | 1.9839e-05 | 0.069121 | 0.069121 | 0.069121 | 0.97745 | -0.43455 | 0.97819 | -0.42009 | 18.9894
121 | 0.0051034 | 0.001279 | -0.0051033 | -0.001279 | 8.9347e-08 | 7.9818e-09 | 0.00778 | 0.00778 | 0.00778 | 0.97609 | -0.46141 | 0.97607 | -0.46178 | 2.1374
122 | 0.010159 | 0.0025463 | -0.010158 | -0.0025459 | 8.2021e-07 | 4.112e-07 | 0.015495 | 0.015495 | 0.015495 | 0.97558 | -0.47137 | 0.9755 | -0.47307 | 4.257
123 | 0.0090069 | 0.0022576 | -0.0090059 | -0.0022571 | 1.0849e-06 | 5.017e-07 | 0.013715 | 0.013715 | 0.013715 | 0.97719 | -0.43966 | 0.97706 | -0.44219 | 3.768
124 | -0.049751 | -0.012499 | 0.049795 | 0.012526 | 4.3658e-05 | 2.7686e-05 | 0.075692 | 0.075692 | 0.075692 | 0.97819 | -0.42009 | 0.97913 | -0.40172 | 20.7945
125 | 0.0061331 | 0.0015371 | -0.0061328 | -0.001537 | 2.6208e-07 | 6.8047e-08 | 0.0093553 | 0.0093554 | 0.0093554 | 0.9755 | -0.47307 | 0.97545 | -0.47396 | 2.5702
126 | 0.0034235 | 0.00085798 | -0.0034235 | -0.000858 | 3.4933e-08 | -2.0562e-08 | 0.0052138 | 0.0052138 | 0.0052138 | 0.97706 | -0.44219 | 0.97705 | -0.44241 | 1.4324
127 | 0.0047949 | 0.0012016 | -0.0047943 | -0.0012016 | 5.5711e-07 | 4.7067e-09 | 0.0072869 | 0.007287 | 0.007287 | 0.97913 | -0.40172 | 0.979 | -0.40416 | 2.0019
128 | -0.05459 | -0.013728 | 0.054614 | 0.013743 | 2.3965e-05 | 1.5221e-05 | 0.082979 | 0.082979 | 0.082979 | 0.97913 | -0.40172 | 0.9796 | -0.39253 | 22.7964
129 | 0.017401 | 0.004364 | -0.017394 | -0.0043599 | 6.9712e-06 | 4.1258e-06 | 0.026414 | 0.026414 | 0.026414 | 0.9803 | -0.37883 | 0.97987 | -0.38724 | 7.2566
130 | -0.021196 | -0.0053152 | 0.021196 | 0.0053152 | 8.9974e-08 | 5.4661e-08 | 0.032175 | 0.032175 | 0.032175 | 0.9803 | -0.37883 | 0.9803 | -0.37874 | 8.8392
131 | 0.012626 | 0.0031649 | -0.012624 | -0.0031638 | 1.9737e-06 | 1.0828e-06 | 0.019173 | 0.019173 | 0.019173 | 0.97987 | -0.38724 | 0.9797 | -0.39052 | 5.2674
132 | -0.027444 | -0.0068812 | 0.027454 | 0.0068872 | 9.6175e-06 | 5.9688e-06 | 0.041659 | 0.041659 | 0.041659 | 0.9803 | -0.37874 | 0.98068 | -0.37139 | 11.4449
133 | 0.0061227 | 0.0015345 | -0.0061225 | -0.0015344 | 2.3997e-07 | 6.0408e-08 | 0.0092995 | 0.0092995 | 0.0092995 | 0.9797 | -0.39052 | 0.97966 | -0.39134 | 2.5548
134 | -0.085716 | -0.021567 | 0.085779 | 0.021606 | 6.2876e-05 | 3.974e-05 | 0.13009 | 0.13009 | 0.13009 | 0.98068 | -0.37139 | 0.98146 | -0.35605 | 17.8696
135 | 0.058262 | 0.01468 | -0.058203 | -0.014643 | 5.8851e-05 | 3.6653e-05 | 0.088431 | 0.088432 | 0.088432 | 0.98068 | -0.37139 | 0.9796 | -0.39253 | 12.1472
136 | 0.025536 | 0.0064057 | -0.025526 | -0.0064 | 9.2445e-06 | 5.7088e-06 | 0.038717 | 0.038717 | 0.038717 | 0.98146 | -0.35605 | 0.98108 | -0.36365 | 10.6366
137 | -0.11131 | -0.028012 | 0.11136 | 0.028039 | 4.3176e-05 | 2.6356e-05 | 0.16881 | 0.16881 | 0.16881 | 0.98146 | -0.35605 | 0.98188 | -0.34794 | 9.2751
138 | 0.020417 | 0.0051196 | -0.020415 | -0.0051182 | 2.2635e-06 | 1.3692e-06 | 0.030968 | 0.030968 | 0.030968 | 0.98108 | -0.36365 | 0.98096 | -0.36597 | 8.5078
139 | -0.11575 | -0.029139 | 0.1158 | 0.02917 | 4.9238e-05 | 3.0163e-05 | 0.17546 | 0.17546 | 0.17546 | 0.98188 | -0.34794 | 0.98234 | -0.33904 | 9.6409
140 | 0.014623 | 0.0036666 | -0.014619 | -0.0036644 | 3.8141e-06 | 2.1802e-06 | 0.022183 | 0.022183 | 0.022183 | 0.98096 | -0.36597 | 0.98068 | -0.37145 | 6.0941
141 | 0.012017 | 0.0030125 | -0.012015 | -0.0030114 | 2.1476e-06 | 1.1557e-06 | 0.018203 | 0.018203 | 0.018203 | 0.98234 | -0.33904 | 0.98214 | -0.34279 | 5.001
142 | 0.013448 | 0.0033711 | -0.013447 | -0.0033709 | 5.1149e-07 | 2.8572e-07 | 0.020368 | 0.020368 | 0.020368 | 0.98247 | -0.33653 | 0.98242 | -0.33733 | 5.5957
143 | 0.0076968 | 0.0019291 | -0.0076954 | -0.0019286 | 1.3632e-06 | 5.342e-07 | 0.011661 | 0.011661 | 0.011661 | 0.98214 | -0.34279 | 0.98195 | -0.34651 | 3.2037
144 | 0.01097 | 0.0027499 | -0.010967 | -0.0027484 | 2.8761e-06 | 1.489e-06 | 0.016616 | 0.016616 | 0.016616 | 0.98242 | -0.33733 | 0.98214 | -0.34284 | 4.5647
145 | 0.014305 | 0.0035868 | -0.0143 | -0.003584 | 4.9505e-06 | 2.8096e-06 | 0.021626 | 0.021626 | 0.021626 | 0.98429 | -0.30094 | 0.98392 | -0.3082 | 5.9412
146 | 0.0030354 | 0.00076071 | -0.0030354 | -0.00076074 | 3.4228e-08 | -3.2666e-08 | 0.0045997 | 0.0045998 | 0.0045998 | 0.98195 | -0.34651 | 0.98194 | -0.34675 | 1.2637
147 | 0.0080608 | 0.0020201 | -0.0080608 | -0.00202 | 4.9272e-08 | 2.0386e-08 | 0.012213 | 0.012213 | 0.012213 | 0.98214 | -0.34284 | 0.98214 | -0.34296 | 3.3551
148 | 0.013097 | 0.0032828 | -0.013096 | -0.0032825 | 5.1211e-07 | 2.8412e-07 | 0.019872 | 0.019872 | 0.019872 | 0.98068 | -0.37145 | 0.98064 | -0.37227 | 5.4594
149 | 0.0023161 | 0.00058045 | -0.0023161 | -0.00058046 | 5.1985e-09 | -1.0911e-08 | 0.0035096 | 0.0035096 | 0.0035096 | 0.98198 | -0.3461 | 0.98197 | -0.34614 | 0.96418
150 | -0.0048706 | -0.0012207 | 0.0048713 | 0.0012207 | 7.2701e-07 | 1.4964e-08 | 0.0073806 | 0.0073804 | 0.0073806 | 0.98198 | -0.3461 | 0.98214 | -0.34296 | 2.0276
151 | 0.0096066 | 0.002408 | -0.0096052 | -0.0024073 | 1.4417e-06 | 6.9448e-07 | 0.014577 | 0.014577 | 0.014577 | 0.98064 | -0.37227 | 0.98048 | -0.37542 | 4.0048
152 | 0.010931 | 0.0027397 | -0.010931 | -0.0027397 | 2.955e-08 | 1.525e-08 | 0.016531 | 0.016531 | 0.016531 | 0.98392 | -0.3082 | 0.98392 | -0.30826 | 4.5415
153 | 0.0080018 | 0.0020056 | -0.0080009 | -0.0020052 | 8.7337e-07 | 3.5699e-07 | 0.012101 | 0.012101 | 0.012101 | 0.98392 | -0.30826 | 0.9838 | -0.31055 | 3.3246

## res_trafo
| p_hv_mw | q_hv_mvar | p_lv_mw | q_lv_mvar | pl_mw | ql_mvar | i_hv_ka | i_lv_ka | vm_hv_pu | va_hv_degree | vm_lv_pu | va_lv_degree | loading_percent
0 | -1.2729e-15 | -1.3162e-15 | 0.00165 | 1.2699e-07 | 0.00165 | 1.2699e-07 | 5.2857e-17 | 0.0023815 | 0.99998 | 149.9956 | 1 | 0 | 0.2619

## res_ext_grid
| p_mw | q_mvar
0 | 0.59588 | 0.15244

## res_load
| p_mw | q_mvar
0 | 0.013572 | 0.0034015
1 | 0.0057691 | 0.0014459
2 | 0.012633 | 0.0031661
3 | 0.0015038 | 0.00037688
4 | 0.00066256 | 0.00016605
5 | 0.00021908 | 5.4907e-05
6 | 0.0014749 | 0.00036965
7 | 0.00062001 | 0.00015539
8 | 0.0034481 | 0.00086417
9 | 0.0044414 | 0.0011131
10 | 0.0004057 | 0.00010168
11 | 0.00266 | 0.00066666
12 | 0.0061348 | 0.0015375
13 | 0.0025719 | 0.00064458
14 | 0.0042763 | 0.0010717
15 | 0.0067112 | 0.001682
16 | 0.0073197 | 0.0018345
17 | 0.0010691 | 0.00026795
18 | 0.0419 | 0.010501
19 | 0.0034722 | 0.00087021
20 | 0.025524 | 0.006397
21 | 0.0046674 | 0.0011698
22 | 0.0030273 | 0.00075871
23 | 0.0034815 | 0.00087255
24 | 0.002284 | 0.00057242
25 | 0.0040219 | 0.001008
26 | 0.0027824 | 0.00069735
27 | 0.0014779 | 0.00037039
28 | 0.0038178 | 0.00095684
29 | 0.002214 | 0.00055488
30 | 0.014344 | 0.0035949
31 | 0.077637 | 0.019458
32 | 0.0285 | 0.0071427
33 | 0.0028377 | 0.00071119
34 | 0.0037991 | 0.00095215
35 | 0.00035392 | 8.87e-05
36 | 0.00081686 | 0.00020473
37 | 0.00034615 | 8.6754e-05
38 | 0.0015265 | 0.00038257
39 | 0.003655 | 0.00091603
40 | 0.0041984 | 0.0010522
41 | 0.0011332 | 0.00028401
42 | 0.0011783 | 0.00029532
43 | 0.0039652 | 0.00099377
44 | 0.0017046 | 0.0004272
45 | 0.0019783 | 0.0004958
46 | 0.0067531 | 0.0016925
47 | 0.0026411 | 0.00066192
48 | 0.0021546 | 0.00053999
49 | 0.0021448 | 0.00053754
50 | 0.0010737 | 0.00026909
51 | 0.0042045 | 0.0010537
52 | 0.0071588 | 0.0017942
53 | 0.0030216 | 0.00075728
54 | 0.0055334 | 0.0013868
55 | 0.0037822 | 0.00094792
56 | 0.0026004 | 0.00065173
57 | 0.008043 | 0.0020158
58 | 0.0077129 | 0.001933
59 | 0.0060924 | 0.0015269
60 | 0.0016502 | 0.00041358
61 | 0.00444 | 0.0011128
62 | 0.0030292 | 0.0007592
63 | 0.0017595 | 0.00044098
64 | 0.0042079 | 0.0010546
65 | 0.0026257 | 0.00065806
66 | 0.0037219 | 0.0009328
67 | 0.0024717 | 0.00061947
68 | 0.0020467 | 0.00051295
69 | 0.004225 | 0.0010589
70 | 0.0023056 | 0.00057784
71 | 0.0072205 | 0.0018096
72 | 0.0052843 | 0.0013244
73 | 0.0043195 | 0.0010826
74 | 0.0051033 | 0.001279
75 | 0.0040252 | 0.0010088
76 | 0.0055824 | 0.0013991
77 | 0.0061328 | 0.001537
78 | 0.0037952 | 0.00095117
79 | 0.0047681 | 0.001195
80 | 0.0062484 | 0.001566
81 | 0.0065009 | 0.0016293
82 | 0.0061225 | 0.0015344
83 | 0.0035897 | 0.00089965
84 | 0.0051089 | 0.0012804
85 | 0.0043928 | 0.0011009
86 | 0.0047943 | 0.0012016
87 | 0.005792 | 0.0014516
88 | 0.0046422 | 0.0011634
89 | 0.0034235 | 0.000858
90 | 0.0056004 | 0.0014036
91 | 0.0043182 | 0.0010822
92 | 0.0024776 | 0.00062095
93 | 0.002478 | 0.00062105
94 | 0.00466 | 0.0011679
95 | 0.0029062 | 0.00072836
96 | 0.0015227 | 0.00038163
97 | 0.0030354 | 0.00076074
98 | 0.0025545 | 0.00064023
99 | 0.0023161 | 0.00058046
100 | 0.0031894 | 0.00079934
101 | 0.0052505 | 0.0013159
102 | 0.0034895 | 0.00087455
103 | 0.0096052 | 0.0024073
104 | 0.0033689 | 0.00084433
105 | 0.0029291 | 0.00073409
106 | 0.0080009 | 0.0020052
107 | 0.0029031 | 0.00072759

## dtypes
| element | column | dtype
0 | bus | name | object
1 | bus | vn_kv | float64
2 | bus | type | object
3 | bus | zone | object
4 | bus | in_service | bool
5 | load | name | object
6 | load | bus | uint32
7 | load | p_mw | float64
8 | load | q_mvar | float64
9 | load | const_z_percent | float64
10 | load | const_i_percent | float64
11 | load | sn_mva | float64
12 | load | scaling | float64
13 | load | in_service | bool
14 | load | type | object
15 | ext_grid | name | object
16 | ext_grid | bus | uint32
17 | ext_grid | vm_pu | float64
18 | ext_grid | va_degree | float64
19 | ext_grid | slack_weight | float64
20 | ext_grid | in_service | bool
21 | line | name | object
22 | line | std_type | object
23 | line | from_bus | uint32
24 | line | to_bus | uint32
25 | line | length_km | float64
26 | line | r_ohm_per_km | float64
27 | line | x_ohm_per_km | float64
28 | line | c_nf_per_km | float64
29 | line | g_us_per_km | float64
30 | line | max_i_ka | float64
31 | line | df | float64
32 | line | parallel | uint32
33 | line | type | object
34 | line | in_service | bool
35 | trafo | name | object
36 | trafo | std_type | object
37 | trafo | hv_bus | uint32
38 | trafo | lv_bus | uint32
39 | trafo | sn_mva | float64
40 | trafo | vn_hv_kv | float64
41 | trafo | vn_lv_kv | float64
42 | trafo | vk_percent | float64
43 | trafo | vkr_percent | float64
44 | trafo | pfe_kw | float64
45 | trafo | i0_percent | float64
46 | trafo | shift_degree | float64
47 | trafo | tap_side | object
48 | trafo | tap_neutral | int32
49 | trafo | tap_min | int32
50 | trafo | tap_max | int32
51 | trafo | tap_step_percent | float64
52 | trafo | tap_step_degree | float64
53 | trafo | tap_pos | int32
54 | trafo | tap_phase_shifter | bool
55 | trafo | parallel | uint32
56 | trafo | df | float64
57 | trafo | in_service | bool
58 | line_geodata | coords | object
59 | bus_geodata | x | float64
60 | bus_geodata | y | float64
61 | bus_geodata | coords | object
62 | res_bus | vm_pu | float64
63 | res_bus | va_degree | float64
64 | res_bus | p_mw | float64
65 | res_bus | q_mvar | float64
66 | res_line | p_from_mw | float64
67 | res_line | q_from_mvar | float64
68 | res_line | p_to_mw | float64
69 | res_line | q_to_mvar | float64
70 | res_line | pl_mw | float64
71 | res_line | ql_mvar | float64
72 | res_line | i_from_ka | float64
73 | res_line | i_to_ka | float64
74 | res_line | i_ka | float64
75 | res_line | vm_from_pu | float64
76 | res_line | va_from_degree | float64
77 | res_line | vm_to_pu | float64
78 | res_line | va_to_degree | float64
79 | res_line | loading_percent | float64
80 | res_trafo | p_hv_mw | float64
81 | res_trafo | q_hv_mvar | float64
82 | res_trafo | p_lv_mw | float64
83 | res_trafo | q_lv_mvar | float64
84 | res_trafo | pl_mw | float64
85 | res_trafo | ql_mvar | float64
86 | res_trafo | i_hv_ka | float64
87 | res_trafo | i_lv_ka | float64
88 | res_trafo | vm_hv_pu | float64
89 | res_trafo | va_hv_degree | float64
90 | res_trafo | vm_lv_pu | float64
91 | res_trafo | va_lv_degree | float64
92 | res_trafo | loading_percent | float64
93 | res_ext_grid | p_mw | float64
94 | res_ext_grid | q_mvar | float64
95 | res_load | p_mw | float64
96 | res_load | q_mvar | float64

## parameters
| version | format_version | converged | OPF_converged | name | f_hz | sn_mva
0 | 2.14.6 | 2.14.0 | TRUE | FALSE |  | 50 | 1