## bus
| name | vn_kv | type | zone | in_service
0 | bus_LV_2228-10_0_6_node_0 | 0.4 | n |  | TRUE
1 | bus_LV_2228-10_0_6_node_1 | 0.4 | n |  | TRUE
2 | bus_LV_2228-10_0_6_node_2 | 0.4 | n |  | TRUE
3 | bus_LV_2228-10_0_6_node_3 | 0.4 | n |  | TRUE
4 | bus_LV_2228-10_0_6_node_4 | 0.4 | n |  | TRUE
5 | bus_LV_2228-10_0_6_node_5 | 0.4 | n |  | TRUE
6 | bus_LV_2228-10_0_6_node_6 | 0.4 | n |  | TRUE
7 | bus_LV_2228-10_0_6_node_33 | 0.4 | n |  | TRUE
8 | bus_LV_2228-10_0_6_node_30 | 0.4 | n |  | TRUE
9 | bus_LV_2228-10_0_6_node_25 | 0.4 | n |  | TRUE
10 | bus_LV_2228-10_0_6_node_7 | 0.4 | n |  | TRUE
11 | bus_LV_2228-10_0_6_node_40 | 0.4 | n |  | TRUE
12 | bus_LV_2228-10_0_6_node_43 | 0.4 | n |  | TRUE
13 | bus_LV_2228-10_0_6_node_31 | 0.4 | n |  | TRUE
14 | bus_LV_2228-10_0_6_node_26 | 0.4 | n |  | TRUE
15 | bus_LV_2228-10_0_6_node_38 | 0.4 | n |  | TRUE
16 | bus_LV_2228-10_0_6_node_9 | 0.4 | n |  | TRUE
17 | bus_LV_2228-10_0_6_node_20 | 0.4 | n |  | TRUE
18 | bus_LV_2228-10_0_6_node_29 | 0.4 | n |  | TRUE
19 | bus_LV_2228-10_0_6_node_11 | 0.4 | n |  | TRUE
20 | bus_LV_2228-10_0_6_node_17 | 0.4 | n |  | TRUE
21 | bus_LV_2228-10_0_6_node_83 | 0.4 | n |  | TRUE
22 | bus_LV_2228-10_0_6_node_13 | 0.4 | n |  | TRUE
23 | bus_LV_2228-10_0_6_node_113 | 0.4 | n |  | TRUE
24 | bus_LV_2228-10_0_6_node_15 | 0.4 | n |  | TRUE
25 | bus_LV_2228-10_0_6_node_88 | 0.4 | n |  | TRUE
26 | bus_LV_2228-10_0_6_node_77 | 0.4 | n |  | TRUE
27 | bus_LV_2228-10_0_6_node_16 | 0.4 | n |  | TRUE
28 | bus_LV_2228-10_0_6_node_95 | 0.4 | n |  | TRUE
29 | bus_LV_2228-10_0_6_node_91 | 0.4 | n |  | TRUE
30 | bus_LV_2228-10_0_6_node_75 | 0.4 | n |  | TRUE
31 | bus_LV_2228-10_0_6_node_18 | 0.4 | n |  | TRUE
32 | bus_LV_2228-10_0_6_node_68 | 0.4 | n |  | TRUE
33 | bus_LV_2228-10_0_6_node_66 | 0.4 | n |  | TRUE
34 | bus_LV_2228-10_0_6_node_98 | 0.4 | n |  | TRUE
35 | bus_LV_2228-10_0_6_node_126 | 0.4 | n |  | TRUE
36 | bus_LV_2228-10_0_6_node_21 | 0.4 | n |  | TRUE
37 | bus_LV_2228-10_0_6_node_74 | 0.4 | n |  | TRUE
38 | bus_LV_2228-10_0_6_node_71 | 0.4 | n |  | TRUE
39 | bus_LV_2228-10_0_6_node_22 | 0.4 | n |  | TRUE
40 | bus_LV_2228-10_0_6_node_63 | 0.4 | n |  | TRUE
41 | bus_LV_2228-10_0_6_node_64 | 0.4 | n |  | TRUE
42 | bus_LV_2228-10_0_6_node_23 | 0.4 | n |  | TRUE
43 | bus_LV_2228-10_0_6_node_112 | 0.4 | n |  | TRUE
44 | bus_LV_2228-10_0_6_node_111 | 0.4 | n |  | TRUE
45 | bus_LV_2228-10_0_6_node_28 | 0.4 | n |  | TRUE
46 | bus_LV_2228-10_0_6_node_99 | 0.4 | n |  | TRUE
47 | bus_LV_2228-10_0_6_node_131 | 0.4 | n |  | TRUE
48 | bus_LV_2228-10_0_6_node_129 | 0.4 | n |  | TRUE
49 | bus_LV_2228-10_0_6_node_85 | 0.4 | n |  | TRUE
50 | bus_LV_2228-10_0_6_node_84 | 0.4 | n |  | TRUE
51 | bus_LV_2228-10_0_6_node_102 | 0.4 | n |  | TRUE
52 | bus_LV_2228-10_0_6_node_107 | 0.4 | n |  | TRUE
53 | bus_LV_2228-10_0_6_node_103 | 0.4 | n |  | TRUE
54 | bus_LV_2228-10_0_6_node_105 | 0.4 | n |  | TRUE
55 | bus_LV_2228-10_0_6_node_104 | 0.4 | n |  | TRUE
56 | bus_LV_2228-10_0_6_node_109 | 0.4 | n |  | TRUE
57 | bus_LV_2228-10_0_6_node_117 | 0.4 | n |  | TRUE
58 | bus_LV_2228-10_0_6_node_114 | 0.4 | n |  | TRUE
59 | bus_LV_2228-10_0_6_node_118 | 0.4 | n |  | TRUE
60 | bus_LV_2228-10_0_6_node_119 | 0.4 | n |  | TRUE
61 | bus_LV_2228-10_0_6_node_116 | 0.4 | n |  | TRUE
62 | bus_LV_2228-10_0_6_node_115 | 0.4 | n |  | TRUE
63 | bus_LV_2228-10_0_6_node_97 | 0.4 | n |  | TRUE
64 | bus_LV_2228-10_0_6_node_76 | 0.4 | n |  | TRUE
65 | bus_LV_2228-10_0_6_node_90 | 0.4 | n |  | TRUE
66 | bus_LV_2228-10_0_6_node_139 | 0.4 | n |  | TRUE
67 | bus_LV_2228-10_0_6_node_50 | 0.4 | n |  | TRUE
68 | bus_LV_2228-10_0_6_node_124 | 0.4 | n |  | TRUE
69 | bus_LV_2228-10_0_6_node_123 | 0.4 | n |  | TRUE
70 | bus_LV_2228-10_0_6_node_148 | 0.4 | n |  | TRUE
71 | bus_LV_2228-10_0_6_node_127 | 0.4 | n |  | TRUE
72 | bus_LV_2228-10_0_6_node_72 | 0.4 | n |  | TRUE
73 | bus_LV_2228-10_0_6_node_146 | 0.4 | n |  | TRUE
74 | bus_LV_2228-10_0_6_node_62 | 0.4 | n |  | TRUE
75 | bus_LV_2228-10_0_6_node_65 | 0.4 | n |  | TRUE
76 | bus_LV_2228-10_0_6_node_110 | 0.4 | n |  | TRUE
77 | bus_LV_2228-10_0_6_node_27 | 0.4 | n |  | TRUE
78 | bus_LV_2228-10_0_6_node_32 | 0.4 | n |  | TRUE
79 | bus_LV_2228-10_0_6_node_34 | 0.4 | n |  | TRUE
80 | bus_LV_2228-10_0_6_node_35 | 0.4 | n |  | TRUE
81 | bus_LV_2228-10_0_6_node_44 | 0.4 | n |  | TRUE
82 | bus_LV_2228-10_0_6_node_36 | 0.4 | n |  | TRUE
83 | bus_LV_2228-10_0_6_node_37 | 0.4 | n |  | TRUE
84 | bus_LV_2228-10_0_6_node_39 | 0.4 | n |  | TRUE
85 | bus_LV_2228-10_0_6_node_41 | 0.4 | n |  | TRUE
86 | bus_LV_2228-10_0_6_node_42 | 0.4 | n |  | TRUE
87 | bus_LV_2228-10_0_6_node_45 | 0.4 | n |  | TRUE
88 | bus_LV_2228-10_0_6_node_46 | 0.4 | n |  | TRUE
89 | bus_LV_2228-10_0_6_node_47 | 0.4 | n |  | TRUE
90 | bus_LV_2228-10_0_6_node_48 | 0.4 | n |  | TRUE
91 | bus_LV_2228-10_0_6_node_49 | 0.4 | n |  | TRUE
92 | bus_LV_2228-10_0_6_node_51 | 0.4 | n |  | TRUE
93 | bus_LV_2228-10_0_6_node_67 | 0.4 | n |  | TRUE
94 | bus_LV_2228-10_0_6_node_69 | 0.4 | n |  | TRUE
95 | bus_LV_2228-10_0_6_node_70 | 0.4 | n |  | TRUE
96 | bus_LV_2228-10_0_6_node_143 | 0.4 | n |  | TRUE
97 | bus_LV_2228-10_0_6_node_144 | 0.4 | n |  | TRUE
98 | bus_LV_2228-10_0_6_node_151 | 0.4 | n |  | TRUE
99 | bus_LV_2228-10_0_6_node_54 | 0.4 | n |  | TRUE
100 | bus_LV_2228-10_0_6_node_150 | 0.4 | n |  | TRUE
101 | bus_LV_2228-10_0_6_node_149 | 0.4 | n |  | TRUE
102 | bus_LV_2228-10_0_6_node_52 | 0.4 | n |  | TRUE
103 | bus_LV_2228-10_0_6_node_53 | 0.4 | n |  | TRUE
104 | bus_LV_2228-10_0_6_node_57 | 0.4 | n |  | TRUE
105 | bus_LV_2228-10_0_6_node_58 | 0.4 | n |  | TRUE
106 | bus_LV_2228-10_0_6_node_55 | 0.4 | n |  | TRUE
107 | bus_LV_2228-10_0_6_node_56 | 0.4 | n |  | TRUE
108 | bus_LV_2228-10_0_6_node_152 | 0.4 | n |  | TRUE
109 | bus_LV_2228-10_0_6_node_61 | 0.4 | n |  | TRUE
110 | bus_LV_2228-10_0_6_node_59 | 0.4 | n |  | TRUE
111 | bus_LV_2228-10_0_6_node_60 | 0.4 | n |  | TRUE
112 | bus_LV_2228-10_0_6_node_145 | 0.4 | n |  | TRUE
113 | bus_LV_2228-10_0_6_node_147 | 0.4 | n |  | TRUE
114 | bus_LV_2228-10_0_6_node_138 | 0.4 | n |  | TRUE
115 | bus_LV_2228-10_0_6_node_73 | 0.4 | n |  | TRUE
116 | bus_LV_2228-10_0_6_node_134 | 0.4 | n |  | TRUE
117 | bus_LV_2228-10_0_6_node_140 | 0.4 | n |  | TRUE
118 | bus_LV_2228-10_0_6_node_130 | 0.4 | n |  | TRUE
119 | bus_LV_2228-10_0_6_node_132 | 0.4 | n |  | TRUE
120 | bus_LV_2228-10_0_6_node_82 | 0.4 | n |  | TRUE
121 | bus_LV_2228-10_0_6_node_93 | 0.4 | n |  | TRUE
122 | bus_LV_2228-10_0_6_node_79 | 0.4 | n |  | TRUE
123 | bus_LV_2228-10_0_6_node_80 | 0.4 | n |  | TRUE
124 | bus_LV_2228-10_0_6_node_81 | 0.4 | n |  | TRUE
125 | bus_LV_2228-10_0_6_node_86 | 0.4 | n |  | TRUE
126 | bus_LV_2228-10_0_6_node_87 | 0.4 | n |  | TRUE
127 | bus_LV_2228-10_0_6_node_106 | 0.4 | n |  | TRUE
128 | bus_LV_2228-10_0_6_node_89 | 0.4 | n |  | TRUE
129 | bus_LV_2228-10_0_6_node_94 | 0.4 | n |  | TRUE
130 | bus_LV_2228-10_0_6_node_96 | 0.4 | n |  | TRUE
131 | bus_LV_2228-10_0_6_node_128 | 0.4 | n |  | TRUE
132 | bus_LV_2228-10_0_6_node_141 | 0.4 | n |  | TRUE
133 | bus_LV_2228-10_0_6_node_108 | 0.4 | n |  | TRUE
134 | bus_LV_2228-10_0_6_node_125 | 0.4 | n |  | TRUE
135 | bus_LV_2228-10_0_6_node_122 | 0.4 | n |  | TRUE
136 | bus_LV_2228-10_0_6_node_120 | 0.4 | n |  | TRUE
137 | bus_LV_2228-10_0_6_node_121 | 0.4 | n |  | TRUE
138 | bus_LV_2228-10_0_6_node_135 | 0.4 | n |  | TRUE
139 | bus_LV_2228-10_0_6_node_136 | 0.4 | n |  | TRUE
140 | bus_LV_2228-10_0_6_node_133 | 0.4 | n |  | TRUE
141 | bus_LV_2228-10_0_6_node_142 | 0.4 | n |  | TRUE
142 | bus_LV_2228-10_0_6_node_137 | 0.4 | n |  | TRUE
143 | bus_MV_505_0_node_9 | 20 | n |  | TRUE

## load
| name | bus | p_mw | q_mvar | const_z_percent | const_i_percent | sn_mva | scaling | in_service | type
0 | LV_2228-10_0_6_load_0 | 0 | 0.0026199 | 0.0006566 | 0 | 0 |  | 1 | TRUE | wye
1 | LV_2228-10_0_6_load_1 | 1 | 0.0026247 | 0.00065782 | 0 | 0 |  | 1 | TRUE | wye
2 | LV_2228-10_0_6_load_3 | 3 | 0.0071186 | 0.0017841 | 0 | 0 |  | 1 | TRUE | wye
3 | LV_2228-10_0_6_load_6 | 6 | 0.0071233 | 0.0017853 | 0 | 0 |  | 1 | TRUE | wye
4 | LV_2228-10_0_6_load_33 | 7 | 0.0032485 | 0.00081415 | 0 | 0 |  | 1 | TRUE | wye
5 | LV_2228-10_0_6_load_30 | 8 | 0.0028028 | 0.00070244 | 0 | 0 |  | 1 | TRUE | wye
6 | LV_2228-10_0_6_load_25 | 9 | 0.0025083 | 0.00062863 | 0 | 0 |  | 1 | TRUE | wye
7 | LV_2228-10_0_6_load_7 | 10 | 0.002559 | 0.00064136 | 0 | 0 |  | 1 | TRUE | wye
8 | LV_2228-10_0_6_load_40 | 11 | 0.0020421 | 0.0005118 | 0 | 0 |  | 1 | TRUE | wye
9 | LV_2228-10_0_6_load_43 | 12 | 0.0030223 | 0.00075745 | 0 | 0 |  | 1 | TRUE | wye
10 | LV_2228-10_0_6_load_31 | 13 | 0.0029596 | 0.00074176 | 0 | 0 |  | 1 | TRUE | wye
11 | LV_2228-10_0_6_load_26 | 14 | 0.0027718 | 0.00069467 | 0 | 0 |  | 1 | TRUE | wye
12 | LV_2228-10_0_6_load_38 | 15 | 0.0013905 | 0.00034849 | 0 | 0 |  | 1 | TRUE | wye
13 | LV_2228-10_0_6_load_29 | 18 | 0.0029317 | 0.00073475 | 0 | 0 |  | 1 | TRUE | wye
14 | LV_2228-10_0_6_load_83 | 21 | 0.076739 | 0.019233 | 0 | 0 |  | 1 | TRUE | wye
15 | LV_2228-10_0_6_load_113 | 23 | 0.010401 | 0.0026066 | 0 | 0 |  | 1 | TRUE | wye
16 | LV_2228-10_0_6_load_77 | 26 | 0.018892 | 0.0047349 | 0 | 0 |  | 1 | TRUE | wye
17 | LV_2228-10_0_6_load_95 | 28 | 0.0047891 | 0.0012003 | 0 | 0 |  | 1 | TRUE | wye
18 | LV_2228-10_0_6_load_91 | 29 | 0.011853 | 0.0029706 | 0 | 0 |  | 1 | TRUE | wye
19 | LV_2228-10_0_6_load_75 | 30 | 0.017952 | 0.0044993 | 0 | 0 |  | 1 | TRUE | wye
20 | LV_2228-10_0_6_load_66 | 33 | 0.004345 | 0.001089 | 0 | 0 |  | 1 | TRUE | wye
21 | LV_2228-10_0_6_load_126 | 35 | 0.0031282 | 0.00078399 | 0 | 0 |  | 1 | TRUE | wye
22 | LV_2228-10_0_6_load_74 | 37 | 0.0039317 | 0.00098537 | 0 | 0 |  | 1 | TRUE | wye
23 | LV_2228-10_0_6_load_71 | 38 | 0.0039568 | 0.00099166 | 0 | 0 |  | 1 | TRUE | wye
24 | LV_2228-10_0_6_load_64 | 41 | 0.0016441 | 0.00041205 | 0 | 0 |  | 1 | TRUE | wye
25 | LV_2228-10_0_6_load_112 | 43 | 0.010397 | 0.0026057 | 0 | 0 |  | 1 | TRUE | wye
26 | LV_2228-10_0_6_load_111 | 44 | 0.011527 | 0.002889 | 0 | 0 |  | 1 | TRUE | wye
27 | LV_2228-10_0_6_load_28 | 45 | 0.0030297 | 0.00075931 | 0 | 0 |  | 1 | TRUE | wye
28 | LV_2228-10_0_6_load_131 | 47 | 0.0055123 | 0.0013815 | 0 | 0 |  | 1 | TRUE | wye
29 | LV_2228-10_0_6_load_129 | 48 | 0.0020062 | 0.00050279 | 0 | 0 |  | 1 | TRUE | wye
30 | LV_2228-10_0_6_load_84 | 50 | 0.040798 | 0.010225 | 0 | 0 |  | 1 | TRUE | wye
31 | LV_2228-10_0_6_load_107 | 52 | 0.0086818 | 0.0021759 | 0 | 0 |  | 1 | TRUE | wye
32 | LV_2228-10_0_6_load_105 | 54 | 0.012634 | 0.0031664 | 0 | 0 |  | 1 | TRUE | wye
33 | LV_2228-10_0_6_load_109 | 56 | 0.0028056 | 0.00070314 | 0 | 0 |  | 1 | TRUE | wye
34 | LV_2228-10_0_6_load_117 | 57 | 0.0045185 | 0.0011325 | 0 | 0 |  | 1 | TRUE | wye
35 | LV_2228-10_0_6_load_114 | 58 | 0.0048879 | 0.001225 | 0 | 0 |  | 1 | TRUE | wye
36 | LV_2228-10_0_6_load_118 | 59 | 0.0047564 | 0.0011921 | 0 | 0 |  | 1 | TRUE | wye
37 | LV_2228-10_0_6_load_119 | 60 | 0.0055169 | 0.0013827 | 0 | 0 |  | 1 | TRUE | wye
38 | LV_2228-10_0_6_load_116 | 61 | 0.0049545 | 0.0012417 | 0 | 0 |  | 1 | TRUE | wye
39 | LV_2228-10_0_6_load_115 | 62 | 0.0045381 | 0.0011374 | 0 | 0 |  | 1 | TRUE | wye
40 | LV_2228-10_0_6_load_97 | 63 | 0.0035521 | 0.00089024 | 0 | 0 |  | 1 | TRUE | wye
41 | LV_2228-10_0_6_load_76 | 64 | 0.012357 | 0.003097 | 0 | 0 |  | 1 | TRUE | wye
42 | LV_2228-10_0_6_load_90 | 65 | 0.01186 | 0.0029723 | 0 | 0 |  | 1 | TRUE | wye
43 | LV_2228-10_0_6_load_139 | 66 | 0.0019634 | 0.00049207 | 0 | 0 |  | 1 | TRUE | wye
44 | LV_2228-10_0_6_load_124 | 68 | 0.0045684 | 0.001145 | 0 | 0 |  | 1 | TRUE | wye
45 | LV_2228-10_0_6_load_123 | 69 | 0.0042695 | 0.00107 | 0 | 0 |  | 1 | TRUE | wye
46 | LV_2228-10_0_6_load_148 | 70 | 0.005266 | 0.0013198 | 0 | 0 |  | 1 | TRUE | wye
47 | LV_2228-10_0_6_load_127 | 71 | 0.0070765 | 0.0017736 | 0 | 0 |  | 1 | TRUE | wye
48 | LV_2228-10_0_6_load_72 | 72 | 0.00058999 | 0.00014787 | 0 | 0 |  | 1 | TRUE | wye
49 | LV_2228-10_0_6_load_146 | 73 | 0.0077341 | 0.0019384 | 0 | 0 |  | 1 | TRUE | wye
50 | LV_2228-10_0_6_load_65 | 75 | 0.0020235 | 0.00050713 | 0 | 0 |  | 1 | TRUE | wye
51 | LV_2228-10_0_6_load_110 | 76 | 0.011527 | 0.002889 | 0 | 0 |  | 1 | TRUE | wye
52 | LV_2228-10_0_6_load_27 | 77 | 0.0028801 | 0.00072181 | 0 | 0 |  | 1 | TRUE | wye
53 | LV_2228-10_0_6_load_32 | 78 | 0.0031204 | 0.00078204 | 0 | 0 |  | 1 | TRUE | wye
54 | LV_2228-10_0_6_load_34 | 79 | 0.0031771 | 0.00079625 | 0 | 0 |  | 1 | TRUE | wye
55 | LV_2228-10_0_6_load_35 | 80 | 0.0015923 | 0.00039907 | 0 | 0 |  | 1 | TRUE | wye
56 | LV_2228-10_0_6_load_44 | 81 | 0.0028672 | 0.0007186 | 0 | 0 |  | 1 | TRUE | wye
57 | LV_2228-10_0_6_load_36 | 82 | 0.0034516 | 0.00086504 | 0 | 0 |  | 1 | TRUE | wye
58 | LV_2228-10_0_6_load_37 | 83 | 0.0039567 | 0.00099165 | 0 | 0 |  | 1 | TRUE | wye
59 | LV_2228-10_0_6_load_39 | 84 | 0.0044618 | 0.0011182 | 0 | 0 |  | 1 | TRUE | wye
60 | LV_2228-10_0_6_load_41 | 85 | 0.0049902 | 0.0012507 | 0 | 0 |  | 1 | TRUE | wye
61 | LV_2228-10_0_6_load_42 | 86 | 0.0039018 | 0.00097789 | 0 | 0 |  | 1 | TRUE | wye
62 | LV_2228-10_0_6_load_45 | 87 | 0.0036831 | 0.00092307 | 0 | 0 |  | 1 | TRUE | wye
63 | LV_2228-10_0_6_load_46 | 88 | 0.0041294 | 0.0010349 | 0 | 0 |  | 1 | TRUE | wye
64 | LV_2228-10_0_6_load_47 | 89 | 0.002442 | 0.00061202 | 0 | 0 |  | 1 | TRUE | wye
65 | LV_2228-10_0_6_load_48 | 90 | 0.0040944 | 0.0010261 | 0 | 0 |  | 1 | TRUE | wye
66 | LV_2228-10_0_6_load_49 | 91 | 0.0043775 | 0.0010971 | 0 | 0 |  | 1 | TRUE | wye
67 | LV_2228-10_0_6_load_144 | 97 | 0.0045462 | 0.0011394 | 0 | 0 |  | 1 | TRUE | wye
68 | LV_2228-10_0_6_load_151 | 98 | 0.0030883 | 0.00077399 | 0 | 0 |  | 1 | TRUE | wye
69 | LV_2228-10_0_6_load_150 | 100 | 0.0049448 | 0.0012393 | 0 | 0 |  | 1 | TRUE | wye
70 | LV_2228-10_0_6_load_149 | 101 | 0.0063098 | 0.0015814 | 0 | 0 |  | 1 | TRUE | wye
71 | LV_2228-10_0_6_load_52 | 102 | 0.0024434 | 0.00061237 | 0 | 0 |  | 1 | TRUE | wye
72 | LV_2228-10_0_6_load_53 | 103 | 0.0020878 | 0.00052325 | 0 | 0 |  | 1 | TRUE | wye
73 | LV_2228-10_0_6_load_55 | 106 | 0.00223 | 0.00055888 | 0 | 0 |  | 1 | TRUE | wye
74 | LV_2228-10_0_6_load_56 | 107 | 0.0018159 | 0.00045511 | 0 | 0 |  | 1 | TRUE | wye
75 | LV_2228-10_0_6_load_152 | 108 | 0.0018393 | 0.00046097 | 0 | 0 |  | 1 | TRUE | wye
76 | LV_2228-10_0_6_load_59 | 110 | 0.0016735 | 0.00041941 | 0 | 0 |  | 1 | TRUE | wye
77 | LV_2228-10_0_6_load_60 | 111 | 0.0018596 | 0.00046607 | 0 | 0 |  | 1 | TRUE | wye
78 | LV_2228-10_0_6_load_145 | 112 | 0.0041117 | 0.0010305 | 0 | 0 |  | 1 | TRUE | wye
79 | LV_2228-10_0_6_load_147 | 113 | 0.0026711 | 0.00066944 | 0 | 0 |  | 1 | TRUE | wye
80 | LV_2228-10_0_6_load_138 | 114 | 0.0038893 | 0.00097475 | 0 | 0 |  | 1 | TRUE | wye
81 | LV_2228-10_0_6_load_134 | 116 | 0.0010493 | 0.00026297 | 0 | 0 |  | 1 | TRUE | wye
82 | LV_2228-10_0_6_load_140 | 117 | 0.0054684 | 0.0013705 | 0 | 0 |  | 1 | TRUE | wye
83 | LV_2228-10_0_6_load_93 | 121 | 0.012946 | 0.0032445 | 0 | 0 |  | 1 | TRUE | wye
84 | LV_2228-10_0_6_load_79 | 122 | 0.0035526 | 0.00089035 | 0 | 0 |  | 1 | TRUE | wye
85 | LV_2228-10_0_6_load_80 | 123 | 0.0035556 | 0.00089111 | 0 | 0 |  | 1 | TRUE | wye
86 | LV_2228-10_0_6_load_81 | 124 | 0.0035521 | 0.00089023 | 0 | 0 |  | 1 | TRUE | wye
87 | LV_2228-10_0_6_load_86 | 125 | 0.0035561 | 0.00089124 | 0 | 0 |  | 1 | TRUE | wye
88 | LV_2228-10_0_6_load_87 | 126 | 0.0035521 | 0.00089023 | 0 | 0 |  | 1 | TRUE | wye
89 | LV_2228-10_0_6_load_106 | 127 | 0.013137 | 0.0032925 | 0 | 0 |  | 1 | TRUE | wye
90 | LV_2228-10_0_6_load_89 | 128 | 0.0035551 | 0.00089099 | 0 | 0 |  | 1 | TRUE | wye
91 | LV_2228-10_0_6_load_94 | 129 | 0.0035526 | 0.00089036 | 0 | 0 |  | 1 | TRUE | wye
92 | LV_2228-10_0_6_load_96 | 130 | 0.0035556 | 0.00089112 | 0 | 0 |  | 1 | TRUE | wye
93 | LV_2228-10_0_6_load_141 | 132 | 0.0028243 | 0.00070785 | 0 | 0 |  | 1 | TRUE | wye
94 | LV_2228-10_0_6_load_108 | 133 | 0.011522 | 0.0028876 | 0 | 0 |  | 1 | TRUE | wye
95 | LV_2228-10_0_6_load_125 | 134 | 0.0054968 | 0.0013776 | 0 | 0 |  | 1 | TRUE | wye
96 | LV_2228-10_0_6_load_122 | 135 | 0.0048084 | 0.0012051 | 0 | 0 |  | 1 | TRUE | wye
97 | LV_2228-10_0_6_load_121 | 137 | 0.0046764 | 0.001172 | 0 | 0 |  | 1 | TRUE | wye
98 | LV_2228-10_0_6_load_135 | 138 | 0.0013672 | 0.00034265 | 0 | 0 |  | 1 | TRUE | wye
99 | LV_2228-10_0_6_load_136 | 139 | 0.001435 | 0.00035965 | 0 | 0 |  | 1 | TRUE | wye
100 | LV_2228-10_0_6_load_133 | 140 | 0.0070683 | 0.0017715 | 0 | 0 |  | 1 | TRUE | wye
101 | LV_2228-10_0_6_load_142 | 141 | 0.006651 | 0.0016669 | 0 | 0 |  | 1 | TRUE | wye
102 | LV_2228-10_0_6_load_137 | 142 | 0.0017911 | 0.00044888 | 0 | 0 |  | 1 | TRUE | wye

## ext_grid
| name | bus | vm_pu | va_degree | slack_weight | in_service
0 |  | 21 | 1 | 0 | 1 | TRUE

## line
| name | std_type | from_bus | to_bus | length_km | r_ohm_per_km | x_ohm_per_km | c_nf_per_km | g_us_per_km | max_i_ka | df | parallel | type | in_service
0 | LV_2228-10_0_6_line_0 |  | 0 | 1 | 0.00070371 | 0.125 | 0.08 | 261 | 0 | 0.364 | 1 | 1 | cs | TRUE
1 | LV_2228-10_0_6_line_1 |  | 0 | 2 | 0.016172 | 0.125 | 0.08 | 261 | 0 | 0.364 | 1 | 1 | cs | TRUE
2 | LV_2228-10_0_6_line_2 |  | 1 | 3 | 0.0053499 | 0.125 | 0.08 | 261 | 0 | 0.364 | 1 | 1 | cs | TRUE
3 | LV_2228-10_0_6_line_3 |  | 2 | 4 | 0.01374 | 0.125 | 0.08 | 261 | 0 | 0.364 | 1 | 1 | cs | TRUE
4 | LV_2228-10_0_6_line_4 |  | 2 | 5 | 0.004641 | 0.125 | 0.08 | 261 | 0 | 0.364 | 1 | 1 | cs | TRUE
5 | LV_2228-10_0_6_line_5 |  | 3 | 6 | 0.013182 | 0.125 | 0.08 | 261 | 0 | 0.364 | 1 | 1 | cs | TRUE
6 | LV_2228-10_0_6_line_6 |  | 4 | 7 | 0.038039 | 0.125 | 0.08 | 261 | 0 | 0.364 | 1 | 1 | cs | TRUE
7 | LV_2228-10_0_6_line_7 |  | 4 | 8 | 0.0093001 | 0.125 | 0.08 | 261 | 0 | 0.364 | 1 | 1 | cs | TRUE
8 | LV_2228-10_0_6_line_8 |  | 5 | 9 | 0.022078 | 0.125 | 0.08 | 261 | 0 | 0.364 | 1 | 1 | cs | TRUE
9 | LV_2228-10_0_6_line_9 |  | 5 | 10 | 0.017277 | 0.125 | 0.08 | 261 | 0 | 0.364 | 1 | 1 | cs | TRUE
10 | LV_2228-10_0_6_line_10 |  | 6 | 11 | 0.0093656 | 0.125 | 0.08 | 261 | 0 | 0.364 | 1 | 1 | cs | TRUE
11 | LV_2228-10_0_6_line_11 |  | 7 | 12 | 0.010379 | 0.125 | 0.08 | 261 | 0 | 0.364 | 1 | 1 | cs | TRUE
12 | LV_2228-10_0_6_line_12 |  | 8 | 13 | 0.0091961 | 0.125 | 0.08 | 261 | 0 | 0.364 | 1 | 1 | cs | TRUE
13 | LV_2228-10_0_6_line_13 |  | 9 | 14 | 0.0099713 | 0.125 | 0.08 | 261 | 0 | 0.364 | 1 | 1 | cs | TRUE
14 | LV_2228-10_0_6_line_14 |  | 11 | 15 | 0.0049709 | 0.125 | 0.08 | 261 | 0 | 0.364 | 1 | 1 | cs | TRUE
15 | LV_2228-10_0_6_line_15 |  | 12 | 81 | 0.0091713 | 0.125 | 0.08 | 261 | 0 | 0.364 | 1 | 1 | cs | TRUE
16 | LV_2228-10_0_6_line_16 |  | 13 | 78 | 0.0092691 | 0.125 | 0.08 | 261 | 0 | 0.364 | 1 | 1 | cs | TRUE
17 | LV_2228-10_0_6_line_17 |  | 14 | 77 | 0.00079426 | 0.125 | 0.08 | 261 | 0 | 0.364 | 1 | 1 | cs | TRUE
18 | LV_2228-10_0_6_line_18 |  | 15 | 84 | 0.0041582 | 0.125 | 0.08 | 261 | 0 | 0.364 | 1 | 1 | cs | TRUE
19 | LV_2228-10_0_6_line_19 |  | 16 | 17 | 0.25169 | 0.125 | 0.08 | 261 | 0 | 0.364 | 1 | 3 | cs | TRUE
20 | LV_2228-10_0_6_line_20 |  | 16 | 18 | 0.019674 | 0.125 | 0.08 | 261 | 0 | 0.364 | 1 | 3 | cs | TRUE
21 | LV_2228-10_0_6_line_21 |  | 17 | 34 | 0.030249 | 0.125 | 0.08 | 261 | 0 | 0.364 | 1 | 3 | cs | TRUE
22 | LV_2228-10_0_6_line_22 |  | 17 | 35 | 0.024877 | 0.125 | 0.08 | 261 | 0 | 0.364 | 1 | 3 | cs | TRUE
23 | LV_2228-10_0_6_line_23 |  | 18 | 45 | 0.028256 | 0.125 | 0.08 | 261 | 0 | 0.364 | 1 | 2 | cs | TRUE
24 | LV_2228-10_0_6_line_24 |  | 19 | 20 | 0.088138 | 0.125 | 0.08 | 261 | 0 | 0.364 | 1 | 3 | cs | TRUE
25 | LV_2228-10_0_6_line_25 |  | 19 | 21 | 0.029289 | 0.125 | 0.08 | 261 | 0 | 0.364 | 1 | 3 | cs | TRUE
26 | LV_2228-10_0_6_line_26 |  | 20 | 30 | 0.024353 | 0.125 | 0.08 | 261 | 0 | 0.364 | 1 | 3 | cs | TRUE
27 | LV_2228-10_0_6_line_27 |  | 20 | 22 | 0.037832 | 0.125 | 0.08 | 261 | 0 | 0.364 | 1 | 1 | cs | TRUE
28 | LV_2228-10_0_6_line_28 |  | 21 | 50 | 0.010775 | 0.125 | 0.08 | 261 | 0 | 0.364 | 1 | 3 | cs | TRUE
29 | LV_2228-10_0_6_line_29 |  | 22 | 23 | 0.011019 | 0.125 | 0.08 | 261 | 0 | 0.364 | 1 | 1 | cs | TRUE
30 | LV_2228-10_0_6_line_30 |  | 23 | 43 | 0.016131 | 0.125 | 0.08 | 261 | 0 | 0.364 | 1 | 1 | cs | TRUE
31 | LV_2228-10_0_6_line_31 |  | 24 | 25 | 0.036101 | 0.125 | 0.08 | 261 | 0 | 0.364 | 1 | 3 | cs | TRUE
32 | LV_2228-10_0_6_line_32 |  | 24 | 26 | 0.033177 | 0.125 | 0.08 | 261 | 0 | 0.364 | 1 | 3 | cs | TRUE
33 | LV_2228-10_0_6_line_33 |  | 25 | 63 | 0.0098366 | 0.125 | 0.08 | 261 | 0 | 0.364 | 1 | 1 | cs | TRUE
34 | LV_2228-10_0_6_line_34 |  | 25 | 27 | 0.037232 | 0.125 | 0.08 | 261 | 0 | 0.364 | 1 | 3 | cs | TRUE
35 | LV_2228-10_0_6_line_35 |  | 26 | 64 | 0.020924 | 0.125 | 0.08 | 261 | 0 | 0.364 | 1 | 3 | cs | TRUE
36 | LV_2228-10_0_6_line_36 |  | 27 | 28 | 0.010618 | 0.125 | 0.08 | 261 | 0 | 0.364 | 1 | 1 | cs | TRUE
37 | LV_2228-10_0_6_line_37 |  | 27 | 29 | 0.020961 | 0.125 | 0.08 | 261 | 0 | 0.364 | 1 | 3 | cs | TRUE
38 | LV_2228-10_0_6_line_38 |  | 29 | 65 | 0.015232 | 0.125 | 0.08 | 261 | 0 | 0.364 | 1 | 3 | cs | TRUE
39 | LV_2228-10_0_6_line_39 |  | 30 | 64 | 0.021085 | 0.125 | 0.08 | 261 | 0 | 0.364 | 1 | 3 | cs | TRUE
40 | LV_2228-10_0_6_line_40 |  | 31 | 32 | 0.006724 | 0.125 | 0.08 | 261 | 0 | 0.364 | 1 | 3 | cs | TRUE
41 | LV_2228-10_0_6_line_41 |  | 31 | 33 | 0.023739 | 0.125 | 0.08 | 261 | 0 | 0.364 | 1 | 2 | cs | TRUE
42 | LV_2228-10_0_6_line_42 |  | 32 | 66 | 0.043154 | 0.125 | 0.08 | 261 | 0 | 0.364 | 1 | 3 | cs | TRUE
43 | LV_2228-10_0_6_line_43 |  | 33 | 67 | 0.019078 | 0.125 | 0.08 | 261 | 0 | 0.364 | 1 | 2 | cs | TRUE
44 | LV_2228-10_0_6_line_44 |  | 34 | 70 | 0.015576 | 0.125 | 0.08 | 261 | 0 | 0.364 | 1 | 1 | cs | TRUE
45 | LV_2228-10_0_6_line_45 |  | 34 | 49 | 0.072022 | 0.125 | 0.08 | 261 | 0 | 0.364 | 1 | 3 | cs | TRUE
46 | LV_2228-10_0_6_line_46 |  | 35 | 71 | 0.0074689 | 0.125 | 0.08 | 261 | 0 | 0.364 | 1 | 3 | cs | TRUE
47 | LV_2228-10_0_6_line_47 |  | 36 | 37 | 0.019216 | 0.125 | 0.08 | 261 | 0 | 0.364 | 1 | 1 | cs | TRUE
48 | LV_2228-10_0_6_line_48 |  | 36 | 38 | 0.016469 | 0.125 | 0.08 | 261 | 0 | 0.364 | 1 | 1 | cs | TRUE
49 | LV_2228-10_0_6_line_49 |  | 38 | 72 | 0.018738 | 0.125 | 0.08 | 261 | 0 | 0.364 | 1 | 1 | cs | TRUE
50 | LV_2228-10_0_6_line_50 |  | 39 | 40 | 0.005897 | 0.125 | 0.08 | 261 | 0 | 0.364 | 1 | 1 | cs | TRUE
51 | LV_2228-10_0_6_line_51 |  | 39 | 41 | 0.017404 | 0.125 | 0.08 | 261 | 0 | 0.364 | 1 | 1 | cs | TRUE
52 | LV_2228-10_0_6_line_52 |  | 40 | 73 | 0.022329 | 0.125 | 0.08 | 261 | 0 | 0.364 | 1 | 1 | cs | TRUE
53 | LV_2228-10_0_6_line_53 |  | 40 | 74 | 0.034128 | 0.125 | 0.08 | 261 | 0 | 0.364 | 1 | 1 | cs | TRUE
54 | LV_2228-10_0_6_line_54 |  | 41 | 75 | 0.025822 | 0.125 | 0.08 | 261 | 0 | 0.364 | 1 | 1 | cs | TRUE
55 | LV_2228-10_0_6_line_55 |  | 42 | 43 | 0.0029372 | 0.125 | 0.08 | 261 | 0 | 0.364 | 1 | 1 | cs | TRUE
56 | LV_2228-10_0_6_line_56 |  | 42 | 44 | 0.012895 | 0.125 | 0.08 | 261 | 0 | 0.364 | 1 | 1 | cs | TRUE
57 | LV_2228-10_0_6_line_57 |  | 44 | 76 | 0.017309 | 0.125 | 0.08 | 261 | 0 | 0.364 | 1 | 1 | cs | TRUE
58 | LV_2228-10_0_6_line_58 |  | 45 | 77 | 0.025772 | 0.125 | 0.08 | 261 | 0 | 0.364 | 1 | 1 | cs | TRUE
59 | LV_2228-10_0_6_line_59 |  | 46 | 47 | 0.015012 | 0.125 | 0.08 | 261 | 0 | 0.364 | 1 | 3 | cs | TRUE
60 | LV_2228-10_0_6_line_60 |  | 46 | 48 | 0.027554 | 0.125 | 0.08 | 261 | 0 | 0.364 | 1 | 3 | cs | TRUE
61 | LV_2228-10_0_6_line_61 |  | 47 | 131 | 0.067514 | 0.125 | 0.08 | 261 | 0 | 0.364 | 1 | 3 | cs | TRUE
62 | LV_2228-10_0_6_line_62 |  | 48 | 118 | 0.015271 | 0.125 | 0.08 | 261 | 0 | 0.364 | 1 | 3 | cs | TRUE
63 | LV_2228-10_0_6_line_63 |  | 49 | 50 | 0.096212 | 0.125 | 0.08 | 261 | 0 | 0.364 | 1 | 3 | cs | TRUE
64 | LV_2228-10_0_6_line_64 |  | 51 | 52 | 0.0061574 | 0.125 | 0.08 | 261 | 0 | 0.364 | 1 | 1 | cs | TRUE
65 | LV_2228-10_0_6_line_65 |  | 51 | 53 | 0.033067 | 0.125 | 0.08 | 261 | 0 | 0.364 | 1 | 1 | cs | TRUE
66 | LV_2228-10_0_6_line_66 |  | 51 | 54 | 0.022432 | 0.125 | 0.08 | 261 | 0 | 0.364 | 1 | 1 | cs | TRUE
67 | LV_2228-10_0_6_line_67 |  | 52 | 133 | 0.032487 | 0.125 | 0.08 | 261 | 0 | 0.364 | 1 | 1 | cs | TRUE
68 | LV_2228-10_0_6_line_68 |  | 53 | 55 | 0.010472 | 0.125 | 0.08 | 261 | 0 | 0.364 | 1 | 1 | cs | TRUE
69 | LV_2228-10_0_6_line_69 |  | 53 | 56 | 0.036135 | 0.125 | 0.08 | 261 | 0 | 0.364 | 1 | 1 | cs | TRUE
70 | LV_2228-10_0_6_line_70 |  | 54 | 127 | 0.017379 | 0.125 | 0.08 | 261 | 0 | 0.364 | 1 | 1 | cs | TRUE
71 | LV_2228-10_0_6_line_71 |  | 55 | 57 | 0.011848 | 0.125 | 0.08 | 261 | 0 | 0.364 | 1 | 1 | cs | TRUE
72 | LV_2228-10_0_6_line_72 |  | 55 | 58 | 0.02162 | 0.125 | 0.08 | 261 | 0 | 0.364 | 1 | 1 | cs | TRUE
73 | LV_2228-10_0_6_line_73 |  | 57 | 134 | 0.0019202 | 0.125 | 0.08 | 261 | 0 | 0.364 | 1 | 1 | cs | TRUE
74 | LV_2228-10_0_6_line_74 |  | 58 | 62 | 0.0090561 | 0.125 | 0.08 | 261 | 0 | 0.364 | 1 | 1 | cs | TRUE
75 | LV_2228-10_0_6_line_75 |  | 59 | 60 | 0.013224 | 0.125 | 0.08 | 261 | 0 | 0.364 | 1 | 1 | cs | TRUE
76 | LV_2228-10_0_6_line_76 |  | 60 | 136 | 0.013852 | 0.125 | 0.08 | 261 | 0 | 0.364 | 1 | 1 | cs | TRUE
77 | LV_2228-10_0_6_line_77 |  | 61 | 62 | 0.010966 | 0.125 | 0.08 | 261 | 0 | 0.364 | 1 | 1 | cs | TRUE
78 | LV_2228-10_0_6_line_78 |  | 63 | 130 | 0.005952 | 0.125 | 0.08 | 261 | 0 | 0.364 | 1 | 1 | cs | TRUE
79 | LV_2228-10_0_6_line_79 |  | 65 | 120 | 0.02791 | 0.125 | 0.08 | 261 | 0 | 0.364 | 1 | 3 | cs | TRUE
80 | LV_2228-10_0_6_line_80 |  | 66 | 114 | 0.010238 | 0.125 | 0.08 | 261 | 0 | 0.364 | 1 | 3 | cs | TRUE
81 | LV_2228-10_0_6_line_81 |  | 67 | 93 | 0.020743 | 0.125 | 0.08 | 261 | 0 | 0.364 | 1 | 1 | cs | TRUE
82 | LV_2228-10_0_6_line_82 |  | 67 | 90 | 0.0099003 | 0.125 | 0.08 | 261 | 0 | 0.364 | 1 | 1 | cs | TRUE
83 | LV_2228-10_0_6_line_83 |  | 68 | 69 | 0.0074497 | 0.125 | 0.08 | 261 | 0 | 0.364 | 1 | 1 | cs | TRUE
84 | LV_2228-10_0_6_line_84 |  | 69 | 137 | 0.0099291 | 0.125 | 0.08 | 261 | 0 | 0.364 | 1 | 1 | cs | TRUE
85 | LV_2228-10_0_6_line_85 |  | 71 | 131 | 0.012377 | 0.125 | 0.08 | 261 | 0 | 0.364 | 1 | 3 | cs | TRUE
86 | LV_2228-10_0_6_line_86 |  | 72 | 115 | 0.016762 | 0.125 | 0.08 | 261 | 0 | 0.364 | 1 | 1 | cs | TRUE
87 | LV_2228-10_0_6_line_87 |  | 74 | 96 | 0.033489 | 0.125 | 0.08 | 261 | 0 | 0.364 | 1 | 1 | cs | TRUE
88 | LV_2228-10_0_6_line_88 |  | 74 | 112 | 0.024383 | 0.125 | 0.08 | 261 | 0 | 0.364 | 1 | 1 | cs | TRUE
89 | LV_2228-10_0_6_line_89 |  | 78 | 79 | 0.018556 | 0.125 | 0.08 | 261 | 0 | 0.364 | 1 | 1 | cs | TRUE
90 | LV_2228-10_0_6_line_90 |  | 79 | 80 | 0.0077807 | 0.125 | 0.08 | 261 | 0 | 0.364 | 1 | 1 | cs | TRUE
91 | LV_2228-10_0_6_line_91 |  | 80 | 82 | 0.0077163 | 0.125 | 0.08 | 261 | 0 | 0.364 | 1 | 1 | cs | TRUE
92 | LV_2228-10_0_6_line_92 |  | 81 | 87 | 0.013717 | 0.125 | 0.08 | 261 | 0 | 0.364 | 1 | 1 | cs | TRUE
93 | LV_2228-10_0_6_line_93 |  | 82 | 83 | 0.013807 | 0.125 | 0.08 | 261 | 0 | 0.364 | 1 | 1 | cs | TRUE
94 | LV_2228-10_0_6_line_94 |  | 84 | 85 | 0.010326 | 0.125 | 0.08 | 261 | 0 | 0.364 | 1 | 1 | cs | TRUE
95 | LV_2228-10_0_6_line_95 |  | 85 | 86 | 0.010904 | 0.125 | 0.08 | 261 | 0 | 0.364 | 1 | 1 | cs | TRUE
96 | LV_2228-10_0_6_line_96 |  | 88 | 89 | 0.020068 | 0.125 | 0.08 | 261 | 0 | 0.364 | 1 | 1 | cs | TRUE
97 | LV_2228-10_0_6_line_97 |  | 88 | 90 | 0.021823 | 0.125 | 0.08 | 261 | 0 | 0.364 | 1 | 1 | cs | TRUE
98 | LV_2228-10_0_6_line_98 |  | 89 | 91 | 0.023919 | 0.125 | 0.08 | 261 | 0 | 0.364 | 1 | 1 | cs | TRUE
99 | LV_2228-10_0_6_line_99 |  | 91 | 92 | 0.015182 | 0.125 | 0.08 | 261 | 0 | 0.364 | 1 | 1 | cs | TRUE
100 | LV_2228-10_0_6_line_100 |  | 92 | 94 | 0.020174 | 0.125 | 0.08 | 261 | 0 | 0.364 | 1 | 1 | cs | TRUE
101 | LV_2228-10_0_6_line_101 |  | 92 | 95 | 0.006796 | 0.125 | 0.08 | 261 | 0 | 0.364 | 1 | 1 | cs | TRUE
102 | LV_2228-10_0_6_line_102 |  | 93 | 96 | 0.01055 | 0.125 | 0.08 | 261 | 0 | 0.364 | 1 | 1 | cs | TRUE
103 | LV_2228-10_0_6_line_103 |  | 93 | 97 | 0.018918 | 0.125 | 0.08 | 261 | 0 | 0.364 | 1 | 1 | cs | TRUE
104 | LV_2228-10_0_6_line_104 |  | 94 | 98 | 0.017922 | 0.125 | 0.08 | 261 | 0 | 0.364 | 1 | 1 | cs | TRUE
105 | LV_2228-10_0_6_line_105 |  | 94 | 99 | 0.008733 | 0.125 | 0.08 | 261 | 0 | 0.364 | 1 | 1 | cs | TRUE
106 | LV_2228-10_0_6_line_106 |  | 95 | 100 | 0.013434 | 0.125 | 0.08 | 261 | 0 | 0.364 | 1 | 1 | cs | TRUE
107 | LV_2228-10_0_6_line_107 |  | 95 | 101 | 0.048034 | 0.125 | 0.08 | 261 | 0 | 0.364 | 1 | 1 | cs | TRUE
108 | LV_2228-10_0_6_line_108 |  | 96 | 113 | 0.020363 | 0.125 | 0.08 | 261 | 0 | 0.364 | 1 | 1 | cs | TRUE
109 | LV_2228-10_0_6_line_109 |  | 99 | 104 | 0.035711 | 0.125 | 0.08 | 261 | 0 | 0.364 | 1 | 1 | cs | TRUE
110 | LV_2228-10_0_6_line_110 |  | 99 | 103 | 0.013833 | 0.125 | 0.08 | 261 | 0 | 0.364 | 1 | 1 | cs | TRUE
111 | LV_2228-10_0_6_line_111 |  | 102 | 103 | 0.013419 | 0.125 | 0.08 | 261 | 0 | 0.364 | 1 | 1 | cs | TRUE
112 | LV_2228-10_0_6_line_112 |  | 104 | 105 | 0.017612 | 0.125 | 0.08 | 261 | 0 | 0.364 | 1 | 1 | cs | TRUE
113 | LV_2228-10_0_6_line_113 |  | 104 | 106 | 0.014156 | 0.125 | 0.08 | 261 | 0 | 0.364 | 1 | 1 | cs | TRUE
114 | LV_2228-10_0_6_line_114 |  | 105 | 108 | 0.022454 | 0.125 | 0.08 | 261 | 0 | 0.364 | 1 | 1 | cs | TRUE
115 | LV_2228-10_0_6_line_115 |  | 105 | 109 | 0.007423 | 0.125 | 0.08 | 261 | 0 | 0.364 | 1 | 1 | cs | TRUE
116 | LV_2228-10_0_6_line_116 |  | 106 | 107 | 0.0151 | 0.125 | 0.08 | 261 | 0 | 0.364 | 1 | 1 | cs | TRUE
117 | LV_2228-10_0_6_line_117 |  | 109 | 110 | 0.031773 | 0.125 | 0.08 | 261 | 0 | 0.364 | 1 | 1 | cs | TRUE
118 | LV_2228-10_0_6_line_118 |  | 110 | 111 | 0.013929 | 0.125 | 0.08 | 261 | 0 | 0.364 | 1 | 1 | cs | TRUE
119 | LV_2228-10_0_6_line_119 |  | 114 | 115 | 0.021721 | 0.125 | 0.08 | 261 | 0 | 0.364 | 1 | 3 | cs | TRUE
120 | LV_2228-10_0_6_line_120 |  | 115 | 116 | 0.049195 | 0.125 | 0.08 | 261 | 0 | 0.364 | 1 | 3 | cs | TRUE
121 | LV_2228-10_0_6_line_121 |  | 115 | 117 | 0.019371 | 0.125 | 0.08 | 261 | 0 | 0.364 | 1 | 1 | cs | TRUE
122 | LV_2228-10_0_6_line_122 |  | 116 | 118 | 0.0042935 | 0.125 | 0.08 | 261 | 0 | 0.364 | 1 | 3 | cs | TRUE
123 | LV_2228-10_0_6_line_123 |  | 117 | 119 | 0.039655 | 0.125 | 0.08 | 261 | 0 | 0.364 | 1 | 1 | cs | TRUE
124 | LV_2228-10_0_6_line_124 |  | 118 | 140 | 0.012581 | 0.125 | 0.08 | 261 | 0 | 0.364 | 1 | 1 | cs | TRUE
125 | LV_2228-10_0_6_line_125 |  | 119 | 132 | 0.018675 | 0.125 | 0.08 | 261 | 0 | 0.364 | 1 | 1 | cs | TRUE
126 | LV_2228-10_0_6_line_126 |  | 120 | 121 | 0.02243 | 0.125 | 0.08 | 261 | 0 | 0.364 | 1 | 3 | cs | TRUE
127 | LV_2228-10_0_6_line_127 |  | 121 | 127 | 0.01703 | 0.125 | 0.08 | 261 | 0 | 0.364 | 1 | 2 | cs | TRUE
128 | LV_2228-10_0_6_line_128 |  | 122 | 123 | 0.005951 | 0.125 | 0.08 | 261 | 0 | 0.364 | 1 | 1 | cs | TRUE
129 | LV_2228-10_0_6_line_129 |  | 123 | 124 | 0.0059522 | 0.125 | 0.08 | 261 | 0 | 0.364 | 1 | 1 | cs | TRUE
130 | LV_2228-10_0_6_line_130 |  | 124 | 125 | 0.011522 | 0.125 | 0.08 | 261 | 0 | 0.364 | 1 | 1 | cs | TRUE
131 | LV_2228-10_0_6_line_131 |  | 125 | 126 | 0.0061907 | 0.125 | 0.08 | 261 | 0 | 0.364 | 1 | 1 | cs | TRUE
132 | LV_2228-10_0_6_line_132 |  | 126 | 128 | 0.0059522 | 0.125 | 0.08 | 261 | 0 | 0.364 | 1 | 1 | cs | TRUE
133 | LV_2228-10_0_6_line_133 |  | 128 | 129 | 0.0059511 | 0.125 | 0.08 | 261 | 0 | 0.364 | 1 | 1 | cs | TRUE
134 | LV_2228-10_0_6_line_134 |  | 129 | 130 | 0.0059509 | 0.125 | 0.08 | 261 | 0 | 0.364 | 1 | 1 | cs | TRUE
135 | LV_2228-10_0_6_line_135 |  | 131 | 138 | 0.0042236 | 0.125 | 0.08 | 261 | 0 | 0.364 | 1 | 1 | cs | TRUE
136 | LV_2228-10_0_6_line_136 |  | 132 | 141 | 0.017687 | 0.125 | 0.08 | 261 | 0 | 0.364 | 1 | 1 | cs | TRUE
137 | LV_2228-10_0_6_line_137 |  | 134 | 135 | 0.004119 | 0.125 | 0.08 | 261 | 0 | 0.364 | 1 | 1 | cs | TRUE
138 | LV_2228-10_0_6_line_138 |  | 135 | 136 | 0.016607 | 0.125 | 0.08 | 261 | 0 | 0.364 | 1 | 1 | cs | TRUE
139 | LV_2228-10_0_6_line_139 |  | 136 | 137 | 0.0060122 | 0.125 | 0.08 | 261 | 0 | 0.364 | 1 | 1 | cs | TRUE
140 | LV_2228-10_0_6_line_140 |  | 138 | 139 | 0.011053 | 0.125 | 0.08 | 261 | 0 | 0.364 | 1 | 1 | cs | TRUE
141 | LV_2228-10_0_6_line_141 |  | 139 | 142 | 0.02219 | 0.125 | 0.08 | 261 | 0 | 0.364 | 1 | 1 | cs | TRUE

## trafo
| name | std_type | hv_bus | lv_bus | sn_mva | vn_hv_kv | vn_lv_kv | vk_percent | vkr_percent | pfe_kw | i0_percent | shift_degree | tap_side | tap_neutral | tap_min | tap_max | tap_step_percent | tap_step_degree | tap_pos | tap_phase_shifter | parallel | df | in_service
0 | LV_2228-10_0_6_trafo_83 | 0.63 MVA 20/0.4 kV | 143 | 21 | 0.63 | 20 | 0.4 | 6 | 1.206 | 1.65 | 0.2619 | 150 | hv | 0 | -2 | 2 | 2.5 | 0 | 0 | FALSE | 1 | 1 | TRUE

## line_geodata
| x0 | y0 | x1 | y1 | x2 | y2 | x3 | y3 | x4 | y4 | x5 | y5 | x6 | y6 | x7 | y7 | x8 | y8 | x9 | y9 | x10 | y10 | x11 | y11 | x12 | y12 | x13 | y13 | x14 | y14 | x15 | y15 | x16 | y16 | x17 | y17 | x18 | y18 | x19 | y19 | x20 | y20
0 | 2575495.5007 | 1182529.8763 | 2575496.1877 | 1182529.7241
1 | 2575512.2424 | 1182529.4185 | 2575500.3598 | 1182528.8002 | 2575496.1877 | 1182529.7241
2 | 2575495.5007 | 1182529.8763 | 2575495.5007 | 1182529.8763 | 2575494.419 | 1182534.1941 | 2575494.3991 | 1182535.0925
3 | 2575512.2424 | 1182529.4185 | 2575523.445 | 1182529.9283 | 2575523.4402 | 1182532.4853
4 | 2575512.0248 | 1182524.7836 | 2575512.2424 | 1182529.4185
5 | 2575494.3991 | 1182535.0925 | 2575494.107 | 1182548.2708
6 | 2575523.4402 | 1182532.4853 | 2575541.3962 | 1182532.1004 | 2575543.9402 | 1182532.479 | 2575553.2911 | 1182541.3231 | 2575553.231 | 1182545.9584
7 | 2575523.4402 | 1182532.4853 | 2575523.4439 | 1182538.9664 | 2575523.3088 | 1182541.7821
8 | 2575512.0248 | 1182524.7836 | 2575522.2442 | 1182523.819 | 2575534.0496 | 1182524.2348
9 | 2575512.0248 | 1182524.7836 | 2575512.304 | 1182507.5084
10 | 2575494.107 | 1182548.2708 | 2575493.8995 | 1182557.6341
11 | 2575553.231 | 1182545.9584 | 2575553.0963 | 1182556.3363
12 | 2575523.3088 | 1182541.7821 | 2575522.8682 | 1182550.9677
13 | 2575534.0496 | 1182524.2348 | 2575544.0147 | 1182524.5857 | 2575544.0147 | 1182524.5857
14 | 2575496.2201 | 1182561.9122 | 2575493.8843 | 1182558.3199 | 2575493.8995 | 1182557.6341
15 | 2575553.0963 | 1182556.3363 | 2575552.9773 | 1182565.5069
16 | 2575522.424 | 1182560.2261 | 2575522.8682 | 1182550.9677
17 | 2575544.0147 | 1182524.5857 | 2575544.5379 | 1182525.1834
18 | 2575496.2201 | 1182561.9122 | 2575496.2201 | 1182561.9122 | 2575496.0974 | 1182566.0686
19 | 2575472.3756 | 1182675.1247 | 2575481.8363 | 1182666.1034 | 2575489.1536 | 1182659.4365 | 2575493.3969 | 1182657.1735 | 2575498.3015 | 1182656.0305 | 2575504.3519 | 1182656.9284 | 2575511.527 | 1182660.234 | 2575516.6417 | 1182654.4878 | 2575513.7147 | 1182650.0753 | 2575513.1279 | 1182644.7638 | 2575509.9424 | 1182640.6081 | 2575519.4412 | 1182635.2886 | 2575525.8642 | 1182630.204 | 2575572.409 | 1182576.7189 | 2575579.9286 | 1182565.3266 | 2575584.8761 | 1182556.0127 | 2575603.2497 | 1182521.4529 | 2575596.1166 | 1182513.5001 | 2575596.556 | 1182507.0728 | 2575595.3999 | 1182506.2882 | 2575586.545 | 1182502.9782
20 | 2575586.545 | 1182502.9782 | 2575585.2088 | 1182522.6068
21 | 2575448.5878 | 1182692.3759 | 2575452.2387 | 1182687.1804 | 2575458.2548 | 1182683.4315 | 2575465.3804 | 1182678.4107 | 2575466.8803 | 1182677.404 | 2575470.5432 | 1182676.9665 | 2575472.3756 | 1182675.1247
22 | 2575472.3756 | 1182675.1247 | 2575478.5701 | 1182685.0489 | 2575486.4048 | 1182695.6456
23 | 2575566.885 | 1182532.9674 | 2575584.4852 | 1182533.2357 | 2575585.2088 | 1182522.6068
24 | 2575367.228 | 1182586.1333 | 2575375.8921 | 1182587.5984 | 2575391.382 | 1182583.5769 | 2575394.1711 | 1182573.0265 | 2575420.5189 | 1182574.7745 | 2575420.033 | 1182586.5604 | 2575433.5424 | 1182591.0405
25 | 2575433.5424 | 1182591.0405 | 2575430.8043 | 1182620.2011
26 | 2575367.228 | 1182586.1333 | 2575366.0909 | 1182580.713 | 2575365.456 | 1182574.8681 | 2575366.0935 | 1182568.3732 | 2575367.2672 | 1182562.0718
27 | 2575367.228 | 1182586.1333 | 2575345.3081 | 1182582.4441 | 2575343.8606 | 1182597.9804
28 | 2575430.8043 | 1182620.2011 | 2575430.2729 | 1182625.861 | 2575430.0975 | 1182627.7738 | 2575429.7729 | 1182630.9261
29 | 2575343.8606 | 1182597.9804 | 2575335.588 | 1182598.8706 | 2575333.2647 | 1182600.2429
30 | 2575319.7802 | 1182609.0667 | 2575326.5474 | 1182604.2107 | 2575333.2647 | 1182600.2429
31 | 2575340.8222 | 1182492.7158 | 2575358.5534 | 1182495.1884 | 2575376.7187 | 1182497.4146
32 | 2575376.7187 | 1182497.4146 | 2575376.5273 | 1182499.1385 | 2575377.9329 | 1182501.1782 | 2575382.7672 | 1182503.3372 | 2575384.5459 | 1182505.1197 | 2575382.8938 | 1182506.2604 | 2575377.8049 | 1182507.1597 | 2575377.0427 | 1182509.3195 | 2575375.1516 | 1182520.8527
33 | 2575340.8222 | 1182492.7158 | 2575339.1402 | 1182502.4076
34 | 2575303.8173 | 1182487.7328 | 2575308.7292 | 1182488.3351 | 2575340.8222 | 1182492.7158
35 | 2575371.6354 | 1182541.4737 | 2575372.582 | 1182534.7734 | 2575374.6222 | 1182524.0816 | 2575375.1516 | 1182520.8527
36 | 2575303.8173 | 1182487.7328 | 2575301.1665 | 1182487.3769 | 2575293.2949 | 1182486.3084
37 | 2575303.8173 | 1182487.7328 | 2575301.4666 | 1182508.5613
38 | 2575300.4767 | 1182523.7449 | 2575300.3824 | 1182521.1422 | 2575301.4311 | 1182508.876 | 2575301.4666 | 1182508.5613
39 | 2575367.2672 | 1182562.0718 | 2575368.1326 | 1182557.4257 | 2575370.8016 | 1182547.3762 | 2575371.6354 | 1182541.4737
40 | 2575555.1843 | 1182709.0028 | 2575559.3364 | 1182714.2997
41 | 2575555.1843 | 1182709.0028 | 2575572.0519 | 1182692.2984
42 | 2575559.3364 | 1182714.2997 | 2575565.2812 | 1182724.8364 | 2575568.3933 | 1182731.6049 | 2575572.3217 | 1182745.674 | 2575573.2795 | 1182754.6217
43 | 2575585.6078 | 1182678.8737 | 2575572.0519 | 1182692.2984
44 | 2575448.5878 | 1182692.3759 | 2575454.2666 | 1182706.8823
45 | 2575378.3976 | 1182704.5045 | 2575386.9824 | 1182705.3029 | 2575395.5952 | 1182705.4786 | 2575404.2053 | 1182705.0096 | 2575414.9184 | 1182703.5313 | 2575425.4519 | 1182701.0645 | 2575435.7142 | 1182697.6316 | 2575448.5878 | 1182692.3759
46 | 2575486.4048 | 1182695.6456 | 2575489.2801 | 1182699.5347 | 2575490.858 | 1182701.6416
47 | 2575631.8083 | 1182772.9118 | 2575627.2264 | 1182772.6526 | 2575625.82 | 1182787.2215
48 | 2575625.82 | 1182787.2215 | 2575609.3588 | 1182786.7209
49 | 2575590.629 | 1182786.1514 | 2575609.3588 | 1182786.7209
50 | 2575682.558 | 1182698.4327 | 2575679.3391 | 1182699.1685 | 2575676.7282 | 1182699.2124
51 | 2575682.558 | 1182698.4327 | 2575687.487 | 1182692.0427 | 2575690.1563 | 1182687.585 | 2575693.3211 | 1182684.9196
52 | 2575676.7282 | 1182699.2124 | 2575679.7883 | 1182704.4694 | 2575689.5908 | 1182717.4473
53 | 2575642.6227 | 1182698.9847 | 2575662.7546 | 1182698.7247 | 2575671.3308 | 1182699.3123 | 2575676.7282 | 1182699.2124
54 | 2575706.9855 | 1182667.4727 | 2575709.639 | 1182670.3968 | 2575706.3248 | 1182673.9677 | 2575693.3211 | 1182684.9196
55 | 2575317.4665 | 1182610.8739 | 2575318.9123 | 1182609.6896 | 2575319.7802 | 1182609.0667
56 | 2575317.4665 | 1182610.8739 | 2575312.0411 | 1182615.2875 | 2575307.6035 | 1182619.1777
57 | 2575294.481 | 1182630.4648 | 2575302.7526 | 1182623.4302 | 2575307.6035 | 1182619.1777
58 | 2575544.5379 | 1182525.1834 | 2575551.141 | 1182532.7275 | 2575566.885 | 1182532.9674
59 | 2575477.6852 | 1182783.7262 | 2575477.5284 | 1182779.0021 | 2575476.5362 | 1182768.7647
60 | 2575477.6852 | 1182783.7262 | 2575505.2177 | 1182784.8148
61 | 2575498.2774 | 1182711.5484 | 2575476.2681 | 1182730.5598 | 2575474.3393 | 1182746.0981 | 2575476.5362 | 1182768.7647
62 | 2575520.477 | 1182785.4181 | 2575505.2177 | 1182784.8148
63 | 2575378.3976 | 1182704.5045 | 2575379.6434 | 1182695.5614 | 2575382.9567 | 1182689.9559 | 2575422.8155 | 1182654.1397 | 2575427.6586 | 1182652.9081 | 2575428.8166 | 1182639.3073 | 2575429.0771 | 1182637.6832 | 2575429.7729 | 1182630.9261
64 | 2575234.7124 | 1182601.8341 | 2575237.7493 | 1182607.1904
65 | 2575219.3745 | 1182572.5713 | 2575227.3228 | 1182589.2026 | 2575234.7124 | 1182601.8341
66 | 2575234.7124 | 1182601.8341 | 2575242.2628 | 1182598.023 | 2575249.0221 | 1182591.2359 | 2575251.6113 | 1182587.7678 | 2575251.6564 | 1182587.7172
67 | 2575237.7493 | 1182607.1904 | 2575253.7724 | 1182635.4512
68 | 2575214.0199 | 1182564.6116 | 2575217.9016 | 1182572.722 | 2575219.3745 | 1182572.5713
69 | 2575219.3745 | 1182572.5713 | 2575245.3009 | 1182547.4004
70 | 2575251.6564 | 1182587.7172 | 2575263.2235 | 1182574.7462 | 2575263.2235 | 1182574.7462
71 | 2575214.0199 | 1182564.6116 | 2575208.0715 | 1182554.3646
72 | 2575214.0199 | 1182564.6116 | 2575219.0081 | 1182561.5449 | 2575229.952 | 1182551.2385 | 2575230.4758 | 1182550.7272
73 | 2575207.1075 | 1182552.7039 | 2575208.0715 | 1182554.3646
74 | 2575230.4758 | 1182550.7272 | 2575236.9556 | 1182544.4006
75 | 2575169.9487 | 1182534.7499 | 2575170.9964 | 1182535.1305 | 2575178.5836 | 1182536.4775 | 2575182.9858 | 1182536.3591
76 | 2575196.702 | 1182534.7791 | 2575189.3477 | 1182536.1881 | 2575182.9858 | 1182536.3591
77 | 2575236.9556 | 1182544.4006 | 2575240.6435 | 1182540.7999 | 2575244.4741 | 1182536.4291
78 | 2575338.1224 | 1182508.2719 | 2575339.1402 | 1182502.4076
79 | 2575294.0354 | 1182550.0947 | 2575299.0436 | 1182540.8025 | 2575300.7566 | 1182535.9262 | 2575300.7358 | 1182530.8903 | 2575300.4767 | 1182523.7449
80 | 2575573.2795 | 1182754.6217 | 2575574.0999 | 1182762.2865 | 2575574.1019 | 1182764.8156
81 | 2575585.6078 | 1182678.8737 | 2575590.2449 | 1182683.3015 | 2575600.9801 | 1182692.7959
82 | 2575585.6078 | 1182678.8737 | 2575578.631 | 1182671.8495
83 | 2575209.9275 | 1182525.905 | 2575211.9439 | 1182524.3437 | 2575216.2456 | 1182521.9985
84 | 2575201.7825 | 1182531.5642 | 2575206.3578 | 1182528.6691 | 2575209.9275 | 1182525.905
85 | 2575498.2774 | 1182711.5484 | 2575490.858 | 1182701.6416
86 | 2575573.909 | 1182786.5332 | 2575580.3804 | 1182785.8397 | 2575590.629 | 1182786.1514
87 | 2575642.6227 | 1182698.9847 | 2575609.039 | 1182699.4109
88 | 2575642.6227 | 1182698.9847 | 2575642.2447 | 1182712.9935 | 2575641.866 | 1182719.3539 | 2575638.6846 | 1182721.7793
89 | 2575522.424 | 1182560.2261 | 2575522.424 | 1182560.2261 | 2575524.7203 | 1182561.6285 | 2575523.854 | 1182577.4705
90 | 2575523.854 | 1182577.4705 | 2575523.6975 | 1182580.3314 | 2575523.389 | 1182585.2373
91 | 2575523.389 | 1182585.2373 | 2575522.9047 | 1182592.9384
92 | 2575552.9773 | 1182565.5069 | 2575552.8559 | 1182574.8646 | 2575548.892 | 1182576.3928 | 2575548.8943 | 1182576.5029
93 | 2575521.347 | 1182606.6547 | 2575522.8088 | 1182594.4646 | 2575522.9047 | 1182592.9384
94 | 2575496.0974 | 1182566.0686 | 2575495.7926 | 1182576.3899
95 | 2575495.7926 | 1182576.3899 | 2575495.4708 | 1182587.2895
96 | 2575567.0387 | 1182654.348 | 2575571.1494 | 1182647.661 | 2575579.4826 | 1182638.7255
97 | 2575567.0387 | 1182654.348 | 2575567.0387 | 1182654.348 | 2575568.4963 | 1182661.6458 | 2575578.631 | 1182671.8495
98 | 2575579.4826 | 1182638.7255 | 2575595.7961 | 1182621.2328
99 | 2575609.013 | 1182614.6001 | 2575605.2506 | 1182614.9824 | 2575597.1467 | 1182619.7846 | 2575595.7961 | 1182621.2328
100 | 2575609.013 | 1182614.6001 | 2575614.7978 | 1182613.9984 | 2575629.1999 | 1182614.6399
101 | 2575608.0999 | 1182607.867 | 2575609.013 | 1182614.6001
102 | 2575600.9801 | 1182692.7959 | 2575608.4587 | 1182699.4133 | 2575609.039 | 1182699.4109
103 | 2575615.8221 | 1182685.298 | 2575605.767 | 1182685.2947 | 2575600.9801 | 1182692.7959
104 | 2575629.1999 | 1182614.6399 | 2575632.438 | 1182620.4742 | 2575637.6529 | 1182628.0346 | 2575638.2871 | 1182630.0109
105 | 2575629.1999 | 1182614.6399 | 2575634.3925 | 1182614.8633 | 2575637.7642 | 1182616.0057
106 | 2575605.1722 | 1182597.6848 | 2575602.2479 | 1182601.3764 | 2575608.0999 | 1182607.867
107 | 2575613.1907 | 1182571.972 | 2575608.2305 | 1182576.3056 | 2575621.5872 | 1182590.1694 | 2575608.0999 | 1182607.867
108 | 2575609.039 | 1182699.4109 | 2575608.5 | 1182703.9154 | 2575606.9687 | 1182719.6632
109 | 2575637.7642 | 1182616.0057 | 2575639.9737 | 1182616.7526 | 2575662.5151 | 1182639.9951 | 2575662.8322 | 1182640.9943
110 | 2575637.7642 | 1182616.0057 | 2575641.1603 | 1182611.9231 | 2575647.9664 | 1182606.7945
111 | 2575658.6837 | 1182598.7186 | 2575647.9664 | 1182606.7945
112 | 2575662.8322 | 1182640.9943 | 2575664.6189 | 1182646.6455 | 2575664.2007 | 1182658.32
113 | 2575662.8322 | 1182640.9943 | 2575671.6713 | 1182634.8662 | 2575674.3838 | 1182632.816
114 | 2575664.2007 | 1182658.32 | 2575658.3261 | 1182659.3333 | 2575656.4201 | 1182661.8757 | 2575655.7858 | 1182667.359 | 2575654.3808 | 1182671.0444 | 2575653.2354 | 1182674.7399
115 | 2575664.2007 | 1182658.32 | 2575663.9332 | 1182665.736
116 | 2575686.4298 | 1182623.7114 | 2575674.3838 | 1182632.816
117 | 2575663.9332 | 1182665.736 | 2575669.7702 | 1182662.9552 | 2575674.9113 | 1182661.7781 | 2575678.2542 | 1182659.6189 | 2575683.6431 | 1182655.5727 | 2575691.4772 | 1182650.5334
118 | 2575691.4772 | 1182650.5334 | 2575692.4612 | 1182649.9005 | 2575702.9972 | 1182642.7049
119 | 2575573.909 | 1182786.5332 | 2575574.1147 | 1182780.8183 | 2575574.1019 | 1182764.8156
120 | 2575573.909 | 1182786.5332 | 2575566.6127 | 1182787.1301 | 2575524.7675 | 1182785.5773
121 | 2575573.909 | 1182786.5332 | 2575572.7937 | 1182805.8722
122 | 2575520.477 | 1182785.4181 | 2575524.7675 | 1182785.5773
123 | 2575569.5386 | 1182845.3929 | 2575572.6829 | 1182807.7938 | 2575572.7937 | 1182805.8722
124 | 2575520.477 | 1182785.4181 | 2575519.8948 | 1182797.9826
125 | 2575569.5386 | 1182845.3929 | 2575550.8879 | 1182844.4329
126 | 2575294.0354 | 1182550.0947 | 2575276.547 | 1182564.1392
127 | 2575263.2235 | 1182574.7462 | 2575274.1513 | 1182566.0631 | 2575276.547 | 1182564.1392
128 | 2575329.3795 | 1182554.9256 | 2575330.5548 | 1182549.0918
129 | 2575330.5548 | 1182549.0918 | 2575331.7303 | 1182543.2569
130 | 2575331.7303 | 1182543.2569 | 2575334.0058 | 1182531.9616
131 | 2575334.0058 | 1182531.9616 | 2575334.0433 | 1182531.7753 | 2575335.0694 | 1182525.863
132 | 2575335.0694 | 1182525.863 | 2575336.0872 | 1182519.9985
133 | 2575336.0872 | 1182519.9985 | 2575337.1048 | 1182514.1351
134 | 2575337.1048 | 1182514.1351 | 2575338.1224 | 1182508.2719
135 | 2575498.2774 | 1182711.5484 | 2575500.8647 | 1182714.8869
136 | 2575541.3132 | 1182836.0147 | 2575541.1319 | 1182843.9307 | 2575550.8879 | 1182844.4329
137 | 2575205.0395 | 1182549.1417 | 2575207.1075 | 1182552.7039
138 | 2575196.702 | 1182534.7791 | 2575205.0395 | 1182549.1417
139 | 2575196.702 | 1182534.7791 | 2575201.7825 | 1182531.5642
140 | 2575500.8647 | 1182714.8869 | 2575504.4868 | 1182719.5605 | 2575509.2924 | 1182721.3856
141 | 2575530.4113 | 1182726.2243 | 2575527.1697 | 1182725.1482 | 2575518.8865 | 1182721.5469 | 2575511.1471 | 1182722.09 | 2575509.2924 | 1182721.3856

## bus_geodata
| x | y | coords
0 | 2575496.1877 | 1182529.7241
1 | 2575495.5007 | 1182529.8763
2 | 2575512.2424 | 1182529.4185
3 | 2575494.3991 | 1182535.0925
4 | 2575523.4402 | 1182532.4853
5 | 2575512.0248 | 1182524.7836
6 | 2575494.107 | 1182548.2708
7 | 2575553.231 | 1182545.9584
8 | 2575523.3088 | 1182541.7821
9 | 2575534.0496 | 1182524.2348
10 | 2575512.304 | 1182507.5084
11 | 2575493.8995 | 1182557.6341
12 | 2575553.0963 | 1182556.3363
13 | 2575522.8682 | 1182550.9677
14 | 2575544.0147 | 1182524.5857
15 | 2575496.2201 | 1182561.9122
16 | 2575586.545 | 1182502.9782
17 | 2575472.3756 | 1182675.1247
18 | 2575585.2088 | 1182522.6068
19 | 2575433.5424 | 1182591.0405
20 | 2575367.228 | 1182586.1333
21 | 2575430.8043 | 1182620.2011
22 | 2575343.8606 | 1182597.9804
23 | 2575333.2647 | 1182600.2429
24 | 2575376.7187 | 1182497.4146
25 | 2575340.8222 | 1182492.7158
26 | 2575375.1516 | 1182520.8527
27 | 2575303.8173 | 1182487.7328
28 | 2575293.2949 | 1182486.3084
29 | 2575301.4666 | 1182508.5613
30 | 2575367.2672 | 1182562.0718
31 | 2575555.1843 | 1182709.0028
32 | 2575559.3364 | 1182714.2997
33 | 2575572.0519 | 1182692.2984
34 | 2575448.5878 | 1182692.3759
35 | 2575486.4048 | 1182695.6456
36 | 2575625.82 | 1182787.2215
37 | 2575631.8083 | 1182772.9118
38 | 2575609.3588 | 1182786.7209
39 | 2575682.558 | 1182698.4327
40 | 2575676.7282 | 1182699.2124
41 | 2575693.3211 | 1182684.9196
42 | 2575317.4665 | 1182610.8739
43 | 2575319.7802 | 1182609.0667
44 | 2575307.6035 | 1182619.1777
45 | 2575566.885 | 1182532.9674
46 | 2575477.6852 | 1182783.7262
47 | 2575476.5362 | 1182768.7647
48 | 2575505.2177 | 1182784.8148
49 | 2575378.3976 | 1182704.5045
50 | 2575429.7729 | 1182630.9261
51 | 2575234.7124 | 1182601.8341
52 | 2575237.7493 | 1182607.1904
53 | 2575219.3745 | 1182572.5713
54 | 2575251.6564 | 1182587.7172
55 | 2575214.0199 | 1182564.6116
56 | 2575245.3009 | 1182547.4004
57 | 2575208.0715 | 1182554.3646
58 | 2575230.4758 | 1182550.7272
59 | 2575169.9487 | 1182534.7499
60 | 2575182.9858 | 1182536.3591
61 | 2575244.4741 | 1182536.4291
62 | 2575236.9556 | 1182544.4006
63 | 2575339.1402 | 1182502.4076
64 | 2575371.6354 | 1182541.4737
65 | 2575300.4767 | 1182523.7449
66 | 2575573.2795 | 1182754.6217
67 | 2575585.6078 | 1182678.8737
68 | 2575216.2456 | 1182521.9985
69 | 2575209.9275 | 1182525.905
70 | 2575454.2666 | 1182706.8823
71 | 2575490.858 | 1182701.6416
72 | 2575590.629 | 1182786.1514
73 | 2575689.5908 | 1182717.4473
74 | 2575642.6227 | 1182698.9847
75 | 2575706.9855 | 1182667.4727
76 | 2575294.481 | 1182630.4648
77 | 2575544.5379 | 1182525.1834
78 | 2575522.424 | 1182560.2261
79 | 2575523.854 | 1182577.4705
80 | 2575523.389 | 1182585.2373
81 | 2575552.9773 | 1182565.5069
82 | 2575522.9047 | 1182592.9384
83 | 2575521.347 | 1182606.6547
84 | 2575496.0974 | 1182566.0686
85 | 2575495.7926 | 1182576.3899
86 | 2575495.4708 | 1182587.2895
87 | 2575548.8943 | 1182576.5029
88 | 2575567.0387 | 1182654.348
89 | 2575579.4826 | 1182638.7255
90 | 2575578.631 | 1182671.8495
91 | 2575595.7961 | 1182621.2328
92 | 2575609.013 | 1182614.6001
93 | 2575600.9801 | 1182692.7959
94 | 2575629.1999 | 1182614.6399
95 | 2575608.0999 | 1182607.867
96 | 2575609.039 | 1182699.4109
97 | 2575615.8221 | 1182685.298
98 | 2575638.2871 | 1182630.0109
99 | 2575637.7642 | 1182616.0057
100 | 2575605.1722 | 1182597.6848
101 | 2575613.1907 | 1182571.972
102 | 2575658.6837 | 1182598.7186
103 | 2575647.9664 | 1182606.7945
104 | 2575662.8322 | 1182640.9943
105 | 2575664.2007 | 1182658.32
106 | 2575674.3838 | 1182632.816
107 | 2575686.4298 | 1182623.7114
108 | 2575653.2354 | 1182674.7399
109 | 2575663.9332 | 1182665.736
110 | 2575691.4772 | 1182650.5334
111 | 2575702.9972 | 1182642.7049
112 | 2575638.6846 | 1182721.7793
113 | 2575606.9687 | 1182719.6632
114 | 2575574.1019 | 1182764.8156
115 | 2575573.909 | 1182786.5332
116 | 2575524.7675 | 1182785.5773
117 | 2575572.7937 | 1182805.8722
118 | 2575520.477 | 1182785.4181
119 | 2575569.5386 | 1182845.3929
120 | 2575294.0354 | 1182550.0947
121 | 2575276.547 | 1182564.1392
122 | 2575329.3795 | 1182554.9256
123 | 2575330.5548 | 1182549.0918
124 | 2575331.7303 | 1182543.2569
125 | 2575334.0058 | 1182531.9616
126 | 2575335.0694 | 1182525.863
127 | 2575263.2235 | 1182574.7462
128 | 2575336.0872 | 1182519.9985
129 | 2575337.1048 | 1182514.1351
130 | 2575338.1224 | 1182508.2719
131 | 2575498.2774 | 1182711.5484
132 | 2575550.8879 | 1182844.4329
133 | 2575253.7724 | 1182635.4512
134 | 2575207.1075 | 1182552.7039
135 | 2575205.0395 | 1182549.1417
136 | 2575196.702 | 1182534.7791
137 | 2575201.7825 | 1182531.5642
138 | 2575500.8647 | 1182714.8869
139 | 2575509.2924 | 1182721.3856
140 | 2575519.8948 | 1182797.9826
141 | 2575541.3132 | 1182836.0147
142 | 2575530.4113 | 1182726.2243
143 | 2575433.5424 | 1182591.0405

## line_std_types
| c_nf_per_km | r_ohm_per_km | x_ohm_per_km | max_i_ka | type | q_mm2 | alpha | voltage_rating
NAYY 4x50 SE | 210 | 0.642 | 0.083 | 0.142 | cs | 50 | 0.00403 | LV
NAYY 4x120 SE | 264 | 0.225 | 0.08 | 0.242 | cs | 120 | 0.00403 | LV
NAYY 4x150 SE | 261 | 0.208 | 0.08 | 0.27 | cs | 150 | 0.00403 | LV
NA2XS2Y 1x95 RM/25 12/20 kV | 216 | 0.313 | 0.132 | 0.252 | cs | 95 | 0.00403 | MV
NA2XS2Y 1x185 RM/25 12/20 kV | 273 | 0.161 | 0.117 | 0.362 | cs | 185 | 0.00403 | MV
NA2XS2Y 1x240 RM/25 12/20 kV | 304 | 0.122 | 0.112 | 0.421 | cs | 240 | 0.00403 | MV
NA2XS2Y 1x95 RM/25 6/10 kV | 315 | 0.313 | 0.123 | 0.249 | cs | 95 | 0.00403 | MV
NA2XS2Y 1x185 RM/25 6/10 kV | 406 | 0.161 | 0.11 | 0.358 | cs | 185 | 0.00403 | MV
NA2XS2Y 1x240 RM/25 6/10 kV | 456 | 0.122 | 0.105 | 0.416 | cs | 240 | 0.00403 | MV
NA2XS2Y 1x150 RM/25 12/20 kV | 250 | 0.206 | 0.116 | 0.319 | cs | 150 | 0.00403 | MV
NA2XS2Y 1x120 RM/25 12/20 kV | 230 | 0.253 | 0.119 | 0.283 | cs | 120 | 0.00403 | MV
NA2XS2Y 1x70 RM/25 12/20 kV | 190 | 0.443 | 0.132 | 0.22 | cs | 70 | 0.00403 | MV
NA2XS2Y 1x150 RM/25 6/10 kV | 360 | 0.206 | 0.11 | 0.315 | cs | 150 | 0.00403 | MV
NA2XS2Y 1x120 RM/25 6/10 kV | 340 | 0.253 | 0.113 | 0.28 | cs | 120 | 0.00403 | MV
NA2XS2Y 1x70 RM/25 6/10 kV | 280 | 0.443 | 0.123 | 0.217 | cs | 70 | 0.00403 | MV
N2XS(FL)2Y 1x120 RM/35 64/110 kV | 112 | 0.153 | 0.166 | 0.366 | cs | 120 | 0.00393 | HV
N2XS(FL)2Y 1x185 RM/35 64/110 kV | 125 | 0.099 | 0.156 | 0.457 | cs | 185 | 0.00393 | HV
N2XS(FL)2Y 1x240 RM/35 64/110 kV | 135 | 0.075 | 0.149 | 0.526 | cs | 240 | 0.00393 | HV
N2XS(FL)2Y 1x300 RM/35 64/110 kV | 144 | 0.06 | 0.144 | 0.588 | cs | 300 | 0.00393 | HV
15-AL1/3-ST1A 0.4 | 11 | 1.8769 | 0.35 | 0.105 | ol | 16 | 0.00403 | LV
24-AL1/4-ST1A 0.4 | 11.25 | 1.2012 | 0.335 | 0.14 | ol | 24 | 0.00403 | LV
48-AL1/8-ST1A 0.4 | 12.2 | 0.5939 | 0.3 | 0.21 | ol | 48 | 0.00403 | LV
94-AL1/15-ST1A 0.4 | 13.2 | 0.306 | 0.29 | 0.35 | ol | 94 | 0.00403 | LV
34-AL1/6-ST1A 10.0 | 9.7 | 0.8342 | 0.36 | 0.17 | ol | 34 | 0.00403 | MV
48-AL1/8-ST1A 10.0 | 10.1 | 0.5939 | 0.35 | 0.21 | ol | 48 | 0.00403 | MV
70-AL1/11-ST1A 10.0 | 10.4 | 0.4132 | 0.339 | 0.29 | ol | 70 | 0.00403 | MV
94-AL1/15-ST1A 10.0 | 10.75 | 0.306 | 0.33 | 0.35 | ol | 94 | 0.00403 | MV
122-AL1/20-ST1A 10.0 | 11.1 | 0.2376 | 0.323 | 0.41 | ol | 122 | 0.00403 | MV
149-AL1/24-ST1A 10.0 | 11.25 | 0.194 | 0.315 | 0.47 | ol | 149 | 0.00403 | MV
34-AL1/6-ST1A 20.0 | 9.15 | 0.8342 | 0.382 | 0.17 | ol | 34 | 0.00403 | MV
48-AL1/8-ST1A 20.0 | 9.5 | 0.5939 | 0.372 | 0.21 | ol | 48 | 0.00403 | MV
70-AL1/11-ST1A 20.0 | 9.7 | 0.4132 | 0.36 | 0.29 | ol | 70 | 0.00403 | MV
94-AL1/15-ST1A 20.0 | 10 | 0.306 | 0.35 | 0.35 | ol | 94 | 0.00403 | MV
122-AL1/20-ST1A 20.0 | 10.3 | 0.2376 | 0.344 | 0.41 | ol | 122 | 0.00403 | MV
149-AL1/24-ST1A 20.0 | 10.5 | 0.194 | 0.337 | 0.47 | ol | 149 | 0.00403 | MV
184-AL1/30-ST1A 20.0 | 10.75 | 0.1571 | 0.33 | 0.535 | ol | 184 | 0.00403 | MV
243-AL1/39-ST1A 20.0 | 11 | 0.1188 | 0.32 | 0.645 | ol | 243 | 0.00403 | MV
48-AL1/8-ST1A 110.0 | 8 | 0.5939 | 0.46 | 0.21 | ol | 48 | 0.00403 | HV
70-AL1/11-ST1A 110.0 | 8.4 | 0.4132 | 0.45 | 0.29 | ol | 70 | 0.00403 | HV
94-AL1/15-ST1A 110.0 | 8.65 | 0.306 | 0.44 | 0.35 | ol | 94 | 0.00403 | HV
122-AL1/20-ST1A 110.0 | 8.5 | 0.2376 | 0.43 | 0.41 | ol | 122 | 0.00403 | HV
149-AL1/24-ST1A 110.0 | 8.75 | 0.194 | 0.41 | 0.47 | ol | 149 | 0.00403 | HV
184-AL1/30-ST1A 110.0 | 8.8 | 0.1571 | 0.4 | 0.535 | ol | 184 | 0.00403 | HV
243-AL1/39-ST1A 110.0 | 9 | 0.1188 | 0.39 | 0.645 | ol | 243 | 0.00403 | HV
305-AL1/39-ST1A 110.0 | 9.2 | 0.0949 | 0.38 | 0.74 | ol | 305 | 0.00403 | HV
490-AL1/64-ST1A 110.0 | 9.75 | 0.059 | 0.37 | 0.96 | ol | 490 | 0.00403 | HV
679-AL1/86-ST1A 110.0 | 9.95 | 0.042 | 0.36 | 1.15 | ol | 679 | 0.00403 | HV
490-AL1/64-ST1A 220.0 | 10 | 0.059 | 0.285 | 0.96 | ol | 490 | 0.00403 | HV
679-AL1/86-ST1A 220.0 | 11.7 | 0.042 | 0.275 | 1.15 | ol | 679 | 0.00403 | HV
490-AL1/64-ST1A 380.0 | 11 | 0.059 | 0.253 | 0.96 | ol | 490 | 0.00403 | HV
679-AL1/86-ST1A 380.0 | 14.6 | 0.042 | 0.25 | 1.15 | ol | 679 | 0.00403 | HV

## trafo_std_types
| i0_percent | pfe_kw | vkr_percent | sn_mva | vn_lv_kv | vn_hv_kv | vk_percent | shift_degree | vector_group | tap_side | tap_neutral | tap_min | tap_max | tap_step_degree | tap_step_percent | tap_phase_shifter
160 MVA 380/110 kV | 0.06 | 60 | 0.25 | 160 | 110 | 380 | 12.2 | 0 | Yy0 | hv | 0 | -9 | 9 | 0 | 1.5 | FALSE
100 MVA 220/110 kV | 0.06 | 55 | 0.26 | 100 | 110 | 220 | 12 | 0 | Yy0 | hv | 0 | -9 | 9 | 0 | 1.5 | FALSE
63 MVA 110/20 kV | 0.04 | 22 | 0.32 | 63 | 20 | 110 | 18 | 150 | YNd5 | hv | 0 | -9 | 9 | 0 | 1.5 | FALSE
40 MVA 110/20 kV | 0.05 | 18 | 0.34 | 40 | 20 | 110 | 16.2 | 150 | YNd5 | hv | 0 | -9 | 9 | 0 | 1.5 | FALSE
25 MVA 110/20 kV | 0.07 | 14 | 0.41 | 25 | 20 | 110 | 12 | 150 | YNd5 | hv | 0 | -9 | 9 | 0 | 1.5 | FALSE
63 MVA 110/10 kV | 0.04 | 22 | 0.32 | 63 | 10 | 110 | 18 | 150 | YNd5 | hv | 0 | -9 | 9 | 0 | 1.5 | FALSE
40 MVA 110/10 kV | 0.05 | 18 | 0.34 | 40 | 10 | 110 | 16.2 | 150 | YNd5 | hv | 0 | -9 | 9 | 0 | 1.5 | FALSE
25 MVA 110/10 kV | 0.07 | 14 | 0.41 | 25 | 10 | 110 | 12 | 150 | YNd5 | hv | 0 | -9 | 9 | 0 | 1.5 | FALSE
0.25 MVA 20/0.4 kV | 0.32 | 0.8 | 1.44 | 0.25 | 0.4 | 20 | 6 | 150 | Yzn5 | hv | 0 | -2 | 2 | 0 | 2.5 | FALSE
0.4 MVA 20/0.4 kV | 0.3375 | 1.35 | 1.425 | 0.4 | 0.4 | 20 | 6 | 150 | Dyn5 | hv | 0 | -2 | 2 | 0 | 2.5 | FALSE
0.63 MVA 20/0.4 kV | 0.2619 | 1.65 | 1.206 | 0.63 | 0.4 | 20 | 6 | 150 | Dyn5 | hv | 0 | -2 | 2 | 0 | 2.5 | FALSE
0.25 MVA 10/0.4 kV | 0.24 | 0.6 | 1.2 | 0.25 | 0.4 | 10 | 4 | 150 | Dyn5 | hv | 0 | -2 | 2 | 0 | 2.5 | FALSE
0.4 MVA 10/0.4 kV | 0.2375 | 0.95 | 1.325 | 0.4 | 0.4 | 10 | 4 | 150 | Dyn5 | hv | 0 | -2 | 2 | 0 | 2.5 | FALSE
0.63 MVA 10/0.4 kV | 0.1873 | 1.18 | 1.0794 | 0.63 | 0.4 | 10 | 4 | 150 | Dyn5 | hv | 0 | -2 | 2 | 0 | 2.5 | FALSE

## trafo3w_std_types
| sn_hv_mva | sn_mv_mva | sn_lv_mva | vn_hv_kv | vn_mv_kv | vn_lv_kv | vk_hv_percent | vk_mv_percent | vk_lv_percent | vkr_hv_percent | vkr_mv_percent | vkr_lv_percent | pfe_kw | i0_percent | shift_mv_degree | shift_lv_degree | vector_group | tap_side | tap_neutral | tap_min | tap_max | tap_step_percent
63/25/38 MVA 110/20/10 kV | 63 | 25 | 38 | 110 | 20 | 10 | 10.4 | 10.4 | 10.4 | 0.28 | 0.32 | 0.35 | 35 | 0.89 | 0 | 0 | YN0yn0yn0 | hv | 0 | -10 | 10 | 1.2
63/25/38 MVA 110/10/10 kV | 63 | 25 | 38 | 110 | 10 | 10 | 10.4 | 10.4 | 10.4 | 0.28 | 0.32 | 0.35 | 35 | 0.89 | 0 | 0 | YN0yn0yn0 | hv | 0 | -10 | 10 | 1.2

## fuse_std_types
| fuse_type | i_rated_a | t_avg | t_min | t_total | x_avg | x_min | x_total
HV 100A | HV 100A | 100 | 0 | [10.0, 3.64, 0.854, 0.281, 0.1, 0.0531, 0.022, 0.01] | [10.0, 4.267, 1.21, 0.403, 0.1, 0.058, 0.022, 0.01] | 0 | [300.0, 350.0, 450.0, 550.0, 700.0, 850.0, 1200.0, 1752.0] | [600.0, 700.0, 900.0, 1150.0, 1665.0, 2000.0, 3000.0, 4313.0]
HV 10A | HV 10A | 10 | 0 | [10.0, 1675.0, 0.344, 0.156, 0.1, 0.0417, 0.0171, 0.01] | [10.0, 1.3, 0.3, 0.155, 0.1, 0.0555, 0.023, 0.01] | 0 | [30.0, 32.0, 35.0, 37.0, 39.0, 50.0, 70.0, 88.0] | [60.0, 70.0, 80.0, 87.0, 94.0, 110.0, 150.0, 216.0]
HV 125A | HV 125A | 125 | 0 | [10.0, 1.82, 0.344, 0.1, 0.0467, 0.0269, 0.01] | [10.0, 2.478, 0.426, 0.1, 0.0427, 0.0211, 0.01] | 0 | [375.0, 500.0, 700.0, 925.0, 1200.0, 1500.0, 2341.0] | [750.0, 1000.0, 1500.0, 2200.0, 3000.0, 4000.0, 5765.0]
HV 160A | HV 160A | 160 | 0 | [10.0, 4.15, 1.03, 0.198, 0.1, 0.051, 0.0172, 0.01] | [10.0, 2.3, 0.734, 0.274, 0.1, 0.046, 0.0177, 0.01] | 0 | [480.0, 550.0, 700.0, 1000.0, 1260.0, 1600.0, 2500.0, 3227.0] | [960.0, 1300.0, 1700.0, 2200.0, 2996.0, 4000.0, 6000.0, 7946.0]
HV 16A | HV 16A | 16 | 0 | [10.0, 0.352, 0.164, 0.1, 0.0649, 0.0342, 0.01] | [10.0, 2.34, 0.722, 0.181, 0.1, 0.055, 0.0296, 0.01] | 0 | [48.0, 60.0, 65.0, 71.0, 80.0, 100.0, 162.0] | [96.0, 110.0, 125.0, 150.0, 168.0, 200.0, 250.0, 398.0]
HV 200A | HV 200A | 200 | 0 | [10.0, 4.267, 1.21, 0.403, 0.1, 0.058, 0.022, 0.01] | [10.0, 3.73, 1.654, 0.328, 0.1, 0.0531, 0.019, 0.01] | 0 | [600.0, 700.0, 900.0, 1150.0, 1665.0, 2000.0, 3000.0, 4313.0] | [1200.0, 1500.0, 1800.0, 2700.0, 3960.0, 5000.0, 7500.0, 10620.0]
HV 20A | HV 20A | 20 | 0 | [10.0, 1.3, 0.3, 0.155, 0.1, 0.0555, 0.023, 0.01] | [10.0, 1.3, 0.161, 0.1, 0.0611, 0.0399, 0.0141, 0.01] | 0 | [60.0, 70.0, 80.0, 87.0, 94.0, 110.0, 150.0, 216.0] | [120.0, 150.0, 200.0, 223.0, 260.0, 300.0, 450.0, 532.0]
HV 25A | HV 25A | 25 | 0 | [10.0, 2.512, 0.833, 0.299, 0.1, 0.0372, 0.0223, 0.01] | [10.0, 3.125, 0.597, 0.198, 0.1, 0.0378, 0.022, 0.01] | 0 | [75.0, 82.0, 90.0, 100.0, 124.0, 170.0, 200.0, 289.0] | [150.0, 170.0, 210.0, 250.0, 294.0, 400.0, 500.0, 711.0]
HV 31.5A | HV 31.5A | 31.5 | 0 | [10.0, 2.34, 0.722, 0.181, 0.1, 0.055, 0.0296, 0.01] | [10.0, 2.84, 0.368, 0.164, 0.1, 0.0621, 0.0378, 0.0195, 0.01] | 0 | [95.0, 110.0, 125.0, 150.0, 165.0, 200.0, 250.0, 390.0] | [189.0, 220.0, 300.0, 350.0, 393.0, 450.0, 530.0, 700.0, 960.0]
HV 40A | HV 40A | 40 | 0 | [10.0, 1.3, 0.161, 0.1, 0.0611, 0.0399, 0.0141, 0.01] | [10.0, 2.05, 0.369, 0.198, 0.1, 0.051, 0.0298, 0.01] | 0 | [120.0, 150.0, 200.0, 223.0, 260.0, 300.0, 450.0, 532.0] | [240.0, 300.0, 400.0, 450.0, 530.0, 650.0, 800.0, 1311.0]
HV 50A | HV 50A | 50 | 0 | [10.0, 3.215, 0.597, 0.198, 0.1, 0.0378, 0.022, 0.01] | [10.0, 3.64, 0.854, 0.281, 0.1, 0.0531, 0.022, 0.01] | 0 | [150.0, 170.0, 210.0, 250.0, 294.0, 400.0, 500.0, 711.0] | [300.0, 350.0, 450.0, 550.0, 700.0, 850.0, 1200.0, 1752.0]
HV 6.3A | HV 6.3A | 6.3 | 0 | [10.0, 1.39, 0.344, 0.168, 0.1, 0.056, 0.0263, 0.01] | [10.0, 1.711, 0.516, 0.198, 0.1, 0.0634, 0.0303, 0.01] | 0 | [19.0, 19.5, 20.4, 20.8, 22.0, 25.0, 32.0, 48.0] | [38.0, 40.0, 43.0, 48.0, 53.0, 60.0, 75.0, 118.0]
HV 63A | HV 63A | 63 | 0 | [10.0, 2.84, 0.368, 0.164, 0.1, 0.0621, 0.0378, 0.0195, 0.01] | [10.0, 1.82, 0.344, 0.1, 0.0467, 0.0269, 0.01] | 0 | [189.0, 220.0, 300.0, 350.0, 393.0, 450.0, 530.0, 700.0, 961.0] | [378.0, 500.0, 700.0, 934.0, 1200.0, 1500.0, 2366.0]
HV 80A | HV 80A | 80 | 0 | [10.0, 2.05, 0.369, 0.198, 0.1, 0.051, 0.0298, 0.01] | [10.0, 4.15, 1.03, 0.198, 0.1, 0.051, 0.0172, 0.01] | 0 | [240.0, 300.0, 400.0, 450.0, 530.0, 650.0, 800.0, 1311.0] | [480.0, 550.0, 700.0, 1000.0, 1260.0, 1600.0, 2500.0, 3227.0]
Siemens NH-1-100 | Siemens NH-1-100 | 100 | [5400.0, 2000.0, 400.0, 20.0, 1.0, 0.2, 0.012, 0.004] | 0 | 0 | [150.0, 190.0, 250.0, 430.0, 900.0, 1250.0, 2700.0, 3600.0] | 0 | 0
Siemens NH-1-125 | Siemens NH-1-125 | 125 | [4800.0, 120.0, 7.0, 0.1, 0.004] | 0 | 0 | [180.0, 400.0, 740.0, 2000.0, 4250.0] | 0 | 0
Siemens NH-1-16 | Siemens NH-1-16 | 16 | [4000.0, 400.0, 2.0, 0.1, 0.04, 0.01] | 0 | 0 | [26.0, 35.0, 75.0, 150.0, 200.0, 300.0] | 0 | 0
Siemens NH-1-160 | Siemens NH-1-160 | 160 | [4800.0, 120.0, 7.0, 0.1, 0.004] | 0 | 0 | [210.0, 500.0, 900.0, 2300.0, 5000.0] | 0 | 0
Siemens NH-1-25 | Siemens NH-1-25 | 25 | [4000.0, 1000.0, 10.0, 0.2, 0.02, 0.01] | 0 | 0 | [40.0, 50.0, 100.0, 210.0, 400.0, 500.0] | 0 | 0
Siemens NH-1-50 | Siemens NH-1-50 | 50 | [4000.0, 40.0, 4.0, 1.0, 0.02, 0.01] | 0 | 0 | [86.0, 200.0, 300.0, 400.0, 1000.0, 1280.0] | 0 | 0
Siemens NH-1-63 | Siemens NH-1-63 | 63 | [4000.0, 100.0, 10.0, 2.0, 0.04, 0.01] | 0 | 0 | [100.0, 200.0, 300.0, 400.0, 1000.0, 1500.0] | 0 | 0
Siemens NH-1-80 | Siemens NH-1-80 | 80 | [4800.0, 120.0, 7.0, 0.1, 0.01] | 0 | 0 | [150.58, 250.0, 450.0, 1150.0, 2470.0] | 0 | 0
Siemens NH-2-1000 | Siemens NH-2-1000 | 1000 | [4800.0, 120.0, 7.0, 0.1, 0.004] | 0 | 0 | [1900.0, 3500.0, 8400.0, 24000.0, 52000.0] | 0 | 0
Siemens NH-2-200 | Siemens NH-2-200 | 200 | [4800.0, 120.0, 7.0, 0.1, 0.004] | 0 | 0 | [280.0, 650.0, 1200.0, 3000.0, 7000.0] | 0 | 0
Siemens NH-2-224 | Siemens NH-2-224 | 224 | [4800.0, 120.0, 7.0, 0.2, 0.04, 0.004] | 0 | 0 | [400.0, 750.0, 1453.0, 3025.0, 4315.0, 7600.0] | 0 | 0
Siemens NH-2-250 | Siemens NH-2-250 | 250 | [4800.0, 120.0, 7.0, 0.1, 0.004] | 0 | 0 | [450.0, 800.0, 1650.0, 4000.0, 8500.0] | 0 | 0
Siemens NH-2-315 | Siemens NH-2-315 | 315 | [4800.0, 120.0, 7.0, 0.1, 0.004] | 0 | 0 | [550.0, 920.0, 1900.0, 5000.0, 11000.0] | 0 | 0
Siemens NH-2-355 | Siemens NH-2-355 | 355 | [4800.0, 120.0, 6.0, 0.1, 0.004] | 0 | 0 | [650.0, 1116.27, 2350.0, 5840.0, 12790.0] | 0 | 0
Siemens NH-2-400 | Siemens NH-2-400 | 400 | [4800.0, 120.0, 7.0, 0.1, 0.004] | 0 | 0 | [720.0, 1350.0, 2800.0, 6500.0, 15000.0] | 0 | 0
Siemens NH-2-425 | Siemens NH-2-425 | 425 | [4800.0, 120.0, 7.0, 0.1, 0.004] | 0 | 0 | [850.0, 1500.0, 3050.0, 7500.0, 16500.0] | 0 | 0
Siemens NH-2-630 | Siemens NH-2-630 | 630 | [4800.0, 120.0, 7.0, 0.1, 0.004] | 0 | 0 | [1200.0, 2000.0, 4800.0, 12000.0, 26000.0] | 0 | 0

## res_bus
| vm_pu | va_degree | p_mw | q_mvar
0 | 0.97198 | -0.539 | 0.0026199 | 0.0006566
1 | 0.97196 | -0.53943 | 0.0026247 | 0.00065782
2 | 0.97253 | -0.52818 | 0 | 0
3 | 0.9718 | -0.5425 | 0.0071186 | 0.0017841
4 | 0.97209 | -0.53676 | 0 | 0
5 | 0.97283 | -0.52218 | 0 | 0
6 | 0.97151 | -0.54831 | 0.0071233 | 0.0017853
7 | 0.97164 | -0.54576 | 0.0032485 | 0.00081415
8 | 0.97191 | -0.54038 | 0.0028028 | 0.00070244
9 | 0.97433 | -0.49266 | 0.0025083 | 0.00062863
10 | 0.97279 | -0.52299 | 0.002559 | 0.00064136
11 | 0.97136 | -0.55122 | 0.0020421 | 0.0005118
12 | 0.97155 | -0.5476 | 0.0030223 | 0.00075745
13 | 0.97175 | -0.54348 | 0.0029596 | 0.00074176
14 | 0.97503 | -0.47889 | 0.0027718 | 0.00069467
15 | 0.97129 | -0.55257 | 0.0013905 | 0.00034849
16 | 0.97867 | -0.40763 | 0 | 0
17 | 0.98547 | -0.27593 | 0 | 0
18 | 0.97814 | -0.418 | 0.0029317 | 0.00073475
19 | 0.99757 | -0.045767 | 0 | 0
20 | 0.99027 | -0.18484 | 0 | 0
21 | 1 | 0 | -0.54335 | -0.13976
22 | 0.98874 | -0.21438 | 0 | 0
23 | 0.9883 | -0.223 | 0.010401 | 0.0026066
24 | 0.98417 | -0.30225 | 0 | 0
25 | 0.98221 | -0.34027 | 0 | 0
26 | 0.98597 | -0.26744 | 0.018892 | 0.0047349
27 | 0.98055 | -0.37244 | 0 | 0
28 | 0.9805 | -0.37337 | 0.0047891 | 0.0012003
29 | 0.97965 | -0.38999 | 0.011853 | 0.0029706
30 | 0.98858 | -0.21728 | 0.017952 | 0.0044993
31 | 0.97584 | -0.46343 | 0 | 0
32 | 0.97599 | -0.46054 | 0 | 0
33 | 0.97506 | -0.47874 | 0.004345 | 0.001089
34 | 0.98751 | -0.23674 | 0 | 0
35 | 0.98447 | -0.29533 | 0.0031282 | 0.00078399
36 | 0.97735 | -0.4339 | 0 | 0
37 | 0.97728 | -0.43528 | 0.0039317 | 0.00098537
38 | 0.97741 | -0.43272 | 0.0039568 | 0.00099166
39 | 0.97299 | -0.51961 | 0 | 0
40 | 0.97301 | -0.51921 | 0 | 0
41 | 0.97293 | -0.52078 | 0.0016441 | 0.00041205
42 | 0.98774 | -0.23384 | 0 | 0
43 | 0.9878 | -0.23263 | 0.010397 | 0.0026057
44 | 0.98747 | -0.23915 | 0.011527 | 0.002889
45 | 0.97703 | -0.43962 | 0.0030297 | 0.00075931
46 | 0.98078 | -0.36676 | 0 | 0
47 | 0.9813 | -0.35681 | 0.0055123 | 0.0013815
48 | 0.97985 | -0.38506 | 0.0020062 | 0.00050279
49 | 0.99248 | -0.14182 | 0 | 0
50 | 0.99912 | -0.016486 | 0.040798 | 0.010225
51 | 0.97342 | -0.51209 | 0 | 0
52 | 0.9733 | -0.51438 | 0.0086818 | 0.0021759
53 | 0.97169 | -0.54609 | 0 | 0
54 | 0.97501 | -0.48078 | 0.012634 | 0.0031664
55 | 0.97118 | -0.55634 | 0 | 0
56 | 0.9716 | -0.54797 | 0.0028056 | 0.00070314
57 | 0.97075 | -0.5648 | 0.0045185 | 0.0011325
58 | 0.97089 | -0.56209 | 0.0048879 | 0.001225
59 | 0.97002 | -0.57931 | 0.0047564 | 0.0011921
60 | 0.97008 | -0.57814 | 0.0055169 | 0.0013827
61 | 0.97075 | -0.56469 | 0.0049545 | 0.0012417
62 | 0.97081 | -0.56368 | 0.0045381 | 0.0011374
63 | 0.98192 | -0.34596 | 0.0035521 | 0.00089024
64 | 0.98723 | -0.2432 | 0.012357 | 0.003097
65 | 0.97905 | -0.40168 | 0.01186 | 0.0029723
66 | 0.97693 | -0.44202 | 0.0019634 | 0.00049207
67 | 0.97447 | -0.4903 | 0 | 0
68 | 0.97002 | -0.57927 | 0.0045684 | 0.001145
69 | 0.97005 | -0.57863 | 0.0042695 | 0.00107
70 | 0.98743 | -0.2382 | 0.005266 | 0.0013198
71 | 0.98417 | -0.30102 | 0.0070765 | 0.0017736
72 | 0.97755 | -0.43002 | 0.00058999 | 0.00014787
73 | 0.97285 | -0.52239 | 0.0077341 | 0.0019384
74 | 0.97337 | -0.51205 | 0 | 0
75 | 0.97288 | -0.52175 | 0.0020235 | 0.00050713
76 | 0.98729 | -0.24272 | 0.011527 | 0.002889
77 | 0.97509 | -0.47776 | 0.0028801 | 0.00072181
78 | 0.97162 | -0.54609 | 0.0031204 | 0.00078204
79 | 0.97141 | -0.55027 | 0.0031771 | 0.00079625
80 | 0.97134 | -0.55156 | 0.0015923 | 0.00039907
81 | 0.97149 | -0.54871 | 0.0028672 | 0.0007186
82 | 0.97129 | -0.55262 | 0.0034516 | 0.00086504
83 | 0.97124 | -0.55363 | 0.0039567 | 0.00099165
84 | 0.97124 | -0.5536 | 0.0044618 | 0.0011182
85 | 0.97116 | -0.5553 | 0.0049902 | 0.0012507
86 | 0.97112 | -0.55608 | 0.0039018 | 0.00097789
87 | 0.97144 | -0.54964 | 0.0036831 | 0.00092307
88 | 0.97327 | -0.51393 | 0.0041294 | 0.0010349
89 | 0.97262 | -0.52691 | 0.002442 | 0.00061202
90 | 0.97407 | -0.49818 | 0.0040944 | 0.0010261
91 | 0.97189 | -0.54132 | 0.0043775 | 0.0010971
92 | 0.97149 | -0.54926 | 0 | 0
93 | 0.97403 | -0.49897 | 0 | 0
94 | 0.97116 | -0.55561 | 0 | 0
95 | 0.97141 | -0.55067 | 0 | 0
96 | 0.97386 | -0.50249 | 0 | 0
97 | 0.97395 | -0.50055 | 0.0045462 | 0.0011394
98 | 0.97111 | -0.55663 | 0.0030883 | 0.00077399
99 | 0.97105 | -0.55786 | 0 | 0
100 | 0.97135 | -0.5519 | 0.0049448 | 0.0012393
101 | 0.97113 | -0.55627 | 0.0063098 | 0.0015814
102 | 0.97096 | -0.55963 | 0.0024434 | 0.00061237
103 | 0.97099 | -0.55902 | 0.0020878 | 0.00052325
104 | 0.97074 | -0.56408 | 0 | 0
105 | 0.97065 | -0.56583 | 0 | 0
106 | 0.97068 | -0.56514 | 0.00223 | 0.00055888
107 | 0.97066 | -0.56565 | 0.0018159 | 0.00045511
108 | 0.97061 | -0.5666 | 0.0018393 | 0.00046097
109 | 0.97062 | -0.56632 | 0 | 0
110 | 0.97052 | -0.5684 | 0.0016735 | 0.00041941
111 | 0.97049 | -0.56888 | 0.0018596 | 0.00046607
112 | 0.97328 | -0.51389 | 0.0041117 | 0.0010305
113 | 0.9738 | -0.50349 | 0.0026711 | 0.00066944
114 | 0.97716 | -0.43751 | 0.0038893 | 0.00097475
115 | 0.97768 | -0.42743 | 0 | 0
116 | 0.9792 | -0.39766 | 0.0010493 | 0.00026297
117 | 0.97741 | -0.43271 | 0.0054684 | 0.0013705
118 | 0.97933 | -0.39503 | 0 | 0
119 | 0.97706 | -0.43957 | 0 | 0
120 | 0.97806 | -0.4211 | 0 | 0
121 | 0.97726 | -0.43675 | 0.012946 | 0.0032445
122 | 0.98115 | -0.36087 | 0.0035526 | 0.00089035
123 | 0.98117 | -0.36049 | 0.0035556 | 0.00089111
124 | 0.98121 | -0.35972 | 0.0035521 | 0.00089023
125 | 0.98133 | -0.3575 | 0.0035561 | 0.00089124
126 | 0.98141 | -0.35591 | 0.0035521 | 0.00089023
127 | 0.97645 | -0.45258 | 0.013137 | 0.0032925
128 | 0.98151 | -0.35399 | 0.0035551 | 0.00089099
129 | 0.98162 | -0.3517 | 0.0035526 | 0.00089036
130 | 0.98176 | -0.34902 | 0.0035556 | 0.00089112
131 | 0.98371 | -0.30993 | 0 | 0
132 | 0.9769 | -0.4428 | 0.0028243 | 0.00070785
133 | 0.97295 | -0.52127 | 0.011522 | 0.0028876
134 | 0.97069 | -0.56601 | 0.0054968 | 0.0013776
135 | 0.97058 | -0.56819 | 0.0048084 | 0.0012051
136 | 0.97021 | -0.5755 | 0 | 0
137 | 0.97013 | -0.57701 | 0.0046764 | 0.001172
138 | 0.98369 | -0.31028 | 0.0013672 | 0.00034265
139 | 0.98366 | -0.31092 | 0.001435 | 0.00035965
140 | 0.97925 | -0.39665 | 0.0070683 | 0.0017715
141 | 0.97679 | -0.44495 | 0.006651 | 0.0016669
142 | 0.98362 | -0.31164 | 0.0017911 | 0.00044888
143 | 0.99998 | 149.9956 | 0 | 0

## res_line
| p_from_mw | q_from_mvar | p_to_mw | q_to_mvar | pl_mw | ql_mvar | i_from_ka | i_to_ka | i_ka | vm_from_pu | va_from_degree | vm_to_pu | va_to_degree | loading_percent
0 | 0.03367 | 0.0084442 | -0.033669 | -0.0084438 | 7.012e-07 | 4.4004e-07 | 0.051548 | 0.051548 | 0.051548 | 0.97198 | -0.539 | 0.97196 | -0.53943 | 14.1614
1 | -0.03629 | -0.0091008 | 0.036308 | 0.0091126 | 1.8719e-05 | 1.178e-05 | 0.055558 | 0.055558 | 0.055558 | 0.97198 | -0.539 | 0.97253 | -0.52818 | 15.2633
2 | 0.031044 | 0.0077859 | -0.03104 | -0.0077831 | 4.5321e-06 | 2.8343e-06 | 0.047529 | 0.047529 | 0.047529 | 0.97196 | -0.53943 | 0.9718 | -0.5425 | 13.0575
3 | 0.033914 | 0.0085103 | -0.0339 | -0.0085016 | 1.3876e-05 | 8.71e-06 | 0.051894 | 0.051894 | 0.051894 | 0.97253 | -0.52818 | 0.97209 | -0.53676 | 14.2566
4 | -0.070222 | -0.017623 | 0.070243 | 0.017636 | 2.0094e-05 | 1.2803e-05 | 0.10745 | 0.10745 | 0.10745 | 0.97253 | -0.52818 | 0.97283 | -0.52218 | 29.5199
5 | 0.023921 | 0.005999 | -0.023915 | -0.0059949 | 6.6322e-06 | 4.0813e-06 | 0.036629 | 0.036629 | 0.036629 | 0.9718 | -0.5425 | 0.97151 | -0.54831 | 10.063
6 | 0.012828 | 0.0032168 | -0.012822 | -0.0032137 | 5.5005e-06 | 3.049e-06 | 0.019637 | 0.019637 | 0.019637 | 0.97209 | -0.53676 | 0.97164 | -0.54576 | 5.3948
7 | 0.021072 | 0.0052849 | -0.021069 | -0.0052826 | 3.6289e-06 | 2.2072e-06 | 0.032257 | 0.032257 | 0.032257 | 0.97209 | -0.53676 | 0.97191 | -0.54038 | 8.8619
8 | -0.072802 | -0.018277 | 0.072904 | 0.018342 | 0.00010268 | 6.5442e-05 | 0.11137 | 0.11137 | 0.11137 | 0.97283 | -0.52218 | 0.97433 | -0.49266 | 30.5952
9 | 0.0025591 | 0.00064121 | -0.002559 | -0.00064136 | 9.9274e-08 | -1.5097e-07 | 0.0039143 | 0.0039144 | 0.0039144 | 0.97283 | -0.52218 | 0.97279 | -0.52299 | 1.0754
10 | 0.016791 | 0.0042097 | -0.016789 | -0.0042083 | 2.3231e-06 | 1.3708e-06 | 0.025719 | 0.025719 | 0.025719 | 0.97151 | -0.54831 | 0.97136 | -0.55122 | 7.0657
11 | 0.0095739 | 0.0023996 | -0.0095731 | -0.0023992 | 8.367e-07 | 4.0695e-07 | 0.014662 | 0.014662 | 0.014662 | 0.97164 | -0.54576 | 0.97155 | -0.5476 | 4.0281
12 | 0.018266 | 0.0045802 | -0.018263 | -0.0045786 | 2.6972e-06 | 1.6122e-06 | 0.027966 | 0.027966 | 0.027966 | 0.97191 | -0.54038 | 0.97175 | -0.54348 | 7.683
13 | -0.075413 | -0.018971 | 0.075462 | 0.019003 | 4.9621e-05 | 3.1633e-05 | 0.1152 | 0.1152 | 0.1152 | 0.97433 | -0.49266 | 0.97503 | -0.47889 | 31.6476
14 | 0.014747 | 0.0036965 | -0.014746 | -0.0036959 | 9.5132e-07 | 5.4732e-07 | 0.022591 | 0.022591 | 0.022591 | 0.97136 | -0.55122 | 0.97129 | -0.55257 | 6.2062
15 | 0.0065508 | 0.0016417 | -0.0065505 | -0.0016416 | 3.4621e-07 | 1.0801e-07 | 0.010033 | 0.010033 | 0.010033 | 0.97155 | -0.5476 | 0.97149 | -0.54871 | 2.7564
16 | 0.015303 | 0.0038368 | -0.015302 | -0.0038357 | 1.9088e-06 | 1.1068e-06 | 0.023434 | 0.023434 | 0.023434 | 0.97175 | -0.54348 | 0.97162 | -0.54609 | 6.438
17 | -0.078234 | -0.019697 | 0.078238 | 0.0197 | 4.2482e-06 | 2.7089e-06 | 0.11943 | 0.11943 | 0.11943 | 0.97503 | -0.47889 | 0.97509 | -0.47776 | 32.8097
18 | 0.013355 | 0.0033475 | -0.013355 | -0.0033471 | 6.5278e-07 | 3.6632e-07 | 0.02046 | 0.020461 | 0.020461 | 0.97129 | -0.55257 | 0.97124 | -0.5536 | 5.621
19 | -0.087359 | -0.022093 | 0.087914 | 0.022439 | 0.00055564 | 0.00034606 | 0.1329 | 0.13289 | 0.1329 | 0.97867 | -0.40763 | 0.98547 | -0.27593 | 12.1699
20 | 0.087359 | 0.022093 | -0.087315 | -0.022066 | 4.3434e-05 | 2.7056e-05 | 0.1329 | 0.1329 | 0.1329 | 0.97867 | -0.40763 | 0.97814 | -0.418 | 12.17
21 | -0.21923 | -0.055791 | 0.21964 | 0.056055 | 0.00041508 | 0.00026449 | 0.33133 | 0.33133 | 0.33133 | 0.98547 | -0.27593 | 0.98751 | -0.23674 | 30.3415
22 | 0.13131 | 0.033352 | -0.13119 | -0.033275 | 0.00012245 | 7.7418e-05 | 0.19844 | 0.19844 | 0.19844 | 0.98547 | -0.27593 | 0.98447 | -0.29533 | 18.1719
23 | 0.084384 | 0.021331 | -0.084296 | -0.021276 | 8.7394e-05 | 5.5224e-05 | 0.12844 | 0.12844 | 0.12844 | 0.97814 | -0.418 | 0.97703 | -0.43962 | 17.6424
24 | 0.27275 | 0.070089 | -0.27092 | -0.068922 | 0.0018292 | 0.0011672 | 0.40746 | 0.40747 | 0.40747 | 0.99757 | -0.045767 | 0.99027 | -0.18484 | 37.3137
25 | -0.27275 | -0.070089 | 0.27336 | 0.070477 | 0.00060784 | 0.00038787 | 0.40746 | 0.40746 | 0.40746 | 0.99757 | -0.045767 | 1 | 0 | 37.3135
26 | 0.22697 | 0.057866 | -0.22661 | -0.05764 | 0.00035481 | 0.00022614 | 0.3414 | 0.3414 | 0.3414 | 0.99027 | -0.18484 | 0.98858 | -0.21728 | 31.2638
27 | 0.043957 | 0.011056 | -0.043895 | -0.011017 | 6.192e-05 | 3.9143e-05 | 0.066065 | 0.066065 | 0.066065 | 0.99027 | -0.18484 | 0.98874 | -0.21438 | 18.1498
28 | 0.26834 | 0.06928 | -0.26813 | -0.069143 | 0.00021551 | 0.00013751 | 0.40002 | 0.40002 | 0.40002 | 1 | 0 | 0.99912 | -0.016486 | 36.632
29 | 0.043895 | 0.011017 | -0.043877 | -0.011005 | 1.8035e-05 | 1.1401e-05 | 0.066065 | 0.066065 | 0.066065 | 0.98874 | -0.21438 | 0.9883 | -0.223 | 18.1498
30 | 0.033476 | 0.0083988 | -0.033461 | -0.0083892 | 1.5369e-05 | 9.6297e-06 | 0.050406 | 0.050406 | 0.050406 | 0.9883 | -0.223 | 0.9878 | -0.23263 | 13.8478
31 | 0.17662 | 0.044809 | -0.1763 | -0.044604 | 0.00032229 | 0.00020489 | 0.26724 | 0.26724 | 0.26724 | 0.98417 | -0.30225 | 0.98221 | -0.34027 | 24.4728
32 | -0.17662 | -0.044809 | 0.17692 | 0.044997 | 0.00029618 | 0.00018829 | 0.26724 | 0.26724 | 0.26724 | 0.98417 | -0.30225 | 0.98597 | -0.26744 | 24.4728
33 | 0.032006 | 0.0080295 | -0.031997 | -0.008024 | 8.6737e-06 | 5.4267e-06 | 0.048491 | 0.048491 | 0.048491 | 0.98221 | -0.34027 | 0.98192 | -0.34596 | 13.3218
34 | 0.1443 | 0.036574 | -0.14407 | -0.036433 | 0.00022271 | 0.00014112 | 0.21875 | 0.21875 | 0.21875 | 0.98221 | -0.34027 | 0.98055 | -0.37244 | 20.0323
35 | -0.19581 | -0.049732 | 0.19604 | 0.049878 | 0.00022877 | 0.00014561 | 0.29575 | 0.29575 | 0.29575 | 0.98597 | -0.26744 | 0.98723 | -0.2432 | 27.0837
36 | 0.0047893 | 0.0012003 | -0.0047891 | -0.0012003 | 2.1033e-07 | 6.8003e-10 | 0.0072679 | 0.0072679 | 0.0072679 | 0.98055 | -0.37244 | 0.9805 | -0.37337 | 1.9967
37 | 0.13928 | 0.035233 | -0.13917 | -0.035159 | 0.00011719 | 7.4206e-05 | 0.21148 | 0.21148 | 0.21148 | 0.98055 | -0.37244 | 0.97965 | -0.38999 | 19.3667
38 | 0.12731 | 0.032188 | -0.12724 | -0.032143 | 7.1277e-05 | 4.5042e-05 | 0.19348 | 0.19348 | 0.19348 | 0.97965 | -0.38999 | 0.97905 | -0.40168 | 17.7181
39 | 0.20866 | 0.05314 | -0.2084 | -0.052975 | 0.00026049 | 0.0001659 | 0.31438 | 0.31438 | 0.31438 | 0.98858 | -0.21728 | 0.98723 | -0.2432 | 28.7893
40 | -0.07064 | -0.017784 | 0.07065 | 0.01779 | 9.7573e-06 | 5.9926e-06 | 0.10774 | 0.10774 | 0.10774 | 0.97584 | -0.46343 | 0.97599 | -0.46054 | 9.8667
41 | 0.07064 | 0.017784 | -0.070588 | -0.017752 | 5.1673e-05 | 3.2478e-05 | 0.10774 | 0.10775 | 0.10775 | 0.97584 | -0.46343 | 0.97506 | -0.47874 | 14.8001
42 | -0.07065 | -0.01779 | 0.070712 | 0.017829 | 6.2621e-05 | 3.8458e-05 | 0.10774 | 0.10774 | 0.10774 | 0.97599 | -0.46054 | 0.97693 | -0.44202 | 9.8667
43 | 0.066243 | 0.016663 | -0.066207 | -0.01664 | 3.6574e-05 | 2.2931e-05 | 0.10111 | 0.10111 | 0.10111 | 0.97506 | -0.47874 | 0.97447 | -0.4903 | 13.8893
44 | 0.0052664 | 0.0013198 | -0.005266 | -0.0013198 | 3.6783e-07 | 3.6154e-08 | 0.0079356 | 0.0079356 | 0.0079356 | 0.98751 | -0.23674 | 0.98743 | -0.2382 | 2.1801
45 | -0.22491 | -0.057375 | 0.22595 | 0.058036 | 0.0010362 | 0.0006604 | 0.33926 | 0.33926 | 0.33926 | 0.98751 | -0.23674 | 0.99248 | -0.14182 | 31.0681
46 | 0.12806 | 0.032491 | -0.12803 | -0.032469 | 3.5032e-05 | 2.2136e-05 | 0.19371 | 0.19371 | 0.19371 | 0.98447 | -0.29533 | 0.98417 | -0.30102 | 17.7389
47 | 0.0039319 | 0.00098529 | -0.0039317 | -0.00098537 | 2.5824e-07 | -7.552e-08 | 0.0059863 | 0.0059864 | 0.0059864 | 0.97735 | -0.4339 | 0.97728 | -0.43528 | 1.6446
48 | -0.0039319 | -0.00098529 | 0.0039321 | 0.00098523 | 2.2131e-07 | -6.4755e-08 | 0.0059863 | 0.0059862 | 0.0059863 | 0.97735 | -0.4339 | 0.97741 | -0.43272 | 1.6446
49 | -0.0078889 | -0.0019769 | 0.0078899 | 0.0019773 | 1.0136e-06 | 4.1379e-07 | 0.01201 | 0.01201 | 0.01201 | 0.97741 | -0.43272 | 0.97755 | -0.43002 | 3.2995
50 | -0.0036679 | -0.00091884 | 0.003668 | 0.00091881 | 6.9578e-08 | -2.8713e-08 | 0.0056093 | 0.0056092 | 0.0056093 | 0.97299 | -0.51961 | 0.97301 | -0.51921 | 1.541
51 | 0.0036679 | 0.00091884 | -0.0036677 | -0.00091893 | 2.0535e-07 | -8.472e-08 | 0.0056093 | 0.0056093 | 0.0056093 | 0.97299 | -0.51961 | 0.97293 | -0.52078 | 1.541
52 | 0.0077353 | 0.0019388 | -0.0077341 | -0.0019384 | 1.1718e-06 | 4.7265e-07 | 0.01183 | 0.01183 | 0.01183 | 0.97301 | -0.51921 | 0.97285 | -0.52239 | 3.2499
53 | -0.011403 | -0.0028576 | 0.011407 | 0.0028597 | 3.892e-06 | 2.0669e-06 | 0.017439 | 0.017439 | 0.017439 | 0.97301 | -0.51921 | 0.97337 | -0.51205 | 4.7909
54 | 0.0020236 | 0.00050687 | -0.0020235 | -0.00050713 | 9.2747e-08 | -2.613e-07 | 0.0030948 | 0.0030949 | 0.0030949 | 0.97293 | -0.52078 | 0.97288 | -0.52175 | 0.85025
55 | -0.023063 | -0.0057827 | 0.023064 | 0.0057835 | 1.3296e-06 | 8.1337e-07 | 0.034744 | 0.034744 | 0.034744 | 0.98774 | -0.23384 | 0.9878 | -0.23263 | 9.5451
56 | 0.023063 | 0.0057827 | -0.023057 | -0.0057791 | 5.8376e-06 | 3.571e-06 | 0.034744 | 0.034744 | 0.034744 | 0.98774 | -0.23384 | 0.98747 | -0.23915 | 9.5451
57 | 0.011529 | 0.0028901 | -0.011527 | -0.002889 | 1.9593e-06 | 1.0326e-06 | 0.017374 | 0.017374 | 0.017374 | 0.98747 | -0.23915 | 0.98729 | -0.24272 | 4.773
58 | 0.081267 | 0.020516 | -0.081118 | -0.020422 | 0.00014817 | 9.4509e-05 | 0.12382 | 0.12382 | 0.12382 | 0.97703 | -0.43962 | 0.97509 | -0.47776 | 34.0171
59 | -0.11048 | -0.027932 | 0.11053 | 0.027965 | 5.2776e-05 | 3.3208e-05 | 0.1677 | 0.1677 | 0.1677 | 0.98078 | -0.36676 | 0.9813 | -0.35681 | 15.3575
60 | 0.11048 | 0.027932 | -0.11038 | -0.027871 | 9.6868e-05 | 6.0953e-05 | 0.1677 | 0.1677 | 0.1677 | 0.98078 | -0.36676 | 0.97985 | -0.38506 | 15.3575
61 | -0.11604 | -0.029347 | 0.11631 | 0.029511 | 0.0002616 | 0.00016486 | 0.17606 | 0.17606 | 0.17606 | 0.9813 | -0.35681 | 0.98371 | -0.30993 | 16.1229
62 | 0.10838 | 0.027368 | -0.10832 | -0.027336 | 5.1754e-05 | 3.2546e-05 | 0.16466 | 0.16466 | 0.16466 | 0.97985 | -0.38506 | 0.97933 | -0.39503 | 15.0785
63 | -0.22595 | -0.058036 | 0.22733 | 0.058918 | 0.0013842 | 0.00088216 | 0.33926 | 0.33926 | 0.33926 | 0.99248 | -0.14182 | 0.99912 | -0.016486 | 31.068
64 | 0.020209 | 0.0050668 | -0.020207 | -0.0050655 | 2.2038e-06 | 1.3339e-06 | 0.030894 | 0.030894 | 0.030894 | 0.97342 | -0.51209 | 0.9733 | -0.51438 | 8.4873
65 | 0.055951 | 0.01408 | -0.055861 | -0.014022 | 9.0756e-05 | 5.7674e-05 | 0.085551 | 0.085551 | 0.085551 | 0.97342 | -0.51209 | 0.97169 | -0.54609 | 23.503
66 | -0.076161 | -0.019147 | 0.076275 | 0.01922 | 0.00011406 | 7.272e-05 | 0.11644 | 0.11644 | 0.11644 | 0.97342 | -0.51209 | 0.97501 | -0.48078 | 31.9902
67 | 0.011525 | 0.0028896 | -0.011522 | -0.0028876 | 3.7827e-06 | 2.0173e-06 | 0.017621 | 0.017621 | 0.017621 | 0.9733 | -0.51438 | 0.97295 | -0.52127 | 4.8409
68 | 0.053055 | 0.01332 | -0.053029 | -0.013303 | 2.5927e-05 | 1.6464e-05 | 0.081254 | 0.081254 | 0.081254 | 0.97169 | -0.54609 | 0.97118 | -0.55634 | 22.3226
69 | 0.0028058 | 0.00070286 | -0.0028056 | -0.00070314 | 2.5017e-07 | -2.8746e-07 | 0.0042966 | 0.0042968 | 0.0042968 | 0.97169 | -0.54609 | 0.9716 | -0.54797 | 1.1804
70 | -0.088909 | -0.022386 | 0.089029 | 0.022463 | 0.00012006 | 7.662e-05 | 0.13573 | 0.13573 | 0.13573 | 0.97501 | -0.48078 | 0.97645 | -0.45258 | 37.2874
71 | 0.038643 | 0.0096964 | -0.038628 | -0.0096866 | 1.5578e-05 | 9.8236e-06 | 0.059213 | 0.059213 | 0.059213 | 0.97118 | -0.55634 | 0.97075 | -0.5648 | 16.2672
72 | 0.014385 | 0.0036067 | -0.014381 | -0.0036045 | 3.939e-06 | 2.2535e-06 | 0.022042 | 0.022042 | 0.022042 | 0.97118 | -0.55634 | 0.97089 | -0.56209 | 6.0554
73 | 0.034109 | 0.0085541 | -0.034107 | -0.0085529 | 1.9686e-06 | 1.2361e-06 | 0.052287 | 0.052287 | 0.052287 | 0.97075 | -0.5648 | 0.97069 | -0.56601 | 14.3644
74 | 0.0094936 | 0.0023794 | -0.0094929 | -0.0023791 | 7.1898e-07 | 3.4817e-07 | 0.01455 | 0.01455 | 0.01455 | 0.97089 | -0.56209 | 0.97081 | -0.56368 | 3.9974
75 | -0.0047564 | -0.0011921 | 0.0047566 | 0.0011921 | 2.64e-07 | 5.707e-09 | 0.0072963 | 0.0072963 | 0.0072963 | 0.97002 | -0.57931 | 0.97008 | -0.57814 | 2.0045
76 | -0.010274 | -0.0025747 | 0.010275 | 0.0025754 | 1.29e-06 | 6.5457e-07 | 0.015759 | 0.015759 | 0.015759 | 0.97008 | -0.57814 | 0.97021 | -0.5755 | 4.3293
77 | -0.0049545 | -0.0012417 | 0.0049548 | 0.0012417 | 2.3718e-07 | 1.6213e-08 | 0.0075945 | 0.0075945 | 0.0075945 | 0.97075 | -0.56469 | 0.97081 | -0.56368 | 2.0864
78 | 0.028445 | 0.0071338 | -0.028441 | -0.0071312 | 4.1478e-06 | 2.5793e-06 | 0.043108 | 0.043108 | 0.043108 | 0.98192 | -0.34596 | 0.98176 | -0.34902 | 11.843
79 | 0.11538 | 0.029171 | -0.11528 | -0.029103 | 0.0001074 | 6.7686e-05 | 0.17546 | 0.17546 | 0.17546 | 0.97905 | -0.40168 | 0.97806 | -0.4211 | 16.0675
80 | -0.072676 | -0.018321 | 0.072692 | 0.018331 | 1.5692e-05 | 9.6582e-06 | 0.11073 | 0.11073 | 0.11073 | 0.97693 | -0.44202 | 0.97716 | -0.43751 | 10.1405
81 | 0.022757 | 0.0057105 | -0.022747 | -0.0057047 | 9.3941e-06 | 5.7539e-06 | 0.034752 | 0.034752 | 0.034752 | 0.97447 | -0.4903 | 0.97403 | -0.49897 | 9.5472
82 | 0.04345 | 0.01093 | -0.043434 | -0.010919 | 1.635e-05 | 1.0341e-05 | 0.066363 | 0.066363 | 0.066363 | 0.97447 | -0.4903 | 0.97407 | -0.49818 | 18.2315
83 | -0.0045684 | -0.001145 | 0.0045686 | 0.001145 | 1.372e-07 | -4.1567e-09 | 0.007008 | 0.007008 | 0.007008 | 0.97002 | -0.57927 | 0.97005 | -0.57863 | 1.9253
84 | -0.0088381 | -0.002215 | 0.0088387 | 0.0022153 | 6.8435e-07 | 3.154e-07 | 0.013557 | 0.013557 | 0.013557 | 0.97005 | -0.57863 | 0.97013 | -0.57701 | 3.7245
85 | 0.12095 | 0.030695 | -0.1209 | -0.030662 | 5.1817e-05 | 3.2692e-05 | 0.18301 | 0.18301 | 0.18301 | 0.98417 | -0.30102 | 0.98371 | -0.30993 | 16.7591
86 | -0.0084799 | -0.0021252 | 0.008481 | 0.0021256 | 1.0473e-06 | 4.601e-07 | 0.012908 | 0.012908 | 0.012908 | 0.97755 | -0.43002 | 0.97768 | -0.42743 | 3.5462
87 | -0.015519 | -0.0038901 | 0.015526 | 0.0038942 | 7.0687e-06 | 4.1075e-06 | 0.023725 | 0.023725 | 0.023725 | 0.97337 | -0.51205 | 0.97386 | -0.50249 | 6.5178
88 | 0.0041121 | 0.0010304 | -0.0041117 | -0.0010305 | 3.6133e-07 | -7.1799e-08 | 0.0062862 | 0.0062863 | 0.0062863 | 0.97337 | -0.51205 | 0.97328 | -0.51389 | 1.727
89 | 0.012181 | 0.0030537 | -0.012179 | -0.0030524 | 2.4218e-06 | 1.3202e-06 | 0.018656 | 0.018656 | 0.018656 | 0.97162 | -0.54609 | 0.97141 | -0.55027 | 5.1252
90 | 0.0090017 | 0.0022561 | -0.0090012 | -0.0022559 | 5.5477e-07 | 2.5874e-07 | 0.013789 | 0.013789 | 0.013789 | 0.97141 | -0.55027 | 0.97134 | -0.55156 | 3.7882
91 | 0.0074089 | 0.0018568 | -0.0074085 | -0.0018566 | 3.7275e-07 | 1.4305e-07 | 0.01135 | 0.01135 | 0.01135 | 0.97134 | -0.55156 | 0.97129 | -0.55262 | 3.1181
92 | 0.0036832 | 0.000923 | -0.0036831 | -0.00092307 | 1.6371e-07 | -6.5056e-08 | 0.0056415 | 0.0056416 | 0.0056416 | 0.97149 | -0.54871 | 0.97144 | -0.54964 | 1.5499
93 | 0.0039569 | 0.0009916 | -0.0039567 | -0.00099165 | 1.9026e-07 | -4.9106e-08 | 0.006062 | 0.006062 | 0.006062 | 0.97129 | -0.55262 | 0.97124 | -0.55363 | 1.6654
94 | 0.0088929 | 0.0022288 | -0.0088922 | -0.0022285 | 7.188e-07 | 3.3225e-07 | 0.013625 | 0.013625 | 0.013625 | 0.97124 | -0.5536 | 0.97116 | -0.5553 | 3.743
95 | 0.003902 | 0.00097785 | -0.0039018 | -0.00097789 | 1.4616e-07 | -4.1374e-08 | 0.0059786 | 0.0059787 | 0.0059787 | 0.97116 | -0.5553 | 0.97112 | -0.55608 | 1.6425
96 | 0.035181 | 0.0088394 | -0.035159 | -0.0088258 | 2.1778e-05 | 1.3688e-05 | 0.053795 | 0.053795 | 0.053795 | 0.97327 | -0.51393 | 0.97262 | -0.52691 | 14.7788
97 | -0.03931 | -0.0098744 | 0.03934 | 0.009893 | 2.9568e-05 | 1.8652e-05 | 0.060108 | 0.060108 | 0.060108 | 0.97327 | -0.51393 | 0.97407 | -0.49818 | 16.5132
98 | 0.032717 | 0.0082137 | -0.032694 | -0.0081996 | 2.2477e-05 | 1.4089e-05 | 0.050059 | 0.050059 | 0.050059 | 0.97262 | -0.52691 | 0.97189 | -0.54132 | 13.7525
99 | 0.028317 | 0.0071025 | -0.028306 | -0.0070959 | 1.0702e-05 | 6.6614e-06 | 0.043357 | 0.043357 | 0.043357 | 0.97189 | -0.54132 | 0.97149 | -0.54926 | 11.9113
100 | 0.017049 | 0.0042743 | -0.017044 | -0.0042713 | 5.1591e-06 | 3.0521e-06 | 0.026114 | 0.026114 | 0.026114 | 0.97149 | -0.54926 | 0.97116 | -0.55561 | 7.1742
101 | 0.011257 | 0.0028216 | -0.011257 | -0.0028212 | 7.5771e-07 | 4.0079e-07 | 0.017243 | 0.017243 | 0.017243 | 0.97149 | -0.54926 | 0.97141 | -0.55067 | 4.7371
102 | 0.018201 | 0.0045653 | -0.018198 | -0.0045635 | 3.0589e-06 | 1.8264e-06 | 0.027806 | 0.027806 | 0.027806 | 0.97403 | -0.49897 | 0.97386 | -0.50249 | 7.6391
103 | 0.0045465 | 0.0011394 | -0.0045462 | -0.0011394 | 3.4224e-07 | -1.6416e-08 | 0.0069456 | 0.0069457 | 0.0069457 | 0.97403 | -0.49897 | 0.97395 | -0.50055 | 1.9082
104 | 0.0030884 | 0.00077387 | -0.0030883 | -0.00077399 | 1.5049e-07 | -1.2543e-07 | 0.004732 | 0.0047321 | 0.0047321 | 0.97116 | -0.55561 | 0.97111 | -0.55663 | 1.3
105 | 0.013955 | 0.0034974 | -0.013954 | -0.0034965 | 1.4973e-06 | 8.5021e-07 | 0.021382 | 0.021382 | 0.021382 | 0.97116 | -0.55561 | 0.97105 | -0.55786 | 5.8742
106 | 0.0049451 | 0.0012393 | -0.0049448 | -0.0012393 | 2.8907e-07 | 1.87e-08 | 0.0075749 | 0.007575 | 0.007575 | 0.97141 | -0.55067 | 0.97135 | -0.5519 | 2.081
107 | 0.0063115 | 0.0015819 | -0.0063098 | -0.0015814 | 1.6837e-06 | 4.8307e-07 | 0.0096679 | 0.0096682 | 0.0096682 | 0.97141 | -0.55067 | 0.97113 | -0.55627 | 2.6561
108 | 0.0026712 | 0.00066927 | -0.0026711 | -0.00066944 | 1.2721e-07 | -1.7194e-07 | 0.0040815 | 0.0040816 | 0.0040816 | 0.97386 | -0.50249 | 0.9738 | -0.50349 | 1.1213
109 | 0.0094223 | 0.0023611 | -0.0094195 | -0.0023597 | 2.7917e-06 | 1.3451e-06 | 0.014438 | 0.014439 | 0.014439 | 0.97105 | -0.55786 | 0.97074 | -0.56408 | 3.9666
110 | 0.0045315 | 0.0011355 | -0.0045313 | -0.0011355 | 2.5012e-07 | -1.1033e-08 | 0.0069439 | 0.006944 | 0.006944 | 0.97105 | -0.55786 | 0.97099 | -0.55902 | 1.9077
111 | -0.0024434 | -0.00061237 | 0.0024435 | 0.00061225 | 7.0559e-08 | -1.2082e-07 | 0.0037445 | 0.0037445 | 0.0037445 | 0.97096 | -0.55963 | 0.97099 | -0.55902 | 1.0287
112 | 0.0053734 | 0.0013459 | -0.0053729 | -0.0013459 | 4.4804e-07 | 6.9036e-08 | 0.0082364 | 0.0082365 | 0.0082365 | 0.97074 | -0.56408 | 0.97065 | -0.56583 | 2.2628
113 | 0.0040461 | 0.0010138 | -0.0040459 | -0.0010138 | 2.042e-07 | -4.4309e-08 | 0.0062021 | 0.0062022 | 0.0062022 | 0.97074 | -0.56408 | 0.97068 | -0.56514 | 1.7039
114 | 0.0018393 | 0.00046073 | -0.0018393 | -0.00046097 | 6.6947e-08 | -2.3468e-07 | 0.0028196 | 0.0028197 | 0.0028197 | 0.97065 | -0.56583 | 0.97061 | -0.5666 | 0.77465
115 | 0.0035336 | 0.00088513 | -0.0035335 | -0.00088517 | 8.1678e-08 | -3.9475e-08 | 0.0054168 | 0.0054169 | 0.0054169 | 0.97065 | -0.56583 | 0.97062 | -0.56632 | 1.4882
116 | 0.001816 | 0.00045495 | -0.0018159 | -0.00045511 | 4.3879e-08 | -1.5856e-07 | 0.0027837 | 0.0027838 | 0.0027838 | 0.97068 | -0.56514 | 0.97066 | -0.56565 | 0.76478
117 | 0.0035335 | 0.00088517 | -0.0035331 | -0.00088533 | 3.4962e-07 | -1.6891e-07 | 0.0054169 | 0.005417 | 0.005417 | 0.97062 | -0.56632 | 0.97052 | -0.5684 | 1.4882
118 | 0.0018597 | 0.00046592 | -0.0018596 | -0.00046607 | 4.2463e-08 | -1.4494e-07 | 0.0028512 | 0.0028513 | 0.0028513 | 0.97052 | -0.5684 | 0.97049 | -0.56888 | 0.78332
119 | -0.076581 | -0.019305 | 0.076618 | 0.019328 | 3.695e-05 | 2.2831e-05 | 0.11666 | 0.11666 | 0.11666 | 0.97716 | -0.43751 | 0.97768 | -0.42743 | 10.6829
120 | -0.10005 | -0.025204 | 0.10019 | 0.025293 | 0.00014268 | 8.9461e-05 | 0.15232 | 0.15232 | 0.15232 | 0.97768 | -0.42743 | 0.9792 | -0.39766 | 13.949
121 | 0.014953 | 0.0037498 | -0.014949 | -0.0037476 | 3.7626e-06 | 2.1652e-06 | 0.022759 | 0.022759 | 0.022759 | 0.97768 | -0.42743 | 0.97741 | -0.43271 | 6.2524
122 | -0.10124 | -0.025556 | 0.10126 | 0.025564 | 1.2714e-05 | 7.9752e-06 | 0.15392 | 0.15392 | 0.15392 | 0.9792 | -0.39766 | 0.97933 | -0.39503 | 14.095
123 | 0.0094806 | 0.0023771 | -0.0094775 | -0.0023757 | 3.0981e-06 | 1.4859e-06 | 0.014434 | 0.014434 | 0.014434 | 0.97741 | -0.43271 | 0.97706 | -0.43957 | 3.9654
124 | 0.0070688 | 0.0017717 | -0.0070683 | -0.0017715 | 5.4425e-07 | 1.9003e-07 | 0.01074 | 0.010741 | 0.010741 | 0.97933 | -0.39503 | 0.97925 | -0.39665 | 2.9507
125 | 0.0094775 | 0.0023757 | -0.009476 | -0.002375 | 1.4591e-06 | 6.9994e-07 | 0.014434 | 0.014434 | 0.014434 | 0.97706 | -0.43957 | 0.9769 | -0.4428 | 3.9654
126 | 0.11528 | 0.029103 | -0.11519 | -0.029049 | 8.6313e-05 | 5.4397e-05 | 0.17546 | 0.17546 | 0.17546 | 0.97806 | -0.4211 | 0.97726 | -0.43675 | 16.0675
127 | 0.10224 | 0.025804 | -0.10217 | -0.025755 | 7.7456e-05 | 4.9145e-05 | 0.15575 | 0.15575 | 0.15575 | 0.97726 | -0.43675 | 0.97645 | -0.45258 | 21.3937
128 | -0.0035526 | -0.00089035 | 0.0035526 | 0.00089032 | 6.478e-08 | -3.37e-08 | 0.0053878 | 0.0053878 | 0.0053878 | 0.98115 | -0.36087 | 0.98117 | -0.36049 | 1.4802
129 | -0.0071082 | -0.0017814 | 0.0071085 | 0.0017815 | 2.5939e-07 | 9.0828e-08 | 0.01078 | 0.01078 | 0.01078 | 0.98117 | -0.36049 | 0.98121 | -0.35972 | 2.9615
130 | -0.010661 | -0.0026718 | 0.010662 | 0.0026723 | 1.1293e-06 | 5.772e-07 | 0.016167 | 0.016167 | 0.016167 | 0.98121 | -0.35972 | 0.98133 | -0.3575 | 4.4414
131 | -0.014218 | -0.0035636 | 0.014219 | 0.0035642 | 1.079e-06 | 6.1234e-07 | 0.021559 | 0.021559 | 0.021559 | 0.98133 | -0.3575 | 0.98141 | -0.35591 | 5.9228
132 | -0.017771 | -0.0044544 | 0.017772 | 0.0044554 | 1.6205e-06 | 9.619e-07 | 0.026945 | 0.026944 | 0.026945 | 0.98141 | -0.35591 | 0.98151 | -0.35399 | 7.4023
133 | -0.021328 | -0.0053464 | 0.02133 | 0.0053478 | 2.3332e-06 | 1.418e-06 | 0.032334 | 0.032334 | 0.032334 | 0.98151 | -0.35399 | 0.98162 | -0.3517 | 8.883
134 | -0.024882 | -0.0062381 | 0.024886 | 0.0062401 | 3.175e-06 | 1.9567e-06 | 0.037719 | 0.037719 | 0.037719 | 0.98162 | -0.3517 | 0.98176 | -0.34902 | 10.3625
135 | 0.0045935 | 0.0011509 | -0.0045934 | -0.0011509 | 7.6466e-08 | -4.6814e-09 | 0.0069482 | 0.0069483 | 0.0069483 | 0.98371 | -0.30993 | 0.98369 | -0.31028 | 1.9089
136 | 0.0066517 | 0.0016671 | -0.006651 | -0.0016669 | 6.8088e-07 | 2.1435e-07 | 0.010132 | 0.010132 | 0.010132 | 0.9769 | -0.4428 | 0.97679 | -0.44495 | 2.7835
137 | 0.028611 | 0.0071753 | -0.028608 | -0.0071734 | 2.9714e-06 | 1.8508e-06 | 0.04386 | 0.04386 | 0.04386 | 0.97069 | -0.56601 | 0.97058 | -0.56819 | 12.0495
138 | 0.023799 | 0.0059683 | -0.023791 | -0.0059632 | 8.2916e-06 | 5.1015e-06 | 0.036488 | 0.036489 | 0.036489 | 0.97058 | -0.56819 | 0.97021 | -0.5755 | 10.0243
139 | 0.013516 | 0.0033879 | -0.013515 | -0.0033873 | 9.6886e-07 | 5.4583e-07 | 0.02073 | 0.02073 | 0.02073 | 0.97021 | -0.5755 | 0.97013 | -0.57701 | 5.695
140 | 0.0032262 | 0.00080821 | -0.0032261 | -0.00080829 | 9.8718e-08 | -7.7138e-08 | 0.0048801 | 0.0048802 | 0.0048802 | 0.98369 | -0.31028 | 0.98366 | -0.31092 | 1.3407
141 | 0.0017911 | 0.00044864 | -0.0017911 | -0.00044888 | 6.1088e-08 | -2.4258e-07 | 0.0027094 | 0.0027095 | 0.0027095 | 0.98366 | -0.31092 | 0.98362 | -0.31164 | 0.74437

## res_trafo
| p_hv_mw | q_hv_mvar | p_lv_mw | q_lv_mvar | pl_mw | ql_mvar | i_hv_ka | i_lv_ka | vm_hv_pu | va_hv_degree | vm_lv_pu | va_lv_degree | loading_percent
0 | -1.2729e-15 | -1.3162e-15 | 0.00165 | 1.2699e-07 | 0.00165 | 1.2699e-07 | 5.2857e-17 | 0.0023815 | 0.99998 | 149.9956 | 1 | 0 | 0.2619

## res_ext_grid
| p_mw | q_mvar
0 | 0.62009 | 0.15899

## res_load
| p_mw | q_mvar
0 | 0.0026199 | 0.0006566
1 | 0.0026247 | 0.00065782
2 | 0.0071186 | 0.0017841
3 | 0.0071233 | 0.0017853
4 | 0.0032485 | 0.00081415
5 | 0.0028028 | 0.00070244
6 | 0.0025083 | 0.00062863
7 | 0.002559 | 0.00064136
8 | 0.0020421 | 0.0005118
9 | 0.0030223 | 0.00075745
10 | 0.0029596 | 0.00074176
11 | 0.0027718 | 0.00069467
12 | 0.0013905 | 0.00034849
13 | 0.0029317 | 0.00073475
14 | 0.076739 | 0.019233
15 | 0.010401 | 0.0026066
16 | 0.018892 | 0.0047349
17 | 0.0047891 | 0.0012003
18 | 0.011853 | 0.0029706
19 | 0.017952 | 0.0044993
20 | 0.004345 | 0.001089
21 | 0.0031282 | 0.00078399
22 | 0.0039317 | 0.00098537
23 | 0.0039568 | 0.00099166
24 | 0.0016441 | 0.00041205
25 | 0.010397 | 0.0026057
26 | 0.011527 | 0.002889
27 | 0.0030297 | 0.00075931
28 | 0.0055123 | 0.0013815
29 | 0.0020062 | 0.00050279
30 | 0.040798 | 0.010225
31 | 0.0086818 | 0.0021759
32 | 0.012634 | 0.0031664
33 | 0.0028056 | 0.00070314
34 | 0.0045185 | 0.0011325
35 | 0.0048879 | 0.001225
36 | 0.0047564 | 0.0011921
37 | 0.0055169 | 0.0013827
38 | 0.0049545 | 0.0012417
39 | 0.0045381 | 0.0011374
40 | 0.0035521 | 0.00089024
41 | 0.012357 | 0.003097
42 | 0.01186 | 0.0029723
43 | 0.0019634 | 0.00049207
44 | 0.0045684 | 0.001145
45 | 0.0042695 | 0.00107
46 | 0.005266 | 0.0013198
47 | 0.0070765 | 0.0017736
48 | 0.00058999 | 0.00014787
49 | 0.0077341 | 0.0019384
50 | 0.0020235 | 0.00050713
51 | 0.011527 | 0.002889
52 | 0.0028801 | 0.00072181
53 | 0.0031204 | 0.00078204
54 | 0.0031771 | 0.00079625
55 | 0.0015923 | 0.00039907
56 | 0.0028672 | 0.0007186
57 | 0.0034516 | 0.00086504
58 | 0.0039567 | 0.00099165
59 | 0.0044618 | 0.0011182
60 | 0.0049902 | 0.0012507
61 | 0.0039018 | 0.00097789
62 | 0.0036831 | 0.00092307
63 | 0.0041294 | 0.0010349
64 | 0.002442 | 0.00061202
65 | 0.0040944 | 0.0010261
66 | 0.0043775 | 0.0010971
67 | 0.0045462 | 0.0011394
68 | 0.0030883 | 0.00077399
69 | 0.0049448 | 0.0012393
70 | 0.0063098 | 0.0015814
71 | 0.0024434 | 0.00061237
72 | 0.0020878 | 0.00052325
73 | 0.00223 | 0.00055888
74 | 0.0018159 | 0.00045511
75 | 0.0018393 | 0.00046097
76 | 0.0016735 | 0.00041941
77 | 0.0018596 | 0.00046607
78 | 0.0041117 | 0.0010305
79 | 0.0026711 | 0.00066944
80 | 0.0038893 | 0.00097475
81 | 0.0010493 | 0.00026297
82 | 0.0054684 | 0.0013705
83 | 0.012946 | 0.0032445
84 | 0.0035526 | 0.00089035
85 | 0.0035556 | 0.00089111
86 | 0.0035521 | 0.00089023
87 | 0.0035561 | 0.00089124
88 | 0.0035521 | 0.00089023
89 | 0.013137 | 0.0032925
90 | 0.0035551 | 0.00089099
91 | 0.0035526 | 0.00089036
92 | 0.0035556 | 0.00089112
93 | 0.0028243 | 0.00070785
94 | 0.011522 | 0.0028876
95 | 0.0054968 | 0.0013776
96 | 0.0048084 | 0.0012051
97 | 0.0046764 | 0.001172
98 | 0.0013672 | 0.00034265
99 | 0.001435 | 0.00035965
100 | 0.0070683 | 0.0017715
101 | 0.006651 | 0.0016669
102 | 0.0017911 | 0.00044888

## dtypes
| element | column | dtype
0 | bus | name | object
1 | bus | vn_kv | float64
2 | bus | type | object
3 | bus | zone | object
4 | bus | in_service | bool
5 | load | name | object
6 | load | bus | uint32
7 | load | p_mw | float64
8 | load | q_mvar | float64
9 | load | const_z_percent | float64
10 | load | const_i_percent | float64
11 | load | sn_mva | float64
12 | load | scaling | float64
13 | load | in_service | bool
14 | load | type | object
15 | ext_grid | name | object
16 | ext_grid | bus | uint32
17 | ext_grid | vm_pu | float64
18 | ext_grid | va_degree | float64
19 | ext_grid | slack_weight | float64
20 | ext_grid | in_service | bool
21 | line | name | object
22 | line | std_type | object
23 | line | from_bus | uint32
24 | line | to_bus | uint32
25 | line | length_km | float64
26 | line | r_ohm_per_km | float64
27 | line | x_ohm_per_km | float64
28 | line | c_nf_per_km | float64
29 | line | g_us_per_km | float64
30 | line | max_i_ka | float64
31 | line | df | float64
32 | line | parallel | uint32
33 | line | type | object
34 | line | in_service | bool
35 | trafo | name | object
36 | trafo | std_type | object
37 | trafo | hv_bus | uint32
38 | trafo | lv_bus | uint32
39 | trafo | sn_mva | float64
40 | trafo | vn_hv_kv | float64
41 | trafo | vn_lv_kv | float64
42 | trafo | vk_percent | float64
43 | trafo | vkr_percent | float64
44 | trafo | pfe_kw | float64
45 | trafo | i0_percent | float64
46 | trafo | shift_degree | float64
47 | trafo | tap_side | object
48 | trafo | tap_neutral | int32
49 | trafo | tap_min | int32
50 | trafo | tap_max | int32
51 | trafo | tap_step_percent | float64
52 | trafo | tap_step_degree | float64
53 | trafo | tap_pos | int32
54 | trafo | tap_phase_shifter | bool
55 | trafo | parallel | uint32
56 | trafo | df | float64
57 | trafo | in_service | bool
58 | line_geodata | coords | object
59 | bus_geodata | x | float64
60 | bus_geodata | y | float64
61 | bus_geodata | coords | object
62 | res_bus | vm_pu | float64
63 | res_bus | va_degree | float64
64 | res_bus | p_mw | float64
65 | res_bus | q_mvar | float64
66 | res_line | p_from_mw | float64
67 | res_line | q_from_mvar | float64
68 | res_line | p_to_mw | float64
69 | res_line | q_to_mvar | float64
70 | res_line | pl_mw | float64
71 | res_line | ql_mvar | float64
72 | res_line | i_from_ka | float64
73 | res_line | i_to_ka | float64
74 | res_line | i_ka | float64
75 | res_line | vm_from_pu | float64
76 | res_line | va_from_degree | float64
77 | res_line | vm_to_pu | float64
78 | res_line | va_to_degree | float64
79 | res_line | loading_percent | float64
80 | res_trafo | p_hv_mw | float64
81 | res_trafo | q_hv_mvar | float64
82 | res_trafo | p_lv_mw | float64
83 | res_trafo | q_lv_mvar | float64
84 | res_trafo | pl_mw | float64
85 | res_trafo | ql_mvar | float64
86 | res_trafo | i_hv_ka | float64
87 | res_trafo | i_lv_ka | float64
88 | res_trafo | vm_hv_pu | float64
89 | res_trafo | va_hv_degree | float64
90 | res_trafo | vm_lv_pu | float64
91 | res_trafo | va_lv_degree | float64
92 | res_trafo | loading_percent | float64
93 | res_ext_grid | p_mw | float64
94 | res_ext_grid | q_mvar | float64
95 | res_load | p_mw | float64
96 | res_load | q_mvar | float64

## parameters
| version | format_version | converged | OPF_converged | name | f_hz | sn_mva
0 | 2.14.6 | 2.14.0 | TRUE | FALSE |  | 50 | 1