## bus
| name | vn_kv | type | zone | in_service
0 | bus_LV_223-8_0_4_node_0 | 0.4 | n |  | TRUE
1 | bus_LV_223-8_0_4_node_1 | 0.4 | n |  | TRUE
2 | bus_LV_223-8_0_4_node_2 | 0.4 | n |  | TRUE
3 | bus_LV_223-8_0_4_node_3 | 0.4 | n |  | TRUE
4 | bus_LV_223-8_0_4_node_4 | 0.4 | n |  | TRUE
5 | bus_LV_223-8_0_4_node_5 | 0.4 | n |  | TRUE
6 | bus_LV_223-8_0_4_node_133 | 0.4 | n |  | TRUE
7 | bus_LV_223-8_0_4_node_7 | 0.4 | n |  | TRUE
8 | bus_LV_223-8_0_4_node_6 | 0.4 | n |  | TRUE
9 | bus_LV_223-8_0_4_node_9 | 0.4 | n |  | TRUE
10 | bus_LV_223-8_0_4_node_289 | 0.4 | n |  | TRUE
11 | bus_LV_223-8_0_4_node_32 | 0.4 | n |  | TRUE
12 | bus_LV_223-8_0_4_node_38 | 0.4 | n |  | TRUE
13 | bus_LV_223-8_0_4_node_8 | 0.4 | n |  | TRUE
14 | bus_LV_223-8_0_4_node_267 | 0.4 | n |  | TRUE
15 | bus_LV_223-8_0_4_node_31 | 0.4 | n |  | TRUE
16 | bus_LV_223-8_0_4_node_126 | 0.4 | n |  | TRUE
17 | bus_LV_223-8_0_4_node_39 | 0.4 | n |  | TRUE
18 | bus_LV_223-8_0_4_node_180 | 0.4 | n |  | TRUE
19 | bus_LV_223-8_0_4_node_268 | 0.4 | n |  | TRUE
20 | bus_LV_223-8_0_4_node_11 | 0.4 | n |  | TRUE
21 | bus_LV_223-8_0_4_node_12 | 0.4 | n |  | TRUE
22 | bus_LV_223-8_0_4_node_13 | 0.4 | n |  | TRUE
23 | bus_LV_223-8_0_4_node_110 | 0.4 | n |  | TRUE
24 | bus_LV_223-8_0_4_node_107 | 0.4 | n |  | TRUE
25 | bus_LV_223-8_0_4_node_284 | 0.4 | n |  | TRUE
26 | bus_LV_223-8_0_4_node_105 | 0.4 | n |  | TRUE
27 | bus_LV_223-8_0_4_node_99 | 0.4 | n |  | TRUE
28 | bus_LV_223-8_0_4_node_211 | 0.4 | n |  | TRUE
29 | bus_LV_223-8_0_4_node_101 | 0.4 | n |  | TRUE
30 | bus_LV_223-8_0_4_node_210 | 0.4 | n |  | TRUE
31 | bus_LV_223-8_0_4_node_100 | 0.4 | n |  | TRUE
32 | bus_LV_223-8_0_4_node_122 | 0.4 | n |  | TRUE
33 | bus_LV_223-8_0_4_node_119 | 0.4 | n |  | TRUE
34 | bus_LV_223-8_0_4_node_125 | 0.4 | n |  | TRUE
35 | bus_LV_223-8_0_4_node_48 | 0.4 | n |  | TRUE
36 | bus_LV_223-8_0_4_node_286 | 0.4 | n |  | TRUE
37 | bus_LV_223-8_0_4_node_117 | 0.4 | n |  | TRUE
38 | bus_LV_223-8_0_4_node_60 | 0.4 | n |  | TRUE
39 | bus_LV_223-8_0_4_node_46 | 0.4 | n |  | TRUE
40 | bus_LV_223-8_0_4_node_95 | 0.4 | n |  | TRUE
41 | bus_LV_223-8_0_4_node_83 | 0.4 | n |  | TRUE
42 | bus_LV_223-8_0_4_node_15 | 0.4 | n |  | TRUE
43 | bus_LV_223-8_0_4_node_16 | 0.4 | n |  | TRUE
44 | bus_LV_223-8_0_4_node_17 | 0.4 | n |  | TRUE
45 | bus_LV_223-8_0_4_node_18 | 0.4 | n |  | TRUE
46 | bus_LV_223-8_0_4_node_19 | 0.4 | n |  | TRUE
47 | bus_LV_223-8_0_4_node_20 | 0.4 | n |  | TRUE
48 | bus_LV_223-8_0_4_node_144 | 0.4 | n |  | TRUE
49 | bus_LV_223-8_0_4_node_231 | 0.4 | n |  | TRUE
50 | bus_LV_223-8_0_4_node_228 | 0.4 | n |  | TRUE
51 | bus_LV_223-8_0_4_node_28 | 0.4 | n |  | TRUE
52 | bus_LV_223-8_0_4_node_152 | 0.4 | n |  | TRUE
53 | bus_LV_223-8_0_4_node_142 | 0.4 | n |  | TRUE
54 | bus_LV_223-8_0_4_node_252 | 0.4 | n |  | TRUE
55 | bus_LV_223-8_0_4_node_229 | 0.4 | n |  | TRUE
56 | bus_LV_223-8_0_4_node_21 | 0.4 | n |  | TRUE
57 | bus_LV_223-8_0_4_node_22 | 0.4 | n |  | TRUE
58 | bus_LV_223-8_0_4_node_23 | 0.4 | n |  | TRUE
59 | bus_LV_223-8_0_4_node_25 | 0.4 | n |  | TRUE
60 | bus_LV_223-8_0_4_node_24 | 0.4 | n |  | TRUE
61 | bus_LV_223-8_0_4_node_279 | 0.4 | n |  | TRUE
62 | bus_LV_223-8_0_4_node_194 | 0.4 | n |  | TRUE
63 | bus_LV_223-8_0_4_node_208 | 0.4 | n |  | TRUE
64 | bus_LV_223-8_0_4_node_175 | 0.4 | n |  | TRUE
65 | bus_LV_223-8_0_4_node_223 | 0.4 | n |  | TRUE
66 | bus_LV_223-8_0_4_node_220 | 0.4 | n |  | TRUE
67 | bus_LV_223-8_0_4_node_192 | 0.4 | n |  | TRUE
68 | bus_LV_223-8_0_4_node_209 | 0.4 | n |  | TRUE
69 | bus_LV_223-8_0_4_node_222 | 0.4 | n |  | TRUE
70 | bus_LV_223-8_0_4_node_221 | 0.4 | n |  | TRUE
71 | bus_LV_223-8_0_4_node_108 | 0.4 | n |  | TRUE
72 | bus_LV_223-8_0_4_node_106 | 0.4 | n |  | TRUE
73 | bus_LV_223-8_0_4_node_30 | 0.4 | n |  | TRUE
74 | bus_LV_223-8_0_4_node_33 | 0.4 | n |  | TRUE
75 | bus_LV_223-8_0_4_node_219 | 0.4 | n |  | TRUE
76 | bus_LV_223-8_0_4_node_218 | 0.4 | n |  | TRUE
77 | bus_LV_223-8_0_4_node_34 | 0.4 | n |  | TRUE
78 | bus_LV_223-8_0_4_node_35 | 0.4 | n |  | TRUE
79 | bus_LV_223-8_0_4_node_37 | 0.4 | n |  | TRUE
80 | bus_LV_223-8_0_4_node_178 | 0.4 | n |  | TRUE
81 | bus_LV_223-8_0_4_node_149 | 0.4 | n |  | TRUE
82 | bus_LV_223-8_0_4_node_40 | 0.4 | n |  | TRUE
83 | bus_LV_223-8_0_4_node_41 | 0.4 | n |  | TRUE
84 | bus_LV_223-8_0_4_node_42 | 0.4 | n |  | TRUE
85 | bus_LV_223-8_0_4_node_43 | 0.4 | n |  | TRUE
86 | bus_LV_223-8_0_4_node_44 | 0.4 | n |  | TRUE
87 | bus_LV_223-8_0_4_node_78 | 0.4 | n |  | TRUE
88 | bus_LV_223-8_0_4_node_241 | 0.4 | n |  | TRUE
89 | bus_LV_223-8_0_4_node_285 | 0.4 | n |  | TRUE
90 | bus_LV_223-8_0_4_node_45 | 0.4 | n |  | TRUE
91 | bus_LV_223-8_0_4_node_47 | 0.4 | n |  | TRUE
92 | bus_LV_223-8_0_4_node_49 | 0.4 | n |  | TRUE
93 | bus_LV_223-8_0_4_node_290 | 0.4 | n |  | TRUE
94 | bus_LV_223-8_0_4_node_54 | 0.4 | n |  | TRUE
95 | bus_LV_223-8_0_4_node_86 | 0.4 | n |  | TRUE
96 | bus_LV_223-8_0_4_node_92 | 0.4 | n |  | TRUE
97 | bus_LV_223-8_0_4_node_52 | 0.4 | n |  | TRUE
98 | bus_LV_223-8_0_4_node_57 | 0.4 | n |  | TRUE
99 | bus_LV_223-8_0_4_node_58 | 0.4 | n |  | TRUE
100 | bus_LV_223-8_0_4_node_50 | 0.4 | n |  | TRUE
101 | bus_LV_223-8_0_4_node_51 | 0.4 | n |  | TRUE
102 | bus_LV_223-8_0_4_node_53 | 0.4 | n |  | TRUE
103 | bus_LV_223-8_0_4_node_55 | 0.4 | n |  | TRUE
104 | bus_LV_223-8_0_4_node_56 | 0.4 | n |  | TRUE
105 | bus_LV_223-8_0_4_node_85 | 0.4 | n |  | TRUE
106 | bus_LV_223-8_0_4_node_156 | 0.4 | n |  | TRUE
107 | bus_LV_223-8_0_4_node_90 | 0.4 | n |  | TRUE
108 | bus_LV_223-8_0_4_node_59 | 0.4 | n |  | TRUE
109 | bus_LV_223-8_0_4_node_61 | 0.4 | n |  | TRUE
110 | bus_LV_223-8_0_4_node_62 | 0.4 | n |  | TRUE
111 | bus_LV_223-8_0_4_node_63 | 0.4 | n |  | TRUE
112 | bus_LV_223-8_0_4_node_64 | 0.4 | n |  | TRUE
113 | bus_LV_223-8_0_4_node_65 | 0.4 | n |  | TRUE
114 | bus_LV_223-8_0_4_node_66 | 0.4 | n |  | TRUE
115 | bus_LV_223-8_0_4_node_67 | 0.4 | n |  | TRUE
116 | bus_LV_223-8_0_4_node_68 | 0.4 | n |  | TRUE
117 | bus_LV_223-8_0_4_node_69 | 0.4 | n |  | TRUE
118 | bus_LV_223-8_0_4_node_70 | 0.4 | n |  | TRUE
119 | bus_LV_223-8_0_4_node_71 | 0.4 | n |  | TRUE
120 | bus_LV_223-8_0_4_node_76 | 0.4 | n |  | TRUE
121 | bus_LV_223-8_0_4_node_74 | 0.4 | n |  | TRUE
122 | bus_LV_223-8_0_4_node_87 | 0.4 | n |  | TRUE
123 | bus_LV_223-8_0_4_node_111 | 0.4 | n |  | TRUE
124 | bus_LV_223-8_0_4_node_73 | 0.4 | n |  | TRUE
125 | bus_LV_223-8_0_4_node_75 | 0.4 | n |  | TRUE
126 | bus_LV_223-8_0_4_node_77 | 0.4 | n |  | TRUE
127 | bus_LV_223-8_0_4_node_109 | 0.4 | n |  | TRUE
128 | bus_LV_223-8_0_4_node_79 | 0.4 | n |  | TRUE
129 | bus_LV_223-8_0_4_node_80 | 0.4 | n |  | TRUE
130 | bus_LV_223-8_0_4_node_81 | 0.4 | n |  | TRUE
131 | bus_LV_223-8_0_4_node_82 | 0.4 | n |  | TRUE
132 | bus_LV_223-8_0_4_node_94 | 0.4 | n |  | TRUE
133 | bus_LV_223-8_0_4_node_97 | 0.4 | n |  | TRUE
134 | bus_LV_223-8_0_4_node_96 | 0.4 | n |  | TRUE
135 | bus_LV_223-8_0_4_node_116 | 0.4 | n |  | TRUE
136 | bus_LV_223-8_0_4_node_112 | 0.4 | n |  | TRUE
137 | bus_LV_223-8_0_4_node_84 | 0.4 | n |  | TRUE
138 | bus_LV_223-8_0_4_node_88 | 0.4 | n |  | TRUE
139 | bus_LV_223-8_0_4_node_89 | 0.4 | n |  | TRUE
140 | bus_LV_223-8_0_4_node_93 | 0.4 | n |  | TRUE
141 | bus_LV_223-8_0_4_node_188 | 0.4 | n |  | TRUE
142 | bus_LV_223-8_0_4_node_186 | 0.4 | n |  | TRUE
143 | bus_LV_223-8_0_4_node_187 | 0.4 | n |  | TRUE
144 | bus_LV_223-8_0_4_node_137 | 0.4 | n |  | TRUE
145 | bus_LV_223-8_0_4_node_193 | 0.4 | n |  | TRUE
146 | bus_LV_223-8_0_4_node_103 | 0.4 | n |  | TRUE
147 | bus_LV_223-8_0_4_node_115 | 0.4 | n |  | TRUE
148 | bus_LV_223-8_0_4_node_113 | 0.4 | n |  | TRUE
149 | bus_LV_223-8_0_4_node_124 | 0.4 | n |  | TRUE
150 | bus_LV_223-8_0_4_node_120 | 0.4 | n |  | TRUE
151 | bus_LV_223-8_0_4_node_104 | 0.4 | n |  | TRUE
152 | bus_LV_223-8_0_4_node_140 | 0.4 | n |  | TRUE
153 | bus_LV_223-8_0_4_node_136 | 0.4 | n |  | TRUE
154 | bus_LV_223-8_0_4_node_181 | 0.4 | n |  | TRUE
155 | bus_LV_223-8_0_4_node_179 | 0.4 | n |  | TRUE
156 | bus_LV_223-8_0_4_node_121 | 0.4 | n |  | TRUE
157 | bus_LV_223-8_0_4_node_123 | 0.4 | n |  | TRUE
158 | bus_LV_223-8_0_4_node_127 | 0.4 | n |  | TRUE
159 | bus_LV_223-8_0_4_node_128 | 0.4 | n |  | TRUE
160 | bus_LV_223-8_0_4_node_129 | 0.4 | n |  | TRUE
161 | bus_LV_223-8_0_4_node_130 | 0.4 | n |  | TRUE
162 | bus_LV_223-8_0_4_node_131 | 0.4 | n |  | TRUE
163 | bus_LV_223-8_0_4_node_132 | 0.4 | n |  | TRUE
164 | bus_LV_223-8_0_4_node_217 | 0.4 | n |  | TRUE
165 | bus_LV_223-8_0_4_node_205 | 0.4 | n |  | TRUE
166 | bus_LV_223-8_0_4_node_166 | 0.4 | n |  | TRUE
167 | bus_LV_223-8_0_4_node_206 | 0.4 | n |  | TRUE
168 | bus_LV_223-8_0_4_node_207 | 0.4 | n |  | TRUE
169 | bus_LV_223-8_0_4_node_232 | 0.4 | n |  | TRUE
170 | bus_LV_223-8_0_4_node_164 | 0.4 | n |  | TRUE
171 | bus_LV_223-8_0_4_node_134 | 0.4 | n |  | TRUE
172 | bus_LV_223-8_0_4_node_135 | 0.4 | n |  | TRUE
173 | bus_LV_223-8_0_4_node_138 | 0.4 | n |  | TRUE
174 | bus_LV_223-8_0_4_node_139 | 0.4 | n |  | TRUE
175 | bus_LV_223-8_0_4_node_215 | 0.4 | n |  | TRUE
176 | bus_LV_223-8_0_4_node_287 | 0.4 | n |  | TRUE
177 | bus_LV_223-8_0_4_node_250 | 0.4 | n |  | TRUE
178 | bus_LV_223-8_0_4_node_277 | 0.4 | n |  | TRUE
179 | bus_LV_223-8_0_4_node_213 | 0.4 | n |  | TRUE
180 | bus_LV_223-8_0_4_node_288 | 0.4 | n |  | TRUE
181 | bus_LV_223-8_0_4_node_204 | 0.4 | n |  | TRUE
182 | bus_LV_223-8_0_4_node_173 | 0.4 | n |  | TRUE
183 | bus_LV_223-8_0_4_node_248 | 0.4 | n |  | TRUE
184 | bus_LV_223-8_0_4_node_141 | 0.4 | n |  | TRUE
185 | bus_LV_223-8_0_4_node_143 | 0.4 | n |  | TRUE
186 | bus_LV_223-8_0_4_node_145 | 0.4 | n |  | TRUE
187 | bus_LV_223-8_0_4_node_281 | 0.4 | n |  | TRUE
188 | bus_LV_223-8_0_4_node_153 | 0.4 | n |  | TRUE
189 | bus_LV_223-8_0_4_node_146 | 0.4 | n |  | TRUE
190 | bus_LV_223-8_0_4_node_147 | 0.4 | n |  | TRUE
191 | bus_LV_223-8_0_4_node_148 | 0.4 | n |  | TRUE
192 | bus_LV_223-8_0_4_node_151 | 0.4 | n |  | TRUE
193 | bus_LV_223-8_0_4_node_242 | 0.4 | n |  | TRUE
194 | bus_LV_223-8_0_4_node_161 | 0.4 | n |  | TRUE
195 | bus_LV_223-8_0_4_node_158 | 0.4 | n |  | TRUE
196 | bus_LV_223-8_0_4_node_159 | 0.4 | n |  | TRUE
197 | bus_LV_223-8_0_4_node_195 | 0.4 | n |  | TRUE
198 | bus_LV_223-8_0_4_node_157 | 0.4 | n |  | TRUE
199 | bus_LV_223-8_0_4_node_216 | 0.4 | n |  | TRUE
200 | bus_LV_223-8_0_4_node_154 | 0.4 | n |  | TRUE
201 | bus_LV_223-8_0_4_node_183 | 0.4 | n |  | TRUE
202 | bus_LV_223-8_0_4_node_239 | 0.4 | n |  | TRUE
203 | bus_LV_223-8_0_4_node_155 | 0.4 | n |  | TRUE
204 | bus_LV_223-8_0_4_node_247 | 0.4 | n |  | TRUE
205 | bus_LV_223-8_0_4_node_174 | 0.4 | n |  | TRUE
206 | bus_LV_223-8_0_4_node_182 | 0.4 | n |  | TRUE
207 | bus_LV_223-8_0_4_node_280 | 0.4 | n |  | TRUE
208 | bus_LV_223-8_0_4_node_170 | 0.4 | n |  | TRUE
209 | bus_LV_223-8_0_4_node_254 | 0.4 | n |  | TRUE
210 | bus_LV_223-8_0_4_node_246 | 0.4 | n |  | TRUE
211 | bus_LV_223-8_0_4_node_172 | 0.4 | n |  | TRUE
212 | bus_LV_223-8_0_4_node_160 | 0.4 | n |  | TRUE
213 | bus_LV_223-8_0_4_node_235 | 0.4 | n |  | TRUE
214 | bus_LV_223-8_0_4_node_233 | 0.4 | n |  | TRUE
215 | bus_LV_223-8_0_4_node_196 | 0.4 | n |  | TRUE
216 | bus_LV_223-8_0_4_node_269 | 0.4 | n |  | TRUE
217 | bus_LV_223-8_0_4_node_234 | 0.4 | n |  | TRUE
218 | bus_LV_223-8_0_4_node_162 | 0.4 | n |  | TRUE
219 | bus_LV_223-8_0_4_node_163 | 0.4 | n |  | TRUE
220 | bus_LV_223-8_0_4_node_165 | 0.4 | n |  | TRUE
221 | bus_LV_223-8_0_4_node_225 | 0.4 | n |  | TRUE
222 | bus_LV_223-8_0_4_node_224 | 0.4 | n |  | TRUE
223 | bus_LV_223-8_0_4_node_167 | 0.4 | n |  | TRUE
224 | bus_LV_223-8_0_4_node_168 | 0.4 | n |  | TRUE
225 | bus_LV_223-8_0_4_node_169 | 0.4 | n |  | TRUE
226 | bus_LV_223-8_0_4_node_240 | 0.4 | n |  | TRUE
227 | bus_LV_223-8_0_4_node_276 | 0.4 | n |  | TRUE
228 | bus_LV_223-8_0_4_node_171 | 0.4 | n |  | TRUE
229 | bus_LV_223-8_0_4_node_202 | 0.4 | n |  | TRUE
230 | bus_LV_223-8_0_4_node_176 | 0.4 | n |  | TRUE
231 | bus_LV_223-8_0_4_node_177 | 0.4 | n |  | TRUE
232 | bus_LV_223-8_0_4_node_184 | 0.4 | n |  | TRUE
233 | bus_LV_223-8_0_4_node_185 | 0.4 | n |  | TRUE
234 | bus_LV_223-8_0_4_node_198 | 0.4 | n |  | TRUE
235 | bus_LV_223-8_0_4_node_199 | 0.4 | n |  | TRUE
236 | bus_LV_223-8_0_4_node_197 | 0.4 | n |  | TRUE
237 | bus_LV_223-8_0_4_node_253 | 0.4 | n |  | TRUE
238 | bus_LV_223-8_0_4_node_191 | 0.4 | n |  | TRUE
239 | bus_LV_223-8_0_4_node_190 | 0.4 | n |  | TRUE
240 | bus_LV_223-8_0_4_node_251 | 0.4 | n |  | TRUE
241 | bus_LV_223-8_0_4_node_272 | 0.4 | n |  | TRUE
242 | bus_LV_223-8_0_4_node_245 | 0.4 | n |  | TRUE
243 | bus_LV_223-8_0_4_node_244 | 0.4 | n |  | TRUE
244 | bus_LV_223-8_0_4_node_200 | 0.4 | n |  | TRUE
245 | bus_LV_223-8_0_4_node_201 | 0.4 | n |  | TRUE
246 | bus_LV_223-8_0_4_node_203 | 0.4 | n |  | TRUE
247 | bus_LV_223-8_0_4_node_237 | 0.4 | n |  | TRUE
248 | bus_LV_223-8_0_4_node_236 | 0.4 | n |  | TRUE
249 | bus_LV_223-8_0_4_node_282 | 0.4 | n |  | TRUE
250 | bus_LV_223-8_0_4_node_227 | 0.4 | n |  | TRUE
251 | bus_LV_223-8_0_4_node_226 | 0.4 | n |  | TRUE
252 | bus_LV_223-8_0_4_node_283 | 0.4 | n |  | TRUE
253 | bus_LV_223-8_0_4_node_212 | 0.4 | n |  | TRUE
254 | bus_LV_223-8_0_4_node_214 | 0.4 | n |  | TRUE
255 | bus_LV_223-8_0_4_node_278 | 0.4 | n |  | TRUE
256 | bus_LV_223-8_0_4_node_270 | 0.4 | n |  | TRUE
257 | bus_LV_223-8_0_4_node_275 | 0.4 | n |  | TRUE
258 | bus_LV_223-8_0_4_node_230 | 0.4 | n |  | TRUE
259 | bus_LV_223-8_0_4_node_243 | 0.4 | n |  | TRUE
260 | bus_LV_223-8_0_4_node_238 | 0.4 | n |  | TRUE
261 | bus_LV_223-8_0_4_node_256 | 0.4 | n |  | TRUE
262 | bus_LV_223-8_0_4_node_255 | 0.4 | n |  | TRUE
263 | bus_LV_223-8_0_4_node_249 | 0.4 | n |  | TRUE
264 | bus_LV_223-8_0_4_node_257 | 0.4 | n |  | TRUE
265 | bus_LV_223-8_0_4_node_266 | 0.4 | n |  | TRUE
266 | bus_LV_223-8_0_4_node_264 | 0.4 | n |  | TRUE
267 | bus_LV_223-8_0_4_node_258 | 0.4 | n |  | TRUE
268 | bus_LV_223-8_0_4_node_259 | 0.4 | n |  | TRUE
269 | bus_LV_223-8_0_4_node_260 | 0.4 | n |  | TRUE
270 | bus_LV_223-8_0_4_node_261 | 0.4 | n |  | TRUE
271 | bus_LV_223-8_0_4_node_262 | 0.4 | n |  | TRUE
272 | bus_LV_223-8_0_4_node_274 | 0.4 | n |  | TRUE
273 | bus_LV_223-8_0_4_node_263 | 0.4 | n |  | TRUE
274 | bus_LV_223-8_0_4_node_265 | 0.4 | n |  | TRUE
275 | bus_LV_223-8_0_4_node_271 | 0.4 | n |  | TRUE
276 | bus_LV_223-8_0_4_node_273 | 0.4 | n |  | TRUE
277 | bus_MV_371_0_node_162 | 20 | n |  | TRUE

## load
| name | bus | p_mw | q_mvar | const_z_percent | const_i_percent | sn_mva | scaling | in_service | type
0 | LV_223-8_0_4_load_0 | 0 | 0.00090903 | 0.00022782 | 0 | 0 |  | 1 | TRUE | wye
1 | LV_223-8_0_4_load_1 | 1 | 0.0016308 | 0.00040871 | 0 | 0 |  | 1 | TRUE | wye
2 | LV_223-8_0_4_load_3 | 3 | 0.0003933 | 9.857e-05 | 0 | 0 |  | 1 | TRUE | wye
3 | LV_223-8_0_4_load_133 | 6 | 0.0013783 | 0.00034544 | 0 | 0 |  | 1 | TRUE | wye
4 | LV_223-8_0_4_load_9 | 9 | 0.0010312 | 0.00025844 | 0 | 0 |  | 1 | TRUE | wye
5 | LV_223-8_0_4_load_289 | 10 | 0.00032528 | 8.1524e-05 | 0 | 0 |  | 1 | TRUE | wye
6 | LV_223-8_0_4_load_8 | 13 | 0.00080451 | 0.00020163 | 0 | 0 |  | 1 | TRUE | wye
7 | LV_223-8_0_4_load_267 | 14 | 0.00083688 | 0.00020974 | 0 | 0 |  | 1 | TRUE | wye
8 | LV_223-8_0_4_load_126 | 16 | 0.00048312 | 0.00012108 | 0 | 0 |  | 1 | TRUE | wye
9 | LV_223-8_0_4_load_180 | 18 | 0.00073163 | 0.00018336 | 0 | 0 |  | 1 | TRUE | wye
10 | LV_223-8_0_4_load_11 | 20 | 0.0032686 | 0.00081918 | 0 | 0 |  | 1 | TRUE | wye
11 | LV_223-8_0_4_load_110 | 23 | 0.0018787 | 0.00047084 | 0 | 0 |  | 1 | TRUE | wye
12 | LV_223-8_0_4_load_107 | 24 | 0.0083695 | 0.0020976 | 0 | 0 |  | 1 | TRUE | wye
13 | LV_223-8_0_4_load_284 | 25 | 0.0016442 | 0.00041207 | 0 | 0 |  | 1 | TRUE | wye
14 | LV_223-8_0_4_load_211 | 28 | 0.038328 | 0.0096058 | 0 | 0 |  | 1 | TRUE | wye
15 | LV_223-8_0_4_load_210 | 30 | 0.025479 | 0.0063857 | 0 | 0 |  | 1 | TRUE | wye
16 | LV_223-8_0_4_load_119 | 33 | 0.0013923 | 0.00034894 | 0 | 0 |  | 1 | TRUE | wye
17 | LV_223-8_0_4_load_125 | 34 | 0.0044942 | 0.0011264 | 0 | 0 |  | 1 | TRUE | wye
18 | LV_223-8_0_4_load_286 | 36 | 0.0026971 | 0.00067595 | 0 | 0 |  | 1 | TRUE | wye
19 | LV_223-8_0_4_load_46 | 39 | 0.0011784 | 0.00029533 | 0 | 0 |  | 1 | TRUE | wye
20 | LV_223-8_0_4_load_95 | 40 | 0.0018747 | 0.00046985 | 0 | 0 |  | 1 | TRUE | wye
21 | LV_223-8_0_4_load_15 | 42 | 0.001451 | 0.00036365 | 0 | 0 |  | 1 | TRUE | wye
22 | LV_223-8_0_4_load_16 | 43 | 0.0017085 | 0.0004282 | 0 | 0 |  | 1 | TRUE | wye
23 | LV_223-8_0_4_load_18 | 45 | 0.0019059 | 0.00047767 | 0 | 0 |  | 1 | TRUE | wye
24 | LV_223-8_0_4_load_231 | 49 | 0.0017875 | 0.00044798 | 0 | 0 |  | 1 | TRUE | wye
25 | LV_223-8_0_4_load_228 | 50 | 0.0017194 | 0.00043092 | 0 | 0 |  | 1 | TRUE | wye
26 | LV_223-8_0_4_load_28 | 51 | 0.003036 | 0.00076089 | 0 | 0 |  | 1 | TRUE | wye
27 | LV_223-8_0_4_load_152 | 52 | 0.003073 | 0.00077017 | 0 | 0 |  | 1 | TRUE | wye
28 | LV_223-8_0_4_load_142 | 53 | 0.0031757 | 0.0007959 | 0 | 0 |  | 1 | TRUE | wye
29 | LV_223-8_0_4_load_252 | 54 | 0.0021312 | 0.00053414 | 0 | 0 |  | 1 | TRUE | wye
30 | LV_223-8_0_4_load_229 | 55 | 0.0013671 | 0.00034264 | 0 | 0 |  | 1 | TRUE | wye
31 | LV_223-8_0_4_load_21 | 56 | 0.0010329 | 0.00025888 | 0 | 0 |  | 1 | TRUE | wye
32 | LV_223-8_0_4_load_22 | 57 | 0.0014617 | 0.00036634 | 0 | 0 |  | 1 | TRUE | wye
33 | LV_223-8_0_4_load_24 | 60 | 0.0016122 | 0.00040407 | 0 | 0 |  | 1 | TRUE | wye
34 | LV_223-8_0_4_load_208 | 63 | 0.0013065 | 0.00032745 | 0 | 0 |  | 1 | TRUE | wye
35 | LV_223-8_0_4_load_223 | 65 | 0.0011893 | 0.00029808 | 0 | 0 |  | 1 | TRUE | wye
36 | LV_223-8_0_4_load_220 | 66 | 0.0018091 | 0.00045339 | 0 | 0 |  | 1 | TRUE | wye
37 | LV_223-8_0_4_load_209 | 68 | 0.0017276 | 0.00043297 | 0 | 0 |  | 1 | TRUE | wye
38 | LV_223-8_0_4_load_221 | 70 | 0.0018135 | 0.00045451 | 0 | 0 |  | 1 | TRUE | wye
39 | LV_223-8_0_4_load_108 | 71 | 0.0025406 | 0.00063673 | 0 | 0 |  | 1 | TRUE | wye
40 | LV_223-8_0_4_load_30 | 73 | 0.00062965 | 0.00015781 | 0 | 0 |  | 1 | TRUE | wye
41 | LV_223-8_0_4_load_33 | 74 | 0.0004997 | 0.00012524 | 0 | 0 |  | 1 | TRUE | wye
42 | LV_223-8_0_4_load_219 | 75 | 0.00050017 | 0.00012535 | 0 | 0 |  | 1 | TRUE | wye
43 | LV_223-8_0_4_load_218 | 76 | 0.00075195 | 0.00018846 | 0 | 0 |  | 1 | TRUE | wye
44 | LV_223-8_0_4_load_34 | 77 | 0.0015646 | 0.00039213 | 0 | 0 |  | 1 | TRUE | wye
45 | LV_223-8_0_4_load_178 | 80 | 0.00052045 | 0.00013044 | 0 | 0 |  | 1 | TRUE | wye
46 | LV_223-8_0_4_load_40 | 82 | 0.0012434 | 0.00031161 | 0 | 0 |  | 1 | TRUE | wye
47 | LV_223-8_0_4_load_41 | 83 | 0.0021584 | 0.00054096 | 0 | 0 |  | 1 | TRUE | wye
48 | LV_223-8_0_4_load_42 | 84 | 0.0013235 | 0.0003317 | 0 | 0 |  | 1 | TRUE | wye
49 | LV_223-8_0_4_load_43 | 85 | 0.0040747 | 0.0010212 | 0 | 0 |  | 1 | TRUE | wye
50 | LV_223-8_0_4_load_44 | 86 | 0.0012733 | 0.00031913 | 0 | 0 |  | 1 | TRUE | wye
51 | LV_223-8_0_4_load_241 | 88 | 0.0022264 | 0.00055799 | 0 | 0 |  | 1 | TRUE | wye
52 | LV_223-8_0_4_load_285 | 89 | 0.0013283 | 0.0003329 | 0 | 0 |  | 1 | TRUE | wye
53 | LV_223-8_0_4_load_45 | 90 | 0.0030793 | 0.00077175 | 0 | 0 |  | 1 | TRUE | wye
54 | LV_223-8_0_4_load_47 | 91 | 0.0037084 | 0.00092942 | 0 | 0 |  | 1 | TRUE | wye
55 | LV_223-8_0_4_load_290 | 93 | 0.011808 | 0.0029594 | 0 | 0 |  | 1 | TRUE | wye
56 | LV_223-8_0_4_load_86 | 95 | 0.0013469 | 0.00033757 | 0 | 0 |  | 1 | TRUE | wye
57 | LV_223-8_0_4_load_92 | 96 | 0.0047832 | 0.0011988 | 0 | 0 |  | 1 | TRUE | wye
58 | LV_223-8_0_4_load_52 | 97 | 0.0012298 | 0.00030822 | 0 | 0 |  | 1 | TRUE | wye
59 | LV_223-8_0_4_load_57 | 98 | 0.0010537 | 0.00026409 | 0 | 0 |  | 1 | TRUE | wye
60 | LV_223-8_0_4_load_58 | 99 | 0.0013029 | 0.00032653 | 0 | 0 |  | 1 | TRUE | wye
61 | LV_223-8_0_4_load_50 | 100 | 0.00068961 | 0.00017283 | 0 | 0 |  | 1 | TRUE | wye
62 | LV_223-8_0_4_load_51 | 101 | 0.00060631 | 0.00015196 | 0 | 0 |  | 1 | TRUE | wye
63 | LV_223-8_0_4_load_53 | 102 | 0.00049051 | 0.00012293 | 0 | 0 |  | 1 | TRUE | wye
64 | LV_223-8_0_4_load_55 | 103 | 0.00060033 | 0.00015046 | 0 | 0 |  | 1 | TRUE | wye
65 | LV_223-8_0_4_load_56 | 104 | 0.00064379 | 0.00016135 | 0 | 0 |  | 1 | TRUE | wye
66 | LV_223-8_0_4_load_85 | 105 | 0.0015364 | 0.00038507 | 0 | 0 |  | 1 | TRUE | wye
67 | LV_223-8_0_4_load_156 | 106 | 0.0015958 | 0.00039995 | 0 | 0 |  | 1 | TRUE | wye
68 | LV_223-8_0_4_load_61 | 109 | 0.0013805 | 0.00034598 | 0 | 0 |  | 1 | TRUE | wye
69 | LV_223-8_0_4_load_62 | 110 | 0.0013095 | 0.0003282 | 0 | 0 |  | 1 | TRUE | wye
70 | LV_223-8_0_4_load_63 | 111 | 0.0012928 | 0.00032402 | 0 | 0 |  | 1 | TRUE | wye
71 | LV_223-8_0_4_load_64 | 112 | 0.0013635 | 0.00034172 | 0 | 0 |  | 1 | TRUE | wye
72 | LV_223-8_0_4_load_65 | 113 | 0.0015013 | 0.00037627 | 0 | 0 |  | 1 | TRUE | wye
73 | LV_223-8_0_4_load_66 | 114 | 0.0014862 | 0.00037248 | 0 | 0 |  | 1 | TRUE | wye
74 | LV_223-8_0_4_load_67 | 115 | 0.0013237 | 0.00033175 | 0 | 0 |  | 1 | TRUE | wye
75 | LV_223-8_0_4_load_68 | 116 | 0.0013934 | 0.00034921 | 0 | 0 |  | 1 | TRUE | wye
76 | LV_223-8_0_4_load_70 | 118 | 0.00097145 | 0.00024347 | 0 | 0 |  | 1 | TRUE | wye
77 | LV_223-8_0_4_load_71 | 119 | 0.0011006 | 0.00027583 | 0 | 0 |  | 1 | TRUE | wye
78 | LV_223-8_0_4_load_76 | 120 | 0.0010979 | 0.00027516 | 0 | 0 |  | 1 | TRUE | wye
79 | LV_223-8_0_4_load_74 | 121 | 0.00093397 | 0.00023407 | 0 | 0 |  | 1 | TRUE | wye
80 | LV_223-8_0_4_load_87 | 122 | 0.002032 | 0.00050927 | 0 | 0 |  | 1 | TRUE | wye
81 | LV_223-8_0_4_load_111 | 123 | 0.0020037 | 0.00050216 | 0 | 0 |  | 1 | TRUE | wye
82 | LV_223-8_0_4_load_73 | 124 | 0.001749 | 0.00043834 | 0 | 0 |  | 1 | TRUE | wye
83 | LV_223-8_0_4_load_75 | 125 | 0.0011751 | 0.00029451 | 0 | 0 |  | 1 | TRUE | wye
84 | LV_223-8_0_4_load_77 | 126 | 0.00086387 | 0.00021651 | 0 | 0 |  | 1 | TRUE | wye
85 | LV_223-8_0_4_load_109 | 127 | 0.0074866 | 0.0018763 | 0 | 0 |  | 1 | TRUE | wye
86 | LV_223-8_0_4_load_79 | 128 | 0.0063749 | 0.0015977 | 0 | 0 |  | 1 | TRUE | wye
87 | LV_223-8_0_4_load_80 | 129 | 0.0030956 | 0.00077583 | 0 | 0 |  | 1 | TRUE | wye
88 | LV_223-8_0_4_load_81 | 130 | 0.0012033 | 0.00030158 | 0 | 0 |  | 1 | TRUE | wye
89 | LV_223-8_0_4_load_82 | 131 | 0.0035507 | 0.0008899 | 0 | 0 |  | 1 | TRUE | wye
90 | LV_223-8_0_4_load_94 | 132 | 0.0029809 | 0.00074708 | 0 | 0 |  | 1 | TRUE | wye
91 | LV_223-8_0_4_load_116 | 135 | 0.0035515 | 0.00089008 | 0 | 0 |  | 1 | TRUE | wye
92 | LV_223-8_0_4_load_84 | 137 | 0.002995 | 0.00075063 | 0 | 0 |  | 1 | TRUE | wye
93 | LV_223-8_0_4_load_88 | 138 | 0.0018099 | 0.00045361 | 0 | 0 |  | 1 | TRUE | wye
94 | LV_223-8_0_4_load_89 | 139 | 0.0018133 | 0.00045445 | 0 | 0 |  | 1 | TRUE | wye
95 | LV_223-8_0_4_load_93 | 140 | 0.0015804 | 0.00039609 | 0 | 0 |  | 1 | TRUE | wye
96 | LV_223-8_0_4_load_186 | 142 | 0.0018126 | 0.00045429 | 0 | 0 |  | 1 | TRUE | wye
97 | LV_223-8_0_4_load_187 | 143 | 0.0018093 | 0.00045344 | 0 | 0 |  | 1 | TRUE | wye
98 | LV_223-8_0_4_load_137 | 144 | 0.0058096 | 0.001456 | 0 | 0 |  | 1 | TRUE | wye
99 | LV_223-8_0_4_load_103 | 146 | 0.0045839 | 0.0011488 | 0 | 0 |  | 1 | TRUE | wye
100 | LV_223-8_0_4_load_115 | 147 | 0.0030836 | 0.00077283 | 0 | 0 |  | 1 | TRUE | wye
101 | LV_223-8_0_4_load_113 | 148 | 0.0020649 | 0.00051752 | 0 | 0 |  | 1 | TRUE | wye
102 | LV_223-8_0_4_load_124 | 149 | 0.023478 | 0.005884 | 0 | 0 |  | 1 | TRUE | wye
103 | LV_223-8_0_4_load_120 | 150 | 0.0016905 | 0.00042368 | 0 | 0 |  | 1 | TRUE | wye
104 | LV_223-8_0_4_load_104 | 151 | 0.0022162 | 0.00055542 | 0 | 0 |  | 1 | TRUE | wye
105 | LV_223-8_0_4_load_140 | 152 | 0.005698 | 0.0014281 | 0 | 0 |  | 1 | TRUE | wye
106 | LV_223-8_0_4_load_181 | 154 | 0.0024534 | 0.00061489 | 0 | 0 |  | 1 | TRUE | wye
107 | LV_223-8_0_4_load_179 | 155 | 0.0023577 | 0.00059088 | 0 | 0 |  | 1 | TRUE | wye
108 | LV_223-8_0_4_load_121 | 156 | 0.00063613 | 0.00015943 | 0 | 0 |  | 1 | TRUE | wye
109 | LV_223-8_0_4_load_123 | 157 | 0.032421 | 0.0081253 | 0 | 0 |  | 1 | TRUE | wye
110 | LV_223-8_0_4_load_127 | 158 | 0.00028145 | 7.0537e-05 | 0 | 0 |  | 1 | TRUE | wye
111 | LV_223-8_0_4_load_128 | 159 | 0.0021407 | 0.00053652 | 0 | 0 |  | 1 | TRUE | wye
112 | LV_223-8_0_4_load_130 | 161 | 0.0024733 | 0.00061987 | 0 | 0 |  | 1 | TRUE | wye
113 | LV_223-8_0_4_load_131 | 162 | 0.0006395 | 0.00016027 | 0 | 0 |  | 1 | TRUE | wye
114 | LV_223-8_0_4_load_132 | 163 | 0.00045752 | 0.00011467 | 0 | 0 |  | 1 | TRUE | wye
115 | LV_223-8_0_4_load_217 | 164 | 0.00041305 | 0.00010352 | 0 | 0 |  | 1 | TRUE | wye
116 | LV_223-8_0_4_load_206 | 167 | 0.0026777 | 0.0006711 | 0 | 0 |  | 1 | TRUE | wye
117 | LV_223-8_0_4_load_232 | 169 | 0.00070216 | 0.00017598 | 0 | 0 |  | 1 | TRUE | wye
118 | LV_223-8_0_4_load_134 | 171 | 0.0019194 | 0.00048106 | 0 | 0 |  | 1 | TRUE | wye
119 | LV_223-8_0_4_load_135 | 172 | 0.0015808 | 0.00039618 | 0 | 0 |  | 1 | TRUE | wye
120 | LV_223-8_0_4_load_287 | 176 | 0.001759 | 0.00044086 | 0 | 0 |  | 1 | TRUE | wye
121 | LV_223-8_0_4_load_250 | 177 | 0.0023489 | 0.0005887 | 0 | 0 |  | 1 | TRUE | wye
122 | LV_223-8_0_4_load_277 | 178 | 0.0033571 | 0.00084136 | 0 | 0 |  | 1 | TRUE | wye
123 | LV_223-8_0_4_load_213 | 179 | 0.0033206 | 0.00083222 | 0 | 0 |  | 1 | TRUE | wye
124 | LV_223-8_0_4_load_288 | 180 | 0.0021438 | 0.0005373 | 0 | 0 |  | 1 | TRUE | wye
125 | LV_223-8_0_4_load_204 | 181 | 0.0021624 | 0.00054196 | 0 | 0 |  | 1 | TRUE | wye
126 | LV_223-8_0_4_load_173 | 182 | 0.0014899 | 0.00037339 | 0 | 0 |  | 1 | TRUE | wye
127 | LV_223-8_0_4_load_248 | 183 | 0.0015811 | 0.00039625 | 0 | 0 |  | 1 | TRUE | wye
128 | LV_223-8_0_4_load_141 | 184 | 0.00036337 | 9.1068e-05 | 0 | 0 |  | 1 | TRUE | wye
129 | LV_223-8_0_4_load_143 | 185 | 0.00083746 | 0.00020989 | 0 | 0 |  | 1 | TRUE | wye
130 | LV_223-8_0_4_load_145 | 186 | 0.001086 | 0.00027218 | 0 | 0 |  | 1 | TRUE | wye
131 | LV_223-8_0_4_load_281 | 187 | 0.002011 | 0.00050401 | 0 | 0 |  | 1 | TRUE | wye
132 | LV_223-8_0_4_load_146 | 189 | 0.00097753 | 0.00024499 | 0 | 0 |  | 1 | TRUE | wye
133 | LV_223-8_0_4_load_147 | 190 | 0.00072727 | 0.00018227 | 0 | 0 |  | 1 | TRUE | wye
134 | LV_223-8_0_4_load_151 | 192 | 0.0033489 | 0.00083931 | 0 | 0 |  | 1 | TRUE | wye
135 | LV_223-8_0_4_load_242 | 193 | 0.00034186 | 8.5678e-05 | 0 | 0 |  | 1 | TRUE | wye
136 | LV_223-8_0_4_load_161 | 194 | 0.00049995 | 0.0001253 | 0 | 0 |  | 1 | TRUE | wye
137 | LV_223-8_0_4_load_159 | 196 | 0.0020938 | 0.00052475 | 0 | 0 |  | 1 | TRUE | wye
138 | LV_223-8_0_4_load_195 | 197 | 0.0012827 | 0.00032148 | 0 | 0 |  | 1 | TRUE | wye
139 | LV_223-8_0_4_load_157 | 198 | 0.0035927 | 0.00090042 | 0 | 0 |  | 1 | TRUE | wye
140 | LV_223-8_0_4_load_216 | 199 | 0.00053467 | 0.000134 | 0 | 0 |  | 1 | TRUE | wye
141 | LV_223-8_0_4_load_183 | 201 | 0.002797 | 0.000701 | 0 | 0 |  | 1 | TRUE | wye
142 | LV_223-8_0_4_load_174 | 205 | 0.0012809 | 0.00032103 | 0 | 0 |  | 1 | TRUE | wye
143 | LV_223-8_0_4_load_182 | 206 | 0.0012889 | 0.00032304 | 0 | 0 |  | 1 | TRUE | wye
144 | LV_223-8_0_4_load_280 | 207 | 0.0020173 | 0.00050557 | 0 | 0 |  | 1 | TRUE | wye
145 | LV_223-8_0_4_load_254 | 209 | 0.0018033 | 0.00045194 | 0 | 0 |  | 1 | TRUE | wye
146 | LV_223-8_0_4_load_246 | 210 | 0.0017365 | 0.0004352 | 0 | 0 |  | 1 | TRUE | wye
147 | LV_223-8_0_4_load_172 | 211 | 0.0016129 | 0.00040424 | 0 | 0 |  | 1 | TRUE | wye
148 | LV_223-8_0_4_load_235 | 213 | 0.0036393 | 0.0009121 | 0 | 0 |  | 1 | TRUE | wye
149 | LV_223-8_0_4_load_233 | 214 | 0.00043854 | 0.00010991 | 0 | 0 |  | 1 | TRUE | wye
150 | LV_223-8_0_4_load_196 | 215 | 0.0012822 | 0.00032135 | 0 | 0 |  | 1 | TRUE | wye
151 | LV_223-8_0_4_load_269 | 216 | 0.0013435 | 0.00033672 | 0 | 0 |  | 1 | TRUE | wye
152 | LV_223-8_0_4_load_234 | 217 | 0.0011028 | 0.0002764 | 0 | 0 |  | 1 | TRUE | wye
153 | LV_223-8_0_4_load_162 | 218 | 0.0022111 | 0.00055415 | 0 | 0 |  | 1 | TRUE | wye
154 | LV_223-8_0_4_load_163 | 219 | 0.0029278 | 0.00073376 | 0 | 0 |  | 1 | TRUE | wye
155 | LV_223-8_0_4_load_165 | 220 | 0.001636 | 0.00041002 | 0 | 0 |  | 1 | TRUE | wye
156 | LV_223-8_0_4_load_225 | 221 | 0.0013353 | 0.00033467 | 0 | 0 |  | 1 | TRUE | wye
157 | LV_223-8_0_4_load_224 | 222 | 0.0016978 | 0.00042551 | 0 | 0 |  | 1 | TRUE | wye
158 | LV_223-8_0_4_load_167 | 223 | 0.0012895 | 0.00032318 | 0 | 0 |  | 1 | TRUE | wye
159 | LV_223-8_0_4_load_168 | 224 | 0.0012889 | 0.00032304 | 0 | 0 |  | 1 | TRUE | wye
160 | LV_223-8_0_4_load_169 | 225 | 0.00053703 | 0.00013459 | 0 | 0 |  | 1 | TRUE | wye
161 | LV_223-8_0_4_load_240 | 226 | 0.0020359 | 0.00051024 | 0 | 0 |  | 1 | TRUE | wye
162 | LV_223-8_0_4_load_171 | 228 | 0.0010595 | 0.00026553 | 0 | 0 |  | 1 | TRUE | wye
163 | LV_223-8_0_4_load_176 | 230 | 0.00062909 | 0.00015766 | 0 | 0 |  | 1 | TRUE | wye
164 | LV_223-8_0_4_load_177 | 231 | 0.00052776 | 0.00013227 | 0 | 0 |  | 1 | TRUE | wye
165 | LV_223-8_0_4_load_184 | 232 | 0.0019313 | 0.00048404 | 0 | 0 |  | 1 | TRUE | wye
166 | LV_223-8_0_4_load_185 | 233 | 0.0008426 | 0.00021118 | 0 | 0 |  | 1 | TRUE | wye
167 | LV_223-8_0_4_load_199 | 235 | 0.00082125 | 0.00020583 | 0 | 0 |  | 1 | TRUE | wye
168 | LV_223-8_0_4_load_197 | 236 | 0.00053757 | 0.00013473 | 0 | 0 |  | 1 | TRUE | wye
169 | LV_223-8_0_4_load_253 | 237 | 0.0015799 | 0.00039597 | 0 | 0 |  | 1 | TRUE | wye
170 | LV_223-8_0_4_load_191 | 238 | 0.0018134 | 0.00045448 | 0 | 0 |  | 1 | TRUE | wye
171 | LV_223-8_0_4_load_190 | 239 | 0.00181 | 0.00045363 | 0 | 0 |  | 1 | TRUE | wye
172 | LV_223-8_0_4_load_251 | 240 | 0.0015801 | 0.00039602 | 0 | 0 |  | 1 | TRUE | wye
173 | LV_223-8_0_4_load_272 | 241 | 0.0011887 | 0.00029791 | 0 | 0 |  | 1 | TRUE | wye
174 | LV_223-8_0_4_load_245 | 242 | 0.0014124 | 0.00035399 | 0 | 0 |  | 1 | TRUE | wye
175 | LV_223-8_0_4_load_244 | 243 | 0.0013146 | 0.00032947 | 0 | 0 |  | 1 | TRUE | wye
176 | LV_223-8_0_4_load_200 | 244 | 0.002095 | 0.00052506 | 0 | 0 |  | 1 | TRUE | wye
177 | LV_223-8_0_4_load_201 | 245 | 0.0027548 | 0.00069043 | 0 | 0 |  | 1 | TRUE | wye
178 | LV_223-8_0_4_load_203 | 246 | 0.0020945 | 0.00052494 | 0 | 0 |  | 1 | TRUE | wye
179 | LV_223-8_0_4_load_237 | 247 | 0.0020927 | 0.00052448 | 0 | 0 |  | 1 | TRUE | wye
180 | LV_223-8_0_4_load_236 | 248 | 0.0010597 | 0.00026559 | 0 | 0 |  | 1 | TRUE | wye
181 | LV_223-8_0_4_load_282 | 249 | 0.0026764 | 0.00067076 | 0 | 0 |  | 1 | TRUE | wye
182 | LV_223-8_0_4_load_283 | 252 | 0.0019308 | 0.00048389 | 0 | 0 |  | 1 | TRUE | wye
183 | LV_223-8_0_4_load_212 | 253 | 0.00062652 | 0.00015702 | 0 | 0 |  | 1 | TRUE | wye
184 | LV_223-8_0_4_load_214 | 254 | 0.00054946 | 0.00013771 | 0 | 0 |  | 1 | TRUE | wye
185 | LV_223-8_0_4_load_278 | 255 | 0.0034398 | 0.0008621 | 0 | 0 |  | 1 | TRUE | wye
186 | LV_223-8_0_4_load_270 | 256 | 0.0011888 | 0.00029794 | 0 | 0 |  | 1 | TRUE | wye
187 | LV_223-8_0_4_load_275 | 257 | 0.0023307 | 0.00058413 | 0 | 0 |  | 1 | TRUE | wye
188 | LV_223-8_0_4_load_230 | 258 | 0.0010199 | 0.00025562 | 0 | 0 |  | 1 | TRUE | wye
189 | LV_223-8_0_4_load_243 | 259 | 0.0016222 | 0.00040656 | 0 | 0 |  | 1 | TRUE | wye
190 | LV_223-8_0_4_load_238 | 260 | 0.0020944 | 0.00052492 | 0 | 0 |  | 1 | TRUE | wye
191 | LV_223-8_0_4_load_249 | 263 | 0.0015792 | 0.00039578 | 0 | 0 |  | 1 | TRUE | wye
192 | LV_223-8_0_4_load_257 | 264 | 0.0016159 | 0.00040499 | 0 | 0 |  | 1 | TRUE | wye
193 | LV_223-8_0_4_load_266 | 265 | 0.0020176 | 0.00050565 | 0 | 0 |  | 1 | TRUE | wye
194 | LV_223-8_0_4_load_264 | 266 | 0.0020171 | 0.00050552 | 0 | 0 |  | 1 | TRUE | wye
195 | LV_223-8_0_4_load_258 | 267 | 0.0023186 | 0.0005811 | 0 | 0 |  | 1 | TRUE | wye
196 | LV_223-8_0_4_load_259 | 268 | 0.0020107 | 0.00050392 | 0 | 0 |  | 1 | TRUE | wye
197 | LV_223-8_0_4_load_260 | 269 | 0.0023182 | 0.000581 | 0 | 0 |  | 1 | TRUE | wye
198 | LV_223-8_0_4_load_261 | 270 | 0.0020119 | 0.00050423 | 0 | 0 |  | 1 | TRUE | wye
199 | LV_223-8_0_4_load_262 | 271 | 0.0023193 | 0.00058127 | 0 | 0 |  | 1 | TRUE | wye
200 | LV_223-8_0_4_load_274 | 272 | 0.0023177 | 0.00058087 | 0 | 0 |  | 1 | TRUE | wye
201 | LV_223-8_0_4_load_263 | 273 | 0.0020167 | 0.00050544 | 0 | 0 |  | 1 | TRUE | wye
202 | LV_223-8_0_4_load_265 | 274 | 0.0020172 | 0.00050556 | 0 | 0 |  | 1 | TRUE | wye
203 | LV_223-8_0_4_load_271 | 275 | 0.0011893 | 0.00029807 | 0 | 0 |  | 1 | TRUE | wye
204 | LV_223-8_0_4_load_273 | 276 | 0.0011895 | 0.00029812 | 0 | 0 |  | 1 | TRUE | wye

## ext_grid
| name | bus | vm_pu | va_degree | slack_weight | in_service
0 |  | 69 | 1 | 0 | 1 | TRUE

## line
| name | std_type | from_bus | to_bus | length_km | r_ohm_per_km | x_ohm_per_km | c_nf_per_km | g_us_per_km | max_i_ka | df | parallel | type | in_service
0 | LV_223-8_0_4_line_0 |  | 0 | 1 | 0.010259 | 0.125 | 0.08 | 261 | 0 | 0.364 | 1 | 1 | cs | TRUE
1 | LV_223-8_0_4_line_1 |  | 0 | 2 | 0.012054 | 0.125 | 0.08 | 261 | 0 | 0.364 | 1 | 1 | cs | TRUE
2 | LV_223-8_0_4_line_2 |  | 1 | 3 | 0.03445 | 0.125 | 0.08 | 261 | 0 | 0.364 | 1 | 1 | cs | TRUE
3 | LV_223-8_0_4_line_3 |  | 2 | 4 | 0.005468 | 0.125 | 0.08 | 261 | 0 | 0.364 | 1 | 1 | cs | TRUE
4 | LV_223-8_0_4_line_4 |  | 3 | 5 | 0.10435 | 0.125 | 0.08 | 261 | 0 | 0.364 | 1 | 1 | cs | TRUE
5 | LV_223-8_0_4_line_5 |  | 4 | 6 | 0.023631 | 0.125 | 0.08 | 261 | 0 | 0.364 | 1 | 1 | cs | TRUE
6 | LV_223-8_0_4_line_6 |  | 5 | 7 | 0.41454 | 0.125 | 0.08 | 261 | 0 | 0.364 | 1 | 1 | cs | TRUE
7 | LV_223-8_0_4_line_7 |  | 6 | 8 | 0.032945 | 0.125 | 0.08 | 261 | 0 | 0.364 | 1 | 1 | cs | TRUE
8 | LV_223-8_0_4_line_8 |  | 7 | 10 | 0.052414 | 0.125 | 0.08 | 261 | 0 | 0.364 | 1 | 1 | cs | TRUE
9 | LV_223-8_0_4_line_9 |  | 7 | 11 | 0.20538 | 0.125 | 0.08 | 261 | 0 | 0.364 | 1 | 1 | cs | TRUE
10 | LV_223-8_0_4_line_10 |  | 7 | 12 | 0.22817 | 0.125 | 0.08 | 261 | 0 | 0.364 | 1 | 1 | cs | TRUE
11 | LV_223-8_0_4_line_11 |  | 8 | 9 | 0.023754 | 0.125 | 0.08 | 261 | 0 | 0.364 | 1 | 1 | cs | TRUE
12 | LV_223-8_0_4_line_12 |  | 9 | 13 | 0.027698 | 0.125 | 0.08 | 261 | 0 | 0.364 | 1 | 1 | cs | TRUE
13 | LV_223-8_0_4_line_13 |  | 11 | 14 | 0.02709 | 0.125 | 0.08 | 261 | 0 | 0.364 | 1 | 1 | cs | TRUE
14 | LV_223-8_0_4_line_14 |  | 11 | 15 | 0.18375 | 0.125 | 0.08 | 261 | 0 | 0.364 | 1 | 1 | cs | TRUE
15 | LV_223-8_0_4_line_15 |  | 12 | 16 | 0.14067 | 0.125 | 0.08 | 261 | 0 | 0.364 | 1 | 1 | cs | TRUE
16 | LV_223-8_0_4_line_16 |  | 14 | 19 | 0.023434 | 0.125 | 0.08 | 261 | 0 | 0.364 | 1 | 1 | cs | TRUE
17 | LV_223-8_0_4_line_17 |  | 15 | 73 | 0.062245 | 0.125 | 0.08 | 261 | 0 | 0.364 | 1 | 1 | cs | TRUE
18 | LV_223-8_0_4_line_18 |  | 16 | 79 | 0.083613 | 0.125 | 0.08 | 261 | 0 | 0.364 | 1 | 1 | cs | TRUE
19 | LV_223-8_0_4_line_19 |  | 17 | 18 | 0.02145 | 0.125 | 0.08 | 261 | 0 | 0.364 | 1 | 1 | cs | TRUE
20 | LV_223-8_0_4_line_20 |  | 17 | 19 | 0.01837 | 0.125 | 0.08 | 261 | 0 | 0.364 | 1 | 1 | cs | TRUE
21 | LV_223-8_0_4_line_21 |  | 18 | 80 | 0.023385 | 0.125 | 0.08 | 261 | 0 | 0.364 | 1 | 1 | cs | TRUE
22 | LV_223-8_0_4_line_22 |  | 19 | 81 | 0.024146 | 0.125 | 0.08 | 261 | 0 | 0.364 | 1 | 1 | cs | TRUE
23 | LV_223-8_0_4_line_23 |  | 20 | 21 | 0.029826 | 0.125 | 0.08 | 261 | 0 | 0.364 | 1 | 1 | cs | TRUE
24 | LV_223-8_0_4_line_24 |  | 21 | 22 | 0.10356 | 0.125 | 0.08 | 261 | 0 | 0.364 | 1 | 1 | cs | TRUE
25 | LV_223-8_0_4_line_25 |  | 22 | 23 | 0.067186 | 0.125 | 0.08 | 261 | 0 | 0.364 | 1 | 1 | cs | TRUE
26 | LV_223-8_0_4_line_26 |  | 22 | 24 | 0.027701 | 0.125 | 0.08 | 261 | 0 | 0.364 | 1 | 1 | cs | TRUE
27 | LV_223-8_0_4_line_27 |  | 23 | 25 | 0.0094642 | 0.125 | 0.08 | 261 | 0 | 0.364 | 1 | 1 | cs | TRUE
28 | LV_223-8_0_4_line_28 |  | 24 | 26 | 0.020056 | 0.125 | 0.08 | 261 | 0 | 0.364 | 1 | 1 | cs | TRUE
29 | LV_223-8_0_4_line_29 |  | 26 | 146 | 0.021666 | 0.125 | 0.08 | 261 | 0 | 0.364 | 1 | 1 | cs | TRUE
30 | LV_223-8_0_4_line_30 |  | 26 | 132 | 0.0090723 | 0.125 | 0.08 | 261 | 0 | 0.364 | 1 | 1 | cs | TRUE
31 | LV_223-8_0_4_line_31 |  | 27 | 28 | 0.021194 | 0.125 | 0.08 | 261 | 0 | 0.364 | 1 | 1 | cs | TRUE
32 | LV_223-8_0_4_line_32 |  | 27 | 29 | 0.080448 | 0.125 | 0.08 | 261 | 0 | 0.364 | 1 | 1 | cs | TRUE
33 | LV_223-8_0_4_line_33 |  | 27 | 30 | 0.012737 | 0.125 | 0.08 | 261 | 0 | 0.364 | 1 | 1 | cs | TRUE
34 | LV_223-8_0_4_line_34 |  | 28 | 32 | 0.017009 | 0.125 | 0.08 | 261 | 0 | 0.364 | 1 | 1 | cs | TRUE
35 | LV_223-8_0_4_line_35 |  | 29 | 34 | 0.019679 | 0.125 | 0.08 | 261 | 0 | 0.364 | 1 | 1 | cs | TRUE
36 | LV_223-8_0_4_line_36 |  | 30 | 92 | 0.011006 | 0.125 | 0.08 | 261 | 0 | 0.364 | 1 | 2 | cs | TRUE
37 | LV_223-8_0_4_line_37 |  | 31 | 32 | 0.035998 | 0.125 | 0.08 | 261 | 0 | 0.364 | 1 | 1 | cs | TRUE
38 | LV_223-8_0_4_line_38 |  | 31 | 33 | 0.0104 | 0.125 | 0.08 | 261 | 0 | 0.364 | 1 | 1 | cs | TRUE
39 | LV_223-8_0_4_line_39 |  | 32 | 149 | 0.0083272 | 0.125 | 0.08 | 261 | 0 | 0.364 | 1 | 1 | cs | TRUE
40 | LV_223-8_0_4_line_40 |  | 33 | 150 | 0.0075426 | 0.125 | 0.08 | 261 | 0 | 0.364 | 1 | 1 | cs | TRUE
41 | LV_223-8_0_4_line_41 |  | 35 | 36 | 0.018609 | 0.125 | 0.08 | 261 | 0 | 0.364 | 1 | 1 | cs | TRUE
42 | LV_223-8_0_4_line_42 |  | 35 | 37 | 0.16566 | 0.125 | 0.08 | 261 | 0 | 0.364 | 1 | 1 | cs | TRUE
43 | LV_223-8_0_4_line_43 |  | 35 | 38 | 0.003952 | 0.125 | 0.08 | 261 | 0 | 0.364 | 1 | 4 | cs | TRUE
44 | LV_223-8_0_4_line_44 |  | 35 | 39 | 0.022277 | 0.125 | 0.08 | 261 | 0 | 0.364 | 1 | 4 | cs | TRUE
45 | LV_223-8_0_4_line_45 |  | 37 | 93 | 0.080173 | 0.125 | 0.08 | 261 | 0 | 0.364 | 1 | 1 | cs | TRUE
46 | LV_223-8_0_4_line_46 |  | 38 | 98 | 0.019915 | 0.125 | 0.08 | 261 | 0 | 0.364 | 1 | 4 | cs | TRUE
47 | LV_223-8_0_4_line_47 |  | 38 | 99 | 0.014662 | 0.125 | 0.08 | 261 | 0 | 0.364 | 1 | 4 | cs | TRUE
48 | LV_223-8_0_4_line_48 |  | 39 | 90 | 0.022046 | 0.125 | 0.08 | 261 | 0 | 0.364 | 1 | 4 | cs | TRUE
49 | LV_223-8_0_4_line_49 |  | 40 | 41 | 0.025856 | 0.125 | 0.08 | 261 | 0 | 0.364 | 1 | 1 | cs | TRUE
50 | LV_223-8_0_4_line_50 |  | 41 | 133 | 0.034645 | 0.125 | 0.08 | 261 | 0 | 0.364 | 1 | 1 | cs | TRUE
51 | LV_223-8_0_4_line_51 |  | 41 | 130 | 0.011787 | 0.125 | 0.08 | 261 | 0 | 0.364 | 1 | 1 | cs | TRUE
52 | LV_223-8_0_4_line_52 |  | 42 | 43 | 0.0059774 | 0.125 | 0.08 | 261 | 0 | 0.364 | 1 | 1 | cs | TRUE
53 | LV_223-8_0_4_line_53 |  | 42 | 44 | 0.0071456 | 0.125 | 0.08 | 261 | 0 | 0.364 | 1 | 1 | cs | TRUE
54 | LV_223-8_0_4_line_54 |  | 43 | 45 | 0.021122 | 0.125 | 0.08 | 261 | 0 | 0.364 | 1 | 1 | cs | TRUE
55 | LV_223-8_0_4_line_55 |  | 44 | 46 | 0.007739 | 0.125 | 0.08 | 261 | 0 | 0.364 | 1 | 1 | cs | TRUE
56 | LV_223-8_0_4_line_56 |  | 44 | 47 | 0.009758 | 0.125 | 0.08 | 261 | 0 | 0.364 | 1 | 1 | cs | TRUE
57 | LV_223-8_0_4_line_57 |  | 45 | 48 | 0.015314 | 0.125 | 0.08 | 261 | 0 | 0.364 | 1 | 1 | cs | TRUE
58 | LV_223-8_0_4_line_58 |  | 46 | 49 | 0.044551 | 0.125 | 0.08 | 261 | 0 | 0.364 | 1 | 1 | cs | TRUE
59 | LV_223-8_0_4_line_59 |  | 46 | 50 | 0.02613 | 0.125 | 0.08 | 261 | 0 | 0.364 | 1 | 1 | cs | TRUE
60 | LV_223-8_0_4_line_60 |  | 47 | 51 | 0.0089413 | 0.125 | 0.08 | 261 | 0 | 0.364 | 1 | 1 | cs | TRUE
61 | LV_223-8_0_4_line_61 |  | 48 | 52 | 0.0095927 | 0.125 | 0.08 | 261 | 0 | 0.364 | 1 | 1 | cs | TRUE
62 | LV_223-8_0_4_line_62 |  | 48 | 53 | 0.013639 | 0.125 | 0.08 | 261 | 0 | 0.364 | 1 | 1 | cs | TRUE
63 | LV_223-8_0_4_line_63 |  | 49 | 54 | 0.032195 | 0.125 | 0.08 | 261 | 0 | 0.364 | 1 | 1 | cs | TRUE
64 | LV_223-8_0_4_line_64 |  | 50 | 55 | 0.0017803 | 0.125 | 0.08 | 261 | 0 | 0.364 | 1 | 1 | cs | TRUE
65 | LV_223-8_0_4_line_65 |  | 52 | 188 | 0.024565 | 0.125 | 0.08 | 261 | 0 | 0.364 | 1 | 1 | cs | TRUE
66 | LV_223-8_0_4_line_66 |  | 53 | 184 | 0.022374 | 0.125 | 0.08 | 261 | 0 | 0.364 | 1 | 1 | cs | TRUE
67 | LV_223-8_0_4_line_67 |  | 55 | 258 | 0.013387 | 0.125 | 0.08 | 261 | 0 | 0.364 | 1 | 1 | cs | TRUE
68 | LV_223-8_0_4_line_68 |  | 56 | 57 | 0.020962 | 0.125 | 0.08 | 261 | 0 | 0.364 | 1 | 1 | cs | TRUE
69 | LV_223-8_0_4_line_69 |  | 56 | 58 | 0.014771 | 0.125 | 0.08 | 261 | 0 | 0.364 | 1 | 1 | cs | TRUE
70 | LV_223-8_0_4_line_70 |  | 58 | 59 | 0.011887 | 0.125 | 0.08 | 261 | 0 | 0.364 | 1 | 1 | cs | TRUE
71 | LV_223-8_0_4_line_71 |  | 59 | 62 | 0.021277 | 0.125 | 0.08 | 261 | 0 | 0.364 | 1 | 1 | cs | TRUE
72 | LV_223-8_0_4_line_72 |  | 59 | 63 | 0.0086617 | 0.125 | 0.08 | 261 | 0 | 0.364 | 1 | 1 | cs | TRUE
73 | LV_223-8_0_4_line_73 |  | 60 | 61 | 0.018081 | 0.125 | 0.08 | 261 | 0 | 0.364 | 1 | 1 | cs | TRUE
74 | LV_223-8_0_4_line_74 |  | 61 | 64 | 0.017663 | 0.125 | 0.08 | 261 | 0 | 0.364 | 1 | 1 | cs | TRUE
75 | LV_223-8_0_4_line_75 |  | 62 | 65 | 0.0095028 | 0.125 | 0.08 | 261 | 0 | 0.364 | 1 | 1 | cs | TRUE
76 | LV_223-8_0_4_line_76 |  | 62 | 66 | 0.008313 | 0.125 | 0.08 | 261 | 0 | 0.364 | 1 | 4 | cs | TRUE
77 | LV_223-8_0_4_line_77 |  | 62 | 67 | 0.021228 | 0.125 | 0.08 | 261 | 0 | 0.364 | 1 | 4 | cs | TRUE
78 | LV_223-8_0_4_line_78 |  | 63 | 68 | 0.010083 | 0.125 | 0.08 | 261 | 0 | 0.364 | 1 | 1 | cs | TRUE
79 | LV_223-8_0_4_line_79 |  | 64 | 181 | 0.022892 | 0.125 | 0.08 | 261 | 0 | 0.364 | 1 | 1 | cs | TRUE
80 | LV_223-8_0_4_line_80 |  | 64 | 182 | 0.042061 | 0.125 | 0.08 | 261 | 0 | 0.364 | 1 | 4 | cs | TRUE
81 | LV_223-8_0_4_line_81 |  | 64 | 174 | 0.029425 | 0.125 | 0.08 | 261 | 0 | 0.364 | 1 | 4 | cs | TRUE
82 | LV_223-8_0_4_line_82 |  | 65 | 241 | 0.021232 | 0.125 | 0.08 | 261 | 0 | 0.364 | 1 | 1 | cs | TRUE
83 | LV_223-8_0_4_line_83 |  | 66 | 70 | 0.010083 | 0.125 | 0.08 | 261 | 0 | 0.364 | 1 | 4 | cs | TRUE
84 | LV_223-8_0_4_line_84 |  | 67 | 145 | 0.003548 | 0.125 | 0.08 | 261 | 0 | 0.364 | 1 | 4 | cs | TRUE
85 | LV_223-8_0_4_line_85 |  | 67 | 239 | 0.0082697 | 0.125 | 0.08 | 261 | 0 | 0.364 | 1 | 1 | cs | TRUE
86 | LV_223-8_0_4_line_86 |  | 69 | 70 | 0.012433 | 0.125 | 0.08 | 261 | 0 | 0.364 | 1 | 4 | cs | TRUE
87 | LV_223-8_0_4_line_87 |  | 71 | 72 | 0.022559 | 0.125 | 0.08 | 261 | 0 | 0.364 | 1 | 1 | cs | TRUE
88 | LV_223-8_0_4_line_88 |  | 72 | 127 | 0.026293 | 0.125 | 0.08 | 261 | 0 | 0.364 | 1 | 1 | cs | TRUE
89 | LV_223-8_0_4_line_89 |  | 72 | 151 | 0.012743 | 0.125 | 0.08 | 261 | 0 | 0.364 | 1 | 1 | cs | TRUE
90 | LV_223-8_0_4_line_90 |  | 74 | 75 | 0.0046932 | 0.125 | 0.08 | 261 | 0 | 0.364 | 1 | 1 | cs | TRUE
91 | LV_223-8_0_4_line_91 |  | 75 | 76 | 0.032087 | 0.125 | 0.08 | 261 | 0 | 0.364 | 1 | 1 | cs | TRUE
92 | LV_223-8_0_4_line_92 |  | 76 | 164 | 0.0016538 | 0.125 | 0.08 | 261 | 0 | 0.364 | 1 | 1 | cs | TRUE
93 | LV_223-8_0_4_line_93 |  | 77 | 78 | 0.018986 | 0.125 | 0.08 | 261 | 0 | 0.364 | 1 | 1 | cs | TRUE
94 | LV_223-8_0_4_line_94 |  | 78 | 79 | 0.099428 | 0.125 | 0.08 | 261 | 0 | 0.364 | 1 | 1 | cs | TRUE
95 | LV_223-8_0_4_line_95 |  | 80 | 230 | 0.026567 | 0.125 | 0.08 | 261 | 0 | 0.364 | 1 | 1 | cs | TRUE
96 | LV_223-8_0_4_line_96 |  | 81 | 190 | 0.0092802 | 0.125 | 0.08 | 261 | 0 | 0.364 | 1 | 1 | cs | TRUE
97 | LV_223-8_0_4_line_97 |  | 82 | 83 | 0.0083424 | 0.125 | 0.08 | 261 | 0 | 0.364 | 1 | 1 | cs | TRUE
98 | LV_223-8_0_4_line_98 |  | 82 | 84 | 0.0011617 | 0.125 | 0.08 | 261 | 0 | 0.364 | 1 | 1 | cs | TRUE
99 | LV_223-8_0_4_line_99 |  | 83 | 85 | 0.0091672 | 0.125 | 0.08 | 261 | 0 | 0.364 | 1 | 1 | cs | TRUE
100 | LV_223-8_0_4_line_100 |  | 84 | 86 | 0.0070876 | 0.125 | 0.08 | 261 | 0 | 0.364 | 1 | 1 | cs | TRUE
101 | LV_223-8_0_4_line_101 |  | 86 | 87 | 0.0029321 | 0.125 | 0.08 | 261 | 0 | 0.364 | 1 | 1 | cs | TRUE
102 | LV_223-8_0_4_line_102 |  | 87 | 88 | 0.022414 | 0.125 | 0.08 | 261 | 0 | 0.364 | 1 | 4 | cs | TRUE
103 | LV_223-8_0_4_line_103 |  | 87 | 89 | 0.016783 | 0.125 | 0.08 | 261 | 0 | 0.364 | 1 | 4 | cs | TRUE
104 | LV_223-8_0_4_line_104 |  | 88 | 118 | 0.0016565 | 0.125 | 0.08 | 261 | 0 | 0.364 | 1 | 4 | cs | TRUE
105 | LV_223-8_0_4_line_105 |  | 89 | 110 | 0.0036935 | 0.125 | 0.08 | 261 | 0 | 0.364 | 1 | 4 | cs | TRUE
106 | LV_223-8_0_4_line_106 |  | 90 | 91 | 0.029816 | 0.125 | 0.08 | 261 | 0 | 0.364 | 1 | 4 | cs | TRUE
107 | LV_223-8_0_4_line_107 |  | 91 | 92 | 0.019217 | 0.125 | 0.08 | 261 | 0 | 0.364 | 1 | 4 | cs | TRUE
108 | LV_223-8_0_4_line_108 |  | 94 | 95 | 0.097872 | 0.125 | 0.08 | 261 | 0 | 0.364 | 1 | 1 | cs | TRUE
109 | LV_223-8_0_4_line_109 |  | 94 | 96 | 0.050063 | 0.125 | 0.08 | 261 | 0 | 0.364 | 1 | 4 | cs | TRUE
110 | LV_223-8_0_4_line_110 |  | 94 | 97 | 0.033138 | 0.125 | 0.08 | 261 | 0 | 0.364 | 1 | 4 | cs | TRUE
111 | LV_223-8_0_4_line_111 |  | 95 | 105 | 0.0075616 | 0.125 | 0.08 | 261 | 0 | 0.364 | 1 | 1 | cs | TRUE
112 | LV_223-8_0_4_line_112 |  | 96 | 106 | 0.015273 | 0.125 | 0.08 | 261 | 0 | 0.364 | 1 | 4 | cs | TRUE
113 | LV_223-8_0_4_line_113 |  | 96 | 107 | 0.010406 | 0.125 | 0.08 | 261 | 0 | 0.364 | 1 | 4 | cs | TRUE
114 | LV_223-8_0_4_line_114 |  | 97 | 100 | 0.0058273 | 0.125 | 0.08 | 261 | 0 | 0.364 | 1 | 4 | cs | TRUE
115 | LV_223-8_0_4_line_115 |  | 98 | 104 | 0.014771 | 0.125 | 0.08 | 261 | 0 | 0.364 | 1 | 4 | cs | TRUE
116 | LV_223-8_0_4_line_116 |  | 99 | 108 | 0.019687 | 0.125 | 0.08 | 261 | 0 | 0.364 | 1 | 4 | cs | TRUE
117 | LV_223-8_0_4_line_117 |  | 100 | 101 | 0.0067995 | 0.125 | 0.08 | 261 | 0 | 0.364 | 1 | 4 | cs | TRUE
118 | LV_223-8_0_4_line_118 |  | 101 | 102 | 0.0099401 | 0.125 | 0.08 | 261 | 0 | 0.364 | 1 | 4 | cs | TRUE
119 | LV_223-8_0_4_line_119 |  | 102 | 103 | 0.0058029 | 0.125 | 0.08 | 261 | 0 | 0.364 | 1 | 4 | cs | TRUE
120 | LV_223-8_0_4_line_120 |  | 103 | 104 | 0.0067239 | 0.125 | 0.08 | 261 | 0 | 0.364 | 1 | 4 | cs | TRUE
121 | LV_223-8_0_4_line_121 |  | 105 | 137 | 0.093036 | 0.125 | 0.08 | 261 | 0 | 0.364 | 1 | 1 | cs | TRUE
122 | LV_223-8_0_4_line_122 |  | 106 | 144 | 0.0075393 | 0.125 | 0.08 | 261 | 0 | 0.364 | 1 | 4 | cs | TRUE
123 | LV_223-8_0_4_line_123 |  | 107 | 140 | 0.012396 | 0.125 | 0.08 | 261 | 0 | 0.364 | 1 | 4 | cs | TRUE
124 | LV_223-8_0_4_line_124 |  | 107 | 138 | 0.011216 | 0.125 | 0.08 | 261 | 0 | 0.364 | 1 | 1 | cs | TRUE
125 | LV_223-8_0_4_line_125 |  | 108 | 109 | 0.010196 | 0.125 | 0.08 | 261 | 0 | 0.364 | 1 | 1 | cs | TRUE
126 | LV_223-8_0_4_line_126 |  | 108 | 110 | 0.015612 | 0.125 | 0.08 | 261 | 0 | 0.364 | 1 | 4 | cs | TRUE
127 | LV_223-8_0_4_line_127 |  | 109 | 111 | 0.015354 | 0.125 | 0.08 | 261 | 0 | 0.364 | 1 | 1 | cs | TRUE
128 | LV_223-8_0_4_line_128 |  | 111 | 112 | 0.0071893 | 0.125 | 0.08 | 261 | 0 | 0.364 | 1 | 1 | cs | TRUE
129 | LV_223-8_0_4_line_129 |  | 112 | 113 | 0.016693 | 0.125 | 0.08 | 261 | 0 | 0.364 | 1 | 1 | cs | TRUE
130 | LV_223-8_0_4_line_130 |  | 113 | 114 | 0.003173 | 0.125 | 0.08 | 261 | 0 | 0.364 | 1 | 1 | cs | TRUE
131 | LV_223-8_0_4_line_131 |  | 115 | 116 | 0.0086538 | 0.125 | 0.08 | 261 | 0 | 0.364 | 1 | 4 | cs | TRUE
132 | LV_223-8_0_4_line_132 |  | 115 | 117 | 0.012448 | 0.125 | 0.08 | 261 | 0 | 0.364 | 1 | 4 | cs | TRUE
133 | LV_223-8_0_4_line_133 |  | 116 | 118 | 0.00015229 | 0.125 | 0.08 | 261 | 0 | 0.364 | 1 | 4 | cs | TRUE
134 | LV_223-8_0_4_line_134 |  | 117 | 119 | 0.0057641 | 0.125 | 0.08 | 261 | 0 | 0.364 | 1 | 4 | cs | TRUE
135 | LV_223-8_0_4_line_135 |  | 119 | 120 | 0.00050237 | 0.125 | 0.08 | 261 | 0 | 0.364 | 1 | 4 | cs | TRUE
136 | LV_223-8_0_4_line_136 |  | 120 | 121 | 0.016597 | 0.125 | 0.08 | 261 | 0 | 0.364 | 1 | 4 | cs | TRUE
137 | LV_223-8_0_4_line_137 |  | 121 | 124 | 0.0040674 | 0.125 | 0.08 | 261 | 0 | 0.364 | 1 | 4 | cs | TRUE
138 | LV_223-8_0_4_line_138 |  | 122 | 123 | 0.0036102 | 0.125 | 0.08 | 261 | 0 | 0.364 | 1 | 1 | cs | TRUE
139 | LV_223-8_0_4_line_139 |  | 123 | 133 | 0.011755 | 0.125 | 0.08 | 261 | 0 | 0.364 | 1 | 1 | cs | TRUE
140 | LV_223-8_0_4_line_140 |  | 124 | 125 | 0.00013627 | 0.125 | 0.08 | 261 | 0 | 0.364 | 1 | 4 | cs | TRUE
141 | LV_223-8_0_4_line_141 |  | 125 | 126 | 0.027417 | 0.125 | 0.08 | 261 | 0 | 0.364 | 1 | 3 | cs | TRUE
142 | LV_223-8_0_4_line_142 |  | 126 | 127 | 0.021543 | 0.125 | 0.08 | 261 | 0 | 0.364 | 1 | 3 | cs | TRUE
143 | LV_223-8_0_4_line_143 |  | 128 | 129 | 0.0020983 | 0.125 | 0.08 | 261 | 0 | 0.364 | 1 | 1 | cs | TRUE
144 | LV_223-8_0_4_line_144 |  | 128 | 130 | 0.007066 | 0.125 | 0.08 | 261 | 0 | 0.364 | 1 | 1 | cs | TRUE
145 | LV_223-8_0_4_line_145 |  | 129 | 131 | 0.022782 | 0.125 | 0.08 | 261 | 0 | 0.364 | 1 | 1 | cs | TRUE
146 | LV_223-8_0_4_line_146 |  | 131 | 132 | 0.0019591 | 0.125 | 0.08 | 261 | 0 | 0.364 | 1 | 1 | cs | TRUE
147 | LV_223-8_0_4_line_147 |  | 133 | 136 | 0.022438 | 0.125 | 0.08 | 261 | 0 | 0.364 | 1 | 1 | cs | TRUE
148 | LV_223-8_0_4_line_148 |  | 133 | 134 | 0.031566 | 0.125 | 0.08 | 261 | 0 | 0.364 | 1 | 1 | cs | TRUE
149 | LV_223-8_0_4_line_149 |  | 134 | 135 | 0.017502 | 0.125 | 0.08 | 261 | 0 | 0.364 | 1 | 1 | cs | TRUE
150 | LV_223-8_0_4_line_150 |  | 136 | 147 | 0.019669 | 0.125 | 0.08 | 261 | 0 | 0.364 | 1 | 1 | cs | TRUE
151 | LV_223-8_0_4_line_151 |  | 136 | 148 | 0.013266 | 0.125 | 0.08 | 261 | 0 | 0.364 | 1 | 1 | cs | TRUE
152 | LV_223-8_0_4_line_152 |  | 138 | 139 | 0.010081 | 0.125 | 0.08 | 261 | 0 | 0.364 | 1 | 1 | cs | TRUE
153 | LV_223-8_0_4_line_153 |  | 140 | 141 | 0.012753 | 0.125 | 0.08 | 261 | 0 | 0.364 | 1 | 4 | cs | TRUE
154 | LV_223-8_0_4_line_154 |  | 141 | 145 | 0.018159 | 0.125 | 0.08 | 261 | 0 | 0.364 | 1 | 4 | cs | TRUE
155 | LV_223-8_0_4_line_155 |  | 141 | 143 | 0.007985 | 0.125 | 0.08 | 261 | 0 | 0.364 | 1 | 1 | cs | TRUE
156 | LV_223-8_0_4_line_156 |  | 142 | 143 | 0.010084 | 0.125 | 0.08 | 261 | 0 | 0.364 | 1 | 1 | cs | TRUE
157 | LV_223-8_0_4_line_157 |  | 144 | 172 | 0.0072976 | 0.125 | 0.08 | 261 | 0 | 0.364 | 1 | 4 | cs | TRUE
158 | LV_223-8_0_4_line_158 |  | 145 | 237 | 0.007765 | 0.125 | 0.08 | 261 | 0 | 0.364 | 1 | 1 | cs | TRUE
159 | LV_223-8_0_4_line_159 |  | 146 | 151 | 0.00057609 | 0.125 | 0.08 | 261 | 0 | 0.364 | 1 | 1 | cs | TRUE
160 | LV_223-8_0_4_line_160 |  | 149 | 157 | 0.0067379 | 0.125 | 0.08 | 261 | 0 | 0.364 | 1 | 1 | cs | TRUE
161 | LV_223-8_0_4_line_161 |  | 150 | 156 | 0.015515 | 0.125 | 0.08 | 261 | 0 | 0.364 | 1 | 1 | cs | TRUE
162 | LV_223-8_0_4_line_162 |  | 152 | 153 | 0.018239 | 0.125 | 0.08 | 261 | 0 | 0.364 | 1 | 1 | cs | TRUE
163 | LV_223-8_0_4_line_163 |  | 153 | 173 | 0.031514 | 0.125 | 0.08 | 261 | 0 | 0.364 | 1 | 1 | cs | TRUE
164 | LV_223-8_0_4_line_164 |  | 153 | 174 | 0.025294 | 0.125 | 0.08 | 261 | 0 | 0.364 | 1 | 4 | cs | TRUE
165 | LV_223-8_0_4_line_165 |  | 153 | 171 | 0.018131 | 0.125 | 0.08 | 261 | 0 | 0.364 | 1 | 4 | cs | TRUE
166 | LV_223-8_0_4_line_166 |  | 154 | 155 | 0.014873 | 0.125 | 0.08 | 261 | 0 | 0.364 | 1 | 1 | cs | TRUE
167 | LV_223-8_0_4_line_167 |  | 155 | 231 | 0.019622 | 0.125 | 0.08 | 261 | 0 | 0.364 | 1 | 1 | cs | TRUE
168 | LV_223-8_0_4_line_168 |  | 158 | 159 | 0.014956 | 0.125 | 0.08 | 261 | 0 | 0.364 | 1 | 1 | cs | TRUE
169 | LV_223-8_0_4_line_169 |  | 158 | 160 | 0.0076273 | 0.125 | 0.08 | 261 | 0 | 0.364 | 1 | 1 | cs | TRUE
170 | LV_223-8_0_4_line_170 |  | 159 | 161 | 0.031413 | 0.125 | 0.08 | 261 | 0 | 0.364 | 1 | 1 | cs | TRUE
171 | LV_223-8_0_4_line_171 |  | 160 | 162 | 0.027257 | 0.125 | 0.08 | 261 | 0 | 0.364 | 1 | 1 | cs | TRUE
172 | LV_223-8_0_4_line_172 |  | 160 | 163 | 0.031109 | 0.125 | 0.08 | 261 | 0 | 0.364 | 1 | 1 | cs | TRUE
173 | LV_223-8_0_4_line_173 |  | 161 | 164 | 0.023144 | 0.125 | 0.08 | 261 | 0 | 0.364 | 1 | 1 | cs | TRUE
174 | LV_223-8_0_4_line_174 |  | 162 | 165 | 0.02501 | 0.125 | 0.08 | 261 | 0 | 0.364 | 1 | 1 | cs | TRUE
175 | LV_223-8_0_4_line_175 |  | 163 | 166 | 0.029638 | 0.125 | 0.08 | 261 | 0 | 0.364 | 1 | 1 | cs | TRUE
176 | LV_223-8_0_4_line_176 |  | 165 | 167 | 0.025419 | 0.125 | 0.08 | 261 | 0 | 0.364 | 1 | 1 | cs | TRUE
177 | LV_223-8_0_4_line_177 |  | 165 | 168 | 0.023457 | 0.125 | 0.08 | 261 | 0 | 0.364 | 1 | 1 | cs | TRUE
178 | LV_223-8_0_4_line_178 |  | 166 | 169 | 0.018273 | 0.125 | 0.08 | 261 | 0 | 0.364 | 1 | 1 | cs | TRUE
179 | LV_223-8_0_4_line_179 |  | 166 | 170 | 0.017276 | 0.125 | 0.08 | 261 | 0 | 0.364 | 1 | 1 | cs | TRUE
180 | LV_223-8_0_4_line_180 |  | 167 | 217 | 0.023351 | 0.125 | 0.08 | 261 | 0 | 0.364 | 1 | 1 | cs | TRUE
181 | LV_223-8_0_4_line_181 |  | 168 | 249 | 0.014618 | 0.125 | 0.08 | 261 | 0 | 0.364 | 1 | 1 | cs | TRUE
182 | LV_223-8_0_4_line_182 |  | 170 | 218 | 0.013611 | 0.125 | 0.08 | 261 | 0 | 0.364 | 1 | 1 | cs | TRUE
183 | LV_223-8_0_4_line_183 |  | 171 | 172 | 0.01548 | 0.125 | 0.08 | 261 | 0 | 0.364 | 1 | 4 | cs | TRUE
184 | LV_223-8_0_4_line_184 |  | 173 | 175 | 0.004052 | 0.125 | 0.08 | 261 | 0 | 0.364 | 1 | 1 | cs | TRUE
185 | LV_223-8_0_4_line_185 |  | 173 | 176 | 0.011483 | 0.125 | 0.08 | 261 | 0 | 0.364 | 1 | 1 | cs | TRUE
186 | LV_223-8_0_4_line_186 |  | 174 | 177 | 0.015567 | 0.125 | 0.08 | 261 | 0 | 0.364 | 1 | 1 | cs | TRUE
187 | LV_223-8_0_4_line_187 |  | 175 | 178 | 0.035942 | 0.125 | 0.08 | 261 | 0 | 0.364 | 1 | 1 | cs | TRUE
188 | LV_223-8_0_4_line_188 |  | 175 | 179 | 0.015439 | 0.125 | 0.08 | 261 | 0 | 0.364 | 1 | 1 | cs | TRUE
189 | LV_223-8_0_4_line_189 |  | 176 | 180 | 0.015948 | 0.125 | 0.08 | 261 | 0 | 0.364 | 1 | 1 | cs | TRUE
190 | LV_223-8_0_4_line_190 |  | 177 | 183 | 0.015888 | 0.125 | 0.08 | 261 | 0 | 0.364 | 1 | 1 | cs | TRUE
191 | LV_223-8_0_4_line_191 |  | 178 | 255 | 0.014189 | 0.125 | 0.08 | 261 | 0 | 0.364 | 1 | 1 | cs | TRUE
192 | LV_223-8_0_4_line_192 |  | 179 | 253 | 0.031806 | 0.125 | 0.08 | 261 | 0 | 0.364 | 1 | 1 | cs | TRUE
193 | LV_223-8_0_4_line_193 |  | 181 | 229 | 0.005247 | 0.125 | 0.08 | 261 | 0 | 0.364 | 1 | 1 | cs | TRUE
194 | LV_223-8_0_4_line_194 |  | 182 | 228 | 0.011613 | 0.125 | 0.08 | 261 | 0 | 0.364 | 1 | 4 | cs | TRUE
195 | LV_223-8_0_4_line_195 |  | 184 | 185 | 0.0024718 | 0.125 | 0.08 | 261 | 0 | 0.364 | 1 | 1 | cs | TRUE
196 | LV_223-8_0_4_line_196 |  | 185 | 186 | 0.003258 | 0.125 | 0.08 | 261 | 0 | 0.364 | 1 | 1 | cs | TRUE
197 | LV_223-8_0_4_line_197 |  | 186 | 187 | 0.013225 | 0.125 | 0.08 | 261 | 0 | 0.364 | 1 | 1 | cs | TRUE
198 | LV_223-8_0_4_line_198 |  | 188 | 200 | 0.014829 | 0.125 | 0.08 | 261 | 0 | 0.364 | 1 | 1 | cs | TRUE
199 | LV_223-8_0_4_line_199 |  | 189 | 190 | 0.025739 | 0.125 | 0.08 | 261 | 0 | 0.364 | 1 | 1 | cs | TRUE
200 | LV_223-8_0_4_line_200 |  | 189 | 191 | 0.025359 | 0.125 | 0.08 | 261 | 0 | 0.364 | 1 | 1 | cs | TRUE
201 | LV_223-8_0_4_line_201 |  | 191 | 192 | 0.013945 | 0.125 | 0.08 | 261 | 0 | 0.364 | 1 | 1 | cs | TRUE
202 | LV_223-8_0_4_line_202 |  | 192 | 193 | 0.0085907 | 0.125 | 0.08 | 261 | 0 | 0.364 | 1 | 1 | cs | TRUE
203 | LV_223-8_0_4_line_203 |  | 193 | 199 | 0.0012584 | 0.125 | 0.08 | 261 | 0 | 0.364 | 1 | 1 | cs | TRUE
204 | LV_223-8_0_4_line_204 |  | 194 | 195 | 0.010091 | 0.125 | 0.08 | 261 | 0 | 0.364 | 1 | 1 | cs | TRUE
205 | LV_223-8_0_4_line_205 |  | 195 | 212 | 0.02402 | 0.125 | 0.08 | 261 | 0 | 0.364 | 1 | 1 | cs | TRUE
206 | LV_223-8_0_4_line_206 |  | 195 | 198 | 0.023624 | 0.125 | 0.08 | 261 | 0 | 0.364 | 1 | 1 | cs | TRUE
207 | LV_223-8_0_4_line_207 |  | 196 | 197 | 0.025369 | 0.125 | 0.08 | 261 | 0 | 0.364 | 1 | 1 | cs | TRUE
208 | LV_223-8_0_4_line_208 |  | 197 | 215 | 0.0061688 | 0.125 | 0.08 | 261 | 0 | 0.364 | 1 | 1 | cs | TRUE
209 | LV_223-8_0_4_line_209 |  | 199 | 254 | 0.017774 | 0.125 | 0.08 | 261 | 0 | 0.364 | 1 | 1 | cs | TRUE
210 | LV_223-8_0_4_line_210 |  | 200 | 201 | 0.013636 | 0.125 | 0.08 | 261 | 0 | 0.364 | 1 | 1 | cs | TRUE
211 | LV_223-8_0_4_line_211 |  | 200 | 202 | 0.004046 | 0.125 | 0.08 | 261 | 0 | 0.364 | 1 | 1 | cs | TRUE
212 | LV_223-8_0_4_line_212 |  | 201 | 206 | 0.015339 | 0.125 | 0.08 | 261 | 0 | 0.364 | 1 | 1 | cs | TRUE
213 | LV_223-8_0_4_line_213 |  | 202 | 207 | 0.017745 | 0.125 | 0.08 | 261 | 0 | 0.364 | 1 | 4 | cs | TRUE
214 | LV_223-8_0_4_line_214 |  | 202 | 208 | 0.027493 | 0.125 | 0.08 | 261 | 0 | 0.364 | 1 | 4 | cs | TRUE
215 | LV_223-8_0_4_line_215 |  | 203 | 204 | 0.027798 | 0.125 | 0.08 | 261 | 0 | 0.364 | 1 | 4 | cs | TRUE
216 | LV_223-8_0_4_line_216 |  | 203 | 205 | 0.010739 | 0.125 | 0.08 | 261 | 0 | 0.364 | 1 | 4 | cs | TRUE
217 | LV_223-8_0_4_line_217 |  | 204 | 209 | 0.010812 | 0.125 | 0.08 | 261 | 0 | 0.364 | 1 | 4 | cs | TRUE
218 | LV_223-8_0_4_line_218 |  | 204 | 210 | 0.0086707 | 0.125 | 0.08 | 261 | 0 | 0.364 | 1 | 1 | cs | TRUE
219 | LV_223-8_0_4_line_219 |  | 205 | 211 | 0.0095326 | 0.125 | 0.08 | 261 | 0 | 0.364 | 1 | 4 | cs | TRUE
220 | LV_223-8_0_4_line_220 |  | 206 | 232 | 0.0090698 | 0.125 | 0.08 | 261 | 0 | 0.364 | 1 | 1 | cs | TRUE
221 | LV_223-8_0_4_line_221 |  | 207 | 261 | 0.0076307 | 0.125 | 0.08 | 261 | 0 | 0.364 | 1 | 4 | cs | TRUE
222 | LV_223-8_0_4_line_222 |  | 208 | 226 | 0.031282 | 0.125 | 0.08 | 261 | 0 | 0.364 | 1 | 4 | cs | TRUE
223 | LV_223-8_0_4_line_223 |  | 208 | 224 | 0.0094816 | 0.125 | 0.08 | 261 | 0 | 0.364 | 1 | 1 | cs | TRUE
224 | LV_223-8_0_4_line_224 |  | 209 | 262 | 0.0093061 | 0.125 | 0.08 | 261 | 0 | 0.364 | 1 | 4 | cs | TRUE
225 | LV_223-8_0_4_line_225 |  | 210 | 243 | 0.018026 | 0.125 | 0.08 | 261 | 0 | 0.364 | 1 | 1 | cs | TRUE
226 | LV_223-8_0_4_line_226 |  | 211 | 228 | 0.0016562 | 0.125 | 0.08 | 261 | 0 | 0.364 | 1 | 4 | cs | TRUE
227 | LV_223-8_0_4_line_227 |  | 212 | 213 | 0.018566 | 0.125 | 0.08 | 261 | 0 | 0.364 | 1 | 1 | cs | TRUE
228 | LV_223-8_0_4_line_228 |  | 212 | 214 | 0.0017787 | 0.125 | 0.08 | 261 | 0 | 0.364 | 1 | 1 | cs | TRUE
229 | LV_223-8_0_4_line_229 |  | 213 | 216 | 0.020618 | 0.125 | 0.08 | 261 | 0 | 0.364 | 1 | 1 | cs | TRUE
230 | LV_223-8_0_4_line_230 |  | 214 | 217 | 0.029792 | 0.125 | 0.08 | 261 | 0 | 0.364 | 1 | 1 | cs | TRUE
231 | LV_223-8_0_4_line_231 |  | 215 | 242 | 0.012887 | 0.125 | 0.08 | 261 | 0 | 0.364 | 1 | 1 | cs | TRUE
232 | LV_223-8_0_4_line_232 |  | 218 | 219 | 0.0039301 | 0.125 | 0.08 | 261 | 0 | 0.364 | 1 | 1 | cs | TRUE
233 | LV_223-8_0_4_line_233 |  | 219 | 220 | 0.0096059 | 0.125 | 0.08 | 261 | 0 | 0.364 | 1 | 1 | cs | TRUE
234 | LV_223-8_0_4_line_234 |  | 220 | 221 | 0.0016858 | 0.125 | 0.08 | 261 | 0 | 0.364 | 1 | 1 | cs | TRUE
235 | LV_223-8_0_4_line_235 |  | 221 | 222 | 0.010515 | 0.125 | 0.08 | 261 | 0 | 0.364 | 1 | 1 | cs | TRUE
236 | LV_223-8_0_4_line_236 |  | 222 | 251 | 0.0096011 | 0.125 | 0.08 | 261 | 0 | 0.364 | 1 | 1 | cs | TRUE
237 | LV_223-8_0_4_line_237 |  | 223 | 224 | 0.027687 | 0.125 | 0.08 | 261 | 0 | 0.364 | 1 | 1 | cs | TRUE
238 | LV_223-8_0_4_line_238 |  | 223 | 225 | 0.021903 | 0.125 | 0.08 | 261 | 0 | 0.364 | 1 | 1 | cs | TRUE
239 | LV_223-8_0_4_line_239 |  | 226 | 227 | 0.018223 | 0.125 | 0.08 | 261 | 0 | 0.364 | 1 | 2 | cs | TRUE
240 | LV_223-8_0_4_line_240 |  | 227 | 257 | 0.011725 | 0.125 | 0.08 | 261 | 0 | 0.364 | 1 | 1 | cs | TRUE
241 | LV_223-8_0_4_line_241 |  | 227 | 250 | 0.025345 | 0.125 | 0.08 | 261 | 0 | 0.364 | 1 | 1 | cs | TRUE
242 | LV_223-8_0_4_line_242 |  | 229 | 246 | 0.017095 | 0.125 | 0.08 | 261 | 0 | 0.364 | 1 | 1 | cs | TRUE
243 | LV_223-8_0_4_line_243 |  | 229 | 244 | 0.0092796 | 0.125 | 0.08 | 261 | 0 | 0.364 | 1 | 1 | cs | TRUE
244 | LV_223-8_0_4_line_244 |  | 230 | 231 | 0.014687 | 0.125 | 0.08 | 261 | 0 | 0.364 | 1 | 1 | cs | TRUE
245 | LV_223-8_0_4_line_245 |  | 232 | 233 | 0.0011684 | 0.125 | 0.08 | 261 | 0 | 0.364 | 1 | 1 | cs | TRUE
246 | LV_223-8_0_4_line_246 |  | 233 | 234 | 0.011836 | 0.125 | 0.08 | 261 | 0 | 0.364 | 1 | 1 | cs | TRUE
247 | LV_223-8_0_4_line_247 |  | 234 | 235 | 0.009992 | 0.125 | 0.08 | 261 | 0 | 0.364 | 1 | 1 | cs | TRUE
248 | LV_223-8_0_4_line_248 |  | 234 | 236 | 0.010956 | 0.125 | 0.08 | 261 | 0 | 0.364 | 1 | 1 | cs | TRUE
249 | LV_223-8_0_4_line_249 |  | 237 | 240 | 0.0088322 | 0.125 | 0.08 | 261 | 0 | 0.364 | 1 | 1 | cs | TRUE
250 | LV_223-8_0_4_line_250 |  | 238 | 239 | 0.010079 | 0.125 | 0.08 | 261 | 0 | 0.364 | 1 | 1 | cs | TRUE
251 | LV_223-8_0_4_line_251 |  | 240 | 263 | 0.025237 | 0.125 | 0.08 | 261 | 0 | 0.364 | 1 | 1 | cs | TRUE
252 | LV_223-8_0_4_line_252 |  | 241 | 256 | 0.02223 | 0.125 | 0.08 | 261 | 0 | 0.364 | 1 | 1 | cs | TRUE
253 | LV_223-8_0_4_line_253 |  | 242 | 243 | 0.0075563 | 0.125 | 0.08 | 261 | 0 | 0.364 | 1 | 1 | cs | TRUE
254 | LV_223-8_0_4_line_254 |  | 244 | 245 | 0.023048 | 0.125 | 0.08 | 261 | 0 | 0.364 | 1 | 1 | cs | TRUE
255 | LV_223-8_0_4_line_255 |  | 246 | 247 | 0.01326 | 0.125 | 0.08 | 261 | 0 | 0.364 | 1 | 1 | cs | TRUE
256 | LV_223-8_0_4_line_256 |  | 247 | 248 | 0.0086404 | 0.125 | 0.08 | 261 | 0 | 0.364 | 1 | 1 | cs | TRUE
257 | LV_223-8_0_4_line_257 |  | 248 | 260 | 0.0090342 | 0.125 | 0.08 | 261 | 0 | 0.364 | 1 | 1 | cs | TRUE
258 | LV_223-8_0_4_line_258 |  | 249 | 252 | 0.017754 | 0.125 | 0.08 | 261 | 0 | 0.364 | 1 | 1 | cs | TRUE
259 | LV_223-8_0_4_line_259 |  | 250 | 251 | 0.022438 | 0.125 | 0.08 | 261 | 0 | 0.364 | 1 | 1 | cs | TRUE
260 | LV_223-8_0_4_line_260 |  | 253 | 254 | 0.012403 | 0.125 | 0.08 | 261 | 0 | 0.364 | 1 | 1 | cs | TRUE
261 | LV_223-8_0_4_line_261 |  | 256 | 275 | 0.023099 | 0.125 | 0.08 | 261 | 0 | 0.364 | 1 | 1 | cs | TRUE
262 | LV_223-8_0_4_line_262 |  | 257 | 272 | 0.0028945 | 0.125 | 0.08 | 261 | 0 | 0.364 | 1 | 1 | cs | TRUE
263 | LV_223-8_0_4_line_263 |  | 258 | 259 | 0.010744 | 0.125 | 0.08 | 261 | 0 | 0.364 | 1 | 1 | cs | TRUE
264 | LV_223-8_0_4_line_264 |  | 261 | 265 | 0.022471 | 0.125 | 0.08 | 261 | 0 | 0.364 | 1 | 1 | cs | TRUE
265 | LV_223-8_0_4_line_265 |  | 261 | 262 | 0.00241 | 0.125 | 0.08 | 261 | 0 | 0.364 | 1 | 4 | cs | TRUE
266 | LV_223-8_0_4_line_266 |  | 262 | 264 | 0.009228 | 0.125 | 0.08 | 261 | 0 | 0.364 | 1 | 1 | cs | TRUE
267 | LV_223-8_0_4_line_267 |  | 265 | 266 | 1.1126e-05 | 0.125 | 0.08 | 261 | 0 | 0.364 | 1 | 1 | cs | TRUE
268 | LV_223-8_0_4_line_268 |  | 266 | 273 | 0.014848 | 0.125 | 0.08 | 261 | 0 | 0.364 | 1 | 1 | cs | TRUE
269 | LV_223-8_0_4_line_269 |  | 267 | 268 | 0.014099 | 0.125 | 0.08 | 261 | 0 | 0.364 | 1 | 1 | cs | TRUE
270 | LV_223-8_0_4_line_270 |  | 267 | 269 | 0.013774 | 0.125 | 0.08 | 261 | 0 | 0.364 | 1 | 1 | cs | TRUE
271 | LV_223-8_0_4_line_271 |  | 268 | 270 | 0.028002 | 0.125 | 0.08 | 261 | 0 | 0.364 | 1 | 1 | cs | TRUE
272 | LV_223-8_0_4_line_272 |  | 269 | 271 | 0.0069959 | 0.125 | 0.08 | 261 | 0 | 0.364 | 1 | 1 | cs | TRUE
273 | LV_223-8_0_4_line_273 |  | 271 | 272 | 0.014082 | 0.125 | 0.08 | 261 | 0 | 0.364 | 1 | 1 | cs | TRUE
274 | LV_223-8_0_4_line_274 |  | 273 | 274 | 0.0019643 | 0.125 | 0.08 | 261 | 0 | 0.364 | 1 | 1 | cs | TRUE
275 | LV_223-8_0_4_line_275 |  | 275 | 276 | 0.0082237 | 0.125 | 0.08 | 261 | 0 | 0.364 | 1 | 1 | cs | TRUE

## trafo
| name | std_type | hv_bus | lv_bus | sn_mva | vn_hv_kv | vn_lv_kv | vk_percent | vkr_percent | pfe_kw | i0_percent | shift_degree | tap_side | tap_neutral | tap_min | tap_max | tap_step_percent | tap_step_degree | tap_pos | tap_phase_shifter | parallel | df | in_service
0 | LV_223-8_0_4_trafo_222 | 0.63 MVA 20/0.4 kV | 277 | 69 | 0.63 | 20 | 0.4 | 6 | 1.206 | 1.65 | 0.2619 | 150 | hv | 0 | -2 | 2 | 2.5 | 0 | 0 | FALSE | 1 | 1 | TRUE

## line_geodata
| x0 | y0 | x1 | y1 | x2 | y2 | x3 | y3 | x4 | y4 | x5 | y5 | x6 | y6 | x7 | y7 | x8 | y8 | x9 | y9 | x10 | y10 | x11 | y11 | x12 | y12 | x13 | y13 | x14 | y14
0 | 2691985.4889 | 1265919.7025 | 2691986.3148 | 1265909.4765
1 | 2691984.5185 | 1265931.7169 | 2691985.4889 | 1265919.7025
2 | 2691986.3148 | 1265909.4765 | 2691987.4105 | 1265895.9106 | 2691986.0709 | 1265888.606 | 2691980.6256 | 1265882.3718 | 2691975.8856 | 1265880.3929
3 | 2691984.5185 | 1265931.7169 | 2691980.6849 | 1265935.6271
4 | 2691878.3508 | 1265850.222 | 2691883.2167 | 1265857.4034 | 2691889.8428 | 1265859.864 | 2691927.2878 | 1265867.8526 | 2691966.5149 | 1265876.4808 | 2691975.8856 | 1265880.3929
5 | 2691980.6849 | 1265935.6271 | 2691962.6456 | 1265950.8922
6 | 2691878.3508 | 1265850.222 | 2691904.2765 | 1265839.6719 | 2692009.1494 | 1265796.8794 | 2692021.1753 | 1265791.5845 | 2692056.6523 | 1265777.5254 | 2692082.3161 | 1265765.4597 | 2692099.4102 | 1265751.4701 | 2692112.1029 | 1265736.7448 | 2692128.6926 | 1265712.617 | 2692139.8424 | 1265692.0518 | 2692147.9246 | 1265673.585 | 2692155.0874 | 1265652.7575 | 2692161.1074 | 1265628.4315 | 2692165.7277 | 1265605.9742 | 2692167.4583 | 1265596.8938
7 | 2691930.5392 | 1265954.0955 | 2691945.4267 | 1265954.5718 | 2691958.2197 | 1265953.6701 | 2691962.6456 | 1265950.8922
8 | 2692167.4583 | 1265596.8938 | 2692140.5575 | 1265599.3654 | 2692122.8894 | 1265603.7714 | 2692115.5517 | 1265603.468
9 | 2692167.4583 | 1265596.8938 | 2692172.692 | 1265569.3975 | 2692180.5661 | 1265545.4675 | 2692195.7054 | 1265510.5752 | 2692207.5439 | 1265487.4187 | 2692215.8745 | 1265476.2285 | 2692253.8338 | 1265434.053 | 2692249.2357 | 1265433.3585 | 2692237.4372 | 1265428.3704
10 | 2692167.4583 | 1265596.8938 | 2692165.7277 | 1265605.9742 | 2692171.1052 | 1265603.5227 | 2692211.4408 | 1265535.93 | 2692221.8795 | 1265526.2183 | 2692234.0378 | 1265522.138 | 2692242.6179 | 1265521.9828 | 2692229.9767 | 1265543.0027 | 2692228.0467 | 1265550.8567 | 2692230.0981 | 1265559.8294 | 2692245.7722 | 1265600.1845 | 2692252.4414 | 1265611.9537
11 | 2691930.5392 | 1265954.0955 | 2691930.1168 | 1265977.8461
12 | 2691929.4431 | 1266005.5347 | 2691929.6646 | 1265996.2606 | 2691929.8766 | 1265991.3488 | 2691930.1168 | 1265977.8461
13 | 2692237.4372 | 1265428.3704 | 2692252.6071 | 1265405.9263
14 | 2692237.4372 | 1265428.3704 | 2692230.4365 | 1265425.759 | 2692225.3425 | 1265424.9901 | 2692217.2291 | 1265426.5982 | 2692209.2821 | 1265430.5774 | 2692176.2774 | 1265455.9278 | 2692164.5024 | 1265468.7436 | 2692138.8416 | 1265505.1399 | 2692122.9012 | 1265535.4049 | 2692119.118 | 1265539.9274 | 2692114.4947 | 1265542.3018 | 2692109.3775 | 1265540.6096
15 | 2692252.4414 | 1265611.9537 | 2692256.6018 | 1265611.2514 | 2692262.4528 | 1265612.2435 | 2692284.7833 | 1265627.0707 | 2692322.4411 | 1265649.4546 | 2692365.3431 | 1265671.1535 | 2692375.875 | 1265676.5423
16 | 2692265.7297 | 1265386.5111 | 2692252.6071 | 1265405.9263
17 | 2692109.3775 | 1265540.6096 | 2692127.8129 | 1265481.1571
18 | 2692409.5039 | 1265745.2372 | 2692406.6598 | 1265725.8214 | 2692405.3143 | 1265709.298 | 2692401.1012 | 1265693.6305 | 2692396.706 | 1265687.201 | 2692375.875 | 1265676.5423
19 | 2692281.8038 | 1265395.4915 | 2692283.4571 | 1265392.337 | 2692291.7454 | 1265376.4842
20 | 2692265.7297 | 1265386.5111 | 2692281.8038 | 1265395.4915
21 | 2692291.7454 | 1265376.4842 | 2692302.5804 | 1265355.7603
22 | 2692265.7297 | 1265386.5111 | 2692258.8163 | 1265382.6446 | 2692244.7869 | 1265374.3856
23 | 2692246.8527 | 1264923.2517 | 2692248.191 | 1264929.6667 | 2692251.0712 | 1264937.1844 | 2692262.1125 | 1264947.6633
24 | 2692246.8527 | 1264923.2517 | 2692272.7238 | 1264880.3317 | 2692280.5701 | 1264884.78 | 2692296.1899 | 1264893.5198 | 2692307.8045 | 1264901.6632 | 2692317.2838 | 1264909.5732
25 | 2692317.2838 | 1264909.5732 | 2692288.6786 | 1264941.8751 | 2692294.5684 | 1264948.1387 | 2692283.7615 | 1264959.1679
26 | 2692317.2838 | 1264909.5732 | 2692329.0113 | 1264921.5771 | 2692335.8986 | 1264930.05
27 | 2692276.8357 | 1264952.7179 | 2692283.7615 | 1264959.1679
28 | 2692348.5493 | 1264945.6129 | 2692335.8986 | 1264930.05
29 | 2692348.5493 | 1264945.6129 | 2692339.219 | 1264959.9788 | 2692336.4914 | 1264963.6029
30 | 2692348.5493 | 1264945.6129 | 2692357.5776 | 1264946.5053
31 | 2692522.3508 | 1264993.0906 | 2692521.9084 | 1264992.005 | 2692521.4879 | 1264990.9643 | 2692525.5943 | 1264987.9705 | 2692523.8515 | 1264985.2744 | 2692518.5548 | 1264976.085
32 | 2692522.3508 | 1264993.0906 | 2692530.3074 | 1264988.5559 | 2692536.8008 | 1264984.6321 | 2692539.2445 | 1264982.969 | 2692544.2636 | 1264978.4439 | 2692547.2944 | 1264982.5724 | 2692532.6871 | 1264991.9403 | 2692546.0607 | 1265010.8427 | 2692548.9884 | 1265018.6727
33 | 2692522.3508 | 1264993.0906 | 2692511.1017 | 1264999.0649
34 | 2692511.2512 | 1264960.7462 | 2692516.2258 | 1264972.0444 | 2692518.5548 | 1264976.085
35 | 2692548.9884 | 1265018.6727 | 2692535.1004 | 1265025.3941 | 2692532.5599 | 1265028.8017
36 | 2692501.3818 | 1265004.2271 | 2692511.1017 | 1264999.0649
37 | 2692500.4611 | 1264926.4162 | 2692502.48 | 1264931.6854 | 2692507.6746 | 1264950.1039 | 2692511.2512 | 1264960.7462
38 | 2692500.4611 | 1264926.4162 | 2692493.1094 | 1264933.7716
39 | 2692511.2512 | 1264960.7462 | 2692504.3998 | 1264965.4793
40 | 2692493.1094 | 1264933.7716 | 2692488.3029 | 1264938.5804 | 2692487.5898 | 1264938.7911
41 | 2692428.4543 | 1265067.7494 | 2692445.0872 | 1265076.194
42 | 2692445.0872 | 1265076.194 | 2692447.852 | 1265077.5939 | 2692437.8442 | 1265096.753 | 2692454.2765 | 1265105.973 | 2692470.2109 | 1265117.1757 | 2692499.1064 | 1265137.0549 | 2692511.145 | 1265144.5271 | 2692501.4718 | 1265164.4364 | 2692488.0013 | 1265192.6264
43 | 2692443.2625 | 1265079.7017 | 2692445.0872 | 1265076.194
44 | 2692445.0872 | 1265076.194 | 2692455.3191 | 1265056.4059
45 | 2692488.0013 | 1265192.6264 | 2692531.2943 | 1265222.2389 | 2692515.2948 | 1265245.0404
46 | 2692443.2625 | 1265079.7017 | 2692433.9198 | 1265097.2887
47 | 2692443.2625 | 1265079.7017 | 2692430.1058 | 1265073.2302
48 | 2692465.6778 | 1265036.9677 | 2692464.6511 | 1265038.3581 | 2692455.3191 | 1265056.4059
49 | 2692403.1389 | 1264949.9136 | 2692407.1296 | 1264930.716 | 2692410.6809 | 1264925.576
50 | 2692403.1389 | 1264949.9136 | 2692414.5013 | 1264950.0913 | 2692423.9907 | 1264947.2262 | 2692422.6989 | 1264953.2554 | 2692419.5996 | 1264959.7567
51 | 2692403.1389 | 1264949.9136 | 2692391.3801 | 1264949.1037
52 | 2692237.6401 | 1265083.2384 | 2692242.0187 | 1265079.1694
53 | 2692247.2507 | 1265074.3027 | 2692244.5606 | 1265076.8072 | 2692242.0187 | 1265079.1694
54 | 2692237.6401 | 1265083.2384 | 2692222.1679 | 1265097.6167
55 | 2692247.2507 | 1265074.3027 | 2692242.3664 | 1265068.2883
56 | 2692250.8494 | 1265065.2292 | 2692247.2507 | 1265074.3027
57 | 2692210.9498 | 1265108.0416 | 2692222.1679 | 1265097.6167
58 | 2692242.3664 | 1265068.2883 | 2692244.1143 | 1265054.2597 | 2692254.8053 | 1265025.7871
59 | 2692242.3664 | 1265068.2883 | 2692225.8996 | 1265047.9998
60 | 2692250.8494 | 1265065.2292 | 2692256.421 | 1265063.4036 | 2692258.1551 | 1265060.8604
61 | 2692210.9498 | 1265108.0416 | 2692203.9669 | 1265114.6187
62 | 2692210.9498 | 1265108.0416 | 2692202.3904 | 1265097.4231
63 | 2692254.8053 | 1265025.7871 | 2692255.2102 | 1265024.7089 | 2692256.5574 | 1265018.0133 | 2692256.0601 | 1265012.7235 | 2692254.5531 | 1265007.4624 | 2692245.8761 | 1264997.2148
64 | 2692224.7776 | 1265046.6175 | 2692225.8996 | 1265047.9998
65 | 2692186.0847 | 1265131.4618 | 2692203.9669 | 1265114.6187
66 | 2692202.3904 | 1265097.4231 | 2692188.349 | 1265080.004
67 | 2692224.7776 | 1265046.6175 | 2692216.3411 | 1265036.223
68 | 2692278.2388 | 1265134.1989 | 2692279.7286 | 1265113.2902
69 | 2692280.7784 | 1265098.5566 | 2692279.7286 | 1265113.2902
70 | 2692280.7784 | 1265098.5566 | 2692292.6186 | 1265099.9537
71 | 2692292.6186 | 1265099.9537 | 2692305.1682 | 1265117.1636
72 | 2692292.6186 | 1265099.9537 | 2692299.6559 | 1265094.9038
73 | 2692274.3255 | 1265189.1183 | 2692275.6106 | 1265171.0826
74 | 2692274.3255 | 1265189.1183 | 2692273.0712 | 1265206.7353
75 | 2692305.1682 | 1265117.1636 | 2692297.6194 | 1265122.9358
76 | 2692305.1682 | 1265117.1636 | 2692312.0066 | 1265112.4369
77 | 2692305.1682 | 1265117.1636 | 2692317.6805 | 1265134.3395
78 | 2692299.6559 | 1265094.9038 | 2692307.8476 | 1265089.0255
79 | 2692273.0712 | 1265206.7353 | 2692262.759 | 1265227.1734
80 | 2692273.0712 | 1265206.7353 | 2692271.2025 | 1265205.3494 | 2692240.8757 | 1265179.6764
81 | 2692297.601 | 1265223.0981 | 2692273.0712 | 1265206.7353
82 | 2692297.6194 | 1265122.9358 | 2692293.7955 | 1265125.8598 | 2692300.9658 | 1265129.6859 | 2692296.7919 | 1265136.8494
83 | 2692312.0066 | 1265112.4369 | 2692320.3013 | 1265106.7036
84 | 2692317.6805 | 1265134.3395 | 2692319.7746 | 1265137.2079
85 | 2692317.6805 | 1265134.3395 | 2692324.5168 | 1265129.6861
86 | 2692330.5292 | 1265099.6342 | 2692320.3013 | 1265106.7036
87 | 2692328.482 | 1264974.2449 | 2692314.2361 | 1264978.8151 | 2692307.6135 | 1264982.5388
88 | 2692328.482 | 1264974.2449 | 2692314.5812 | 1264996.5633
89 | 2692328.482 | 1264974.2449 | 2692336.145 | 1264964.0632
90 | 2692130.8245 | 1265350.9244 | 2692132.8099 | 1265355.177
91 | 2692117.2144 | 1265321.8683 | 2692117.5093 | 1265322.4035 | 2692130.8245 | 1265350.9244
92 | 2692117.2144 | 1265321.8683 | 2692116.4162 | 1265320.4198
93 | 2692423.4814 | 1265694.1696 | 2692415.8246 | 1265676.7958
94 | 2692409.5039 | 1265745.2372 | 2692426.6555 | 1265749.7645 | 2692437.3347 | 1265750.6767 | 2692442.3582 | 1265749.6766 | 2692449.4866 | 1265745.5403 | 2692426.6956 | 1265701.9596 | 2692423.4814 | 1265694.1696
95 | 2692302.5804 | 1265355.7603 | 2692314.8896 | 1265332.2167
96 | 2692244.7869 | 1265374.3856 | 2692246.0075 | 1265365.1861
97 | 2692393.6107 | 1265035.5499 | 2692397.406 | 1265028.1208
98 | 2692393.6107 | 1265035.5499 | 2692393.0822 | 1265036.5845
99 | 2692397.406 | 1265028.1208 | 2692401.5764 | 1265019.9572 | 2692401.5764 | 1265019.9572
100 | 2692389.8579 | 1265042.8962 | 2692393.0822 | 1265036.5845
101 | 2692388.5239 | 1265045.5073 | 2692389.8579 | 1265042.8962
102 | 2692388.5239 | 1265045.5073 | 2692382.6348 | 1265057.0357 | 2692374.4206 | 1265052.3254
103 | 2692388.5239 | 1265045.5073 | 2692403.4944 | 1265053.0949
104 | 2692372.9836 | 1265051.5014 | 2692374.4206 | 1265052.3254
105 | 2692406.7888 | 1265054.7647 | 2692403.4944 | 1265053.0949
106 | 2692465.6778 | 1265036.9677 | 2692475.0003 | 1265024.3419 | 2692483.6671 | 1265016.2932 | 2692485.4581 | 1265014.86
107 | 2692501.3818 | 1265004.2271 | 2692498.6949 | 1265005.5528 | 2692492.5679 | 1265009.171 | 2692485.4581 | 1265014.86
108 | 2692384.6331 | 1265157.0592 | 2692359.7378 | 1265125.5336 | 2692338.4404 | 1265096.533 | 2692326.117 | 1265078.6461
109 | 2692349.5079 | 1265178.1944 | 2692353.3639 | 1265170.9709 | 2692372.7022 | 1265155.694 | 2692378.4609 | 1265162.6118 | 2692380.7754 | 1265160.5351 | 2692384.6331 | 1265157.0592
110 | 2692384.6331 | 1265157.0592 | 2692388.506 | 1265153.5725 | 2692389.331 | 1265152.8292 | 2692395.2859 | 1265153.9454 | 2692401.3253 | 1265152.5498 | 2692405.7269 | 1265148.0037 | 2692409.8269 | 1265142.5189 | 2692410.4977 | 1265141.3084
111 | 2692326.117 | 1265078.6461 | 2692321.8269 | 1265072.4193
112 | 2692349.5079 | 1265178.1944 | 2692342.4654 | 1265191.747
113 | 2692341.501 | 1265171.5194 | 2692349.5079 | 1265178.1944
114 | 2692413.322 | 1265136.2113 | 2692410.4977 | 1265141.3084
115 | 2692426.9901 | 1265110.3334 | 2692433.9198 | 1265097.2887
116 | 2692412.4399 | 1265064.5409 | 2692430.1058 | 1265073.2302
117 | 2692413.322 | 1265136.2113 | 2692414.7018 | 1265133.7213 | 2692416.5334 | 1265130.2185
118 | 2692416.5334 | 1265130.2185 | 2692421.1395 | 1265121.41
119 | 2692423.8357 | 1265116.2715 | 2692423.2495 | 1265117.375 | 2692421.1395 | 1265121.41
120 | 2692423.8357 | 1265116.2715 | 2692426.9901 | 1265110.3334
121 | 2692321.8269 | 1265072.4193 | 2692294.5042 | 1265032.7619 | 2692274.1654 | 1265007.4462 | 2692265.9832 | 1264998.1242
122 | 2692342.4654 | 1265191.747 | 2692338.989 | 1265198.437
123 | 2692341.501 | 1265171.5194 | 2692334.1673 | 1265161.5261
124 | 2692341.501 | 1265171.5194 | 2692350.5081 | 1265164.8361
125 | 2692412.4399 | 1265064.5409 | 2692407.8571 | 1265073.6484
126 | 2692412.4399 | 1265064.5409 | 2692415.2148 | 1265059.0354 | 2692406.7888 | 1265054.7647
127 | 2692407.8571 | 1265073.6484 | 2692400.9557 | 1265087.3637
128 | 2692397.7241 | 1265093.7857 | 2692400.9557 | 1265087.3637
129 | 2692397.7241 | 1265093.7857 | 2692390.2206 | 1265108.6974
130 | 2692388.7944 | 1265111.5317 | 2692390.2206 | 1265108.6974
131 | 2692372.8515 | 1265051.4256 | 2692365.3445 | 1265047.1207
132 | 2692354.5457 | 1265040.9283 | 2692365.3445 | 1265047.1207
133 | 2692372.9836 | 1265051.5014 | 2692372.8515 | 1265051.4256
134 | 2692354.5457 | 1265040.9283 | 2692349.5457 | 1265038.0603
135 | 2692349.5457 | 1265038.0603 | 2692349.1099 | 1265037.8103
136 | 2692334.7136 | 1265029.5526 | 2692349.1099 | 1265037.8103
137 | 2692334.7136 | 1265029.5526 | 2692331.1855 | 1265027.5288
138 | 2692414.538 | 1264970.3655 | 2692412.9834 | 1264973.6239
139 | 2692419.5996 | 1264959.7567 | 2692414.538 | 1264970.3655
140 | 2692331.1855 | 1265027.5288 | 2692331.0673 | 1265027.461
141 | 2692331.0673 | 1265027.461 | 2692307.2853 | 1265013.8196
142 | 2692314.5812 | 1264996.5633 | 2692304.742 | 1265012.3608 | 2692307.2853 | 1265013.8196
143 | 2692384.3308 | 1264948.6181 | 2692382.2375 | 1264948.4739
144 | 2692384.3308 | 1264948.6181 | 2692391.3801 | 1264949.1037
145 | 2692359.5272 | 1264946.698 | 2692366.5897 | 1264947.3961 | 2692382.2375 | 1264948.4739
146 | 2692359.5272 | 1264946.698 | 2692357.5776 | 1264946.5053
147 | 2692419.5996 | 1264959.7567 | 2692437.6157 | 1264973.2047
148 | 2692419.5996 | 1264959.7567 | 2692422.6989 | 1264953.2554 | 2692423.9907 | 1264947.2262 | 2692430.8259 | 1264942.6405 | 2692437.0185 | 1264934.8309
149 | 2692437.0185 | 1264934.8309 | 2692447.8998 | 1264921.123
150 | 2692437.6157 | 1264973.2047 | 2692453.3789 | 1264984.9691
151 | 2692437.6157 | 1264973.2047 | 2692445.5555 | 1264962.5767
152 | 2692350.5081 | 1265164.8361 | 2692358.6035 | 1265158.8291
153 | 2692330.4806 | 1265151.8981 | 2692328.2347 | 1265153.442 | 2692334.1673 | 1265161.5261
154 | 2692319.7746 | 1265137.2079 | 2692330.4806 | 1265151.8981
155 | 2692330.4806 | 1265151.8981 | 2692337.0456 | 1265147.3527
156 | 2692345.3363 | 1265141.6125 | 2692337.0456 | 1265147.3527
157 | 2692335.624 | 1265204.9125 | 2692338.989 | 1265198.437
158 | 2692319.7746 | 1265137.2079 | 2692316.1823 | 1265144.092
159 | 2692336.4914 | 1264963.6029 | 2692336.145 | 1264964.0632
160 | 2692504.3998 | 1264965.4793 | 2692498.8561 | 1264969.309
161 | 2692473.4062 | 1264944.7858 | 2692479.5105 | 1264941.1783 | 2692487.5898 | 1264938.7911
162 | 2692320.1259 | 1265234.737 | 2692336.4217 | 1265242.9283
163 | 2692320.1259 | 1265234.737 | 2692305.5977 | 1265262.7218
164 | 2692297.601 | 1265223.0981 | 2692320.1259 | 1265234.737
165 | 2692320.1259 | 1265234.737 | 2692328.4863 | 1265218.6482
166 | 2692337.6766 | 1265288.6322 | 2692330.7857 | 1265301.8125
167 | 2692330.7857 | 1265301.8125 | 2692321.6946 | 1265319.2009
168 | 2692082.036 | 1265278.3883 | 2692077.7174 | 1265273.9221 | 2692071.7239 | 1265267.5569
169 | 2692068.1309 | 1265260.8289 | 2692071.7239 | 1265267.5569 | 2692071.7239 | 1265267.5569
170 | 2692103.4318 | 1265301.3561 | 2692099.7375 | 1265296.6947 | 2692082.036 | 1265278.3883
171 | 2692068.1309 | 1265260.8289 | 2692089.7437 | 1265244.2207
172 | 2692068.1309 | 1265260.8289 | 2692066.9968 | 1265258.6984 | 2692059.7131 | 1265238.9467 | 2692056.0832 | 1265232.2205
173 | 2692103.4318 | 1265301.3561 | 2692111.5696 | 1265311.6244 | 2692116.4162 | 1265320.4198
174 | 2692109.5745 | 1265228.9818 | 2692089.7437 | 1265244.2207
175 | 2692039.4499 | 1265207.7949 | 2692051.083 | 1265222.9549 | 2692056.0832 | 1265232.2205
176 | 2692109.5745 | 1265228.9818 | 2692113.2386 | 1265234.043 | 2692125.7088 | 1265248.6035
177 | 2692095.7874 | 1265209.9739 | 2692109.5745 | 1265228.9818
178 | 2692039.4499 | 1265207.7949 | 2692054.1382 | 1265196.9245
179 | 2692027.5427 | 1265195.2438 | 2692039.4499 | 1265207.7949
180 | 2692125.7088 | 1265248.6035 | 2692140.8983 | 1265266.3392
181 | 2692095.7874 | 1265209.9739 | 2692107.8151 | 1265201.6667
182 | 2692027.5427 | 1265195.2438 | 2692035.2763 | 1265188.0583 | 2692037.787 | 1265186.3181
183 | 2692328.4863 | 1265218.6482 | 2692335.624 | 1265204.9125
184 | 2692303.7041 | 1265266.3062 | 2692305.5977 | 1265262.7218
185 | 2692305.5977 | 1265262.7218 | 2692295.3817 | 1265257.4792
186 | 2692297.601 | 1265223.0981 | 2692304.7324 | 1265209.2601
187 | 2692303.7041 | 1265266.3062 | 2692278.6472 | 1265253.3268 | 2692275.3843 | 1265260.327
188 | 2692303.7041 | 1265266.3062 | 2692296.4811 | 1265279.9515
189 | 2692295.3817 | 1265257.4792 | 2692281.1932 | 1265250.1981
190 | 2692312.0104 | 1265195.1376 | 2692304.7324 | 1265209.2601
191 | 2692269.3899 | 1265273.1873 | 2692275.3843 | 1265260.327
192 | 2692296.4811 | 1265279.9515 | 2692281.6012 | 1265308.0616
193 | 2692260.3954 | 1265231.8579 | 2692262.759 | 1265227.1734
194 | 2692240.8757 | 1265179.6764 | 2692232.0126 | 1265172.1733
195 | 2692186.7978 | 1265078.0796 | 2692188.349 | 1265080.004
196 | 2692184.7532 | 1265075.5431 | 2692186.7978 | 1265078.0796
197 | 2692176.4534 | 1265065.2468 | 2692184.7532 | 1265075.5431
198 | 2692186.0847 | 1265131.4618 | 2692172.6184 | 1265137.7569
199 | 2692246.0075 | 1265365.1861 | 2692237.3077 | 1265342.6098 | 2692237.4415 | 1265341.0714
200 | 2692234.5816 | 1265316.5461 | 2692238.6751 | 1265326.8962 | 2692237.4415 | 1265341.0714
201 | 2692234.5816 | 1265316.5461 | 2692238.3874 | 1265314.9375 | 2692243.5581 | 1265312.7275 | 2692245.6419 | 1265312.3931 | 2692247.6928 | 1265312.7355
202 | 2692256.1662 | 1265314.1502 | 2692247.6928 | 1265312.7355
203 | 2692256.1662 | 1265314.1502 | 2692257.4074 | 1265314.3575
204 | 2692176.6427 | 1265308.9475 | 2692183.1067 | 1265316.6961
205 | 2692176.6427 | 1265308.9475 | 2692161.4343 | 1265290.3175
206 | 2692176.6427 | 1265308.9475 | 2692180.5897 | 1265305.5285 | 2692181.964 | 1265304.3267 | 2692185.797 | 1265300.9726 | 2692187.7286 | 1265299.2903 | 2692192.6765 | 1265294.9528 | 2692194.4379 | 1265293.4097
207 | 2692199.6626 | 1265228.9081 | 2692201.9346 | 1265235.4489 | 2692211.1169 | 1265251.4454
208 | 2692199.6626 | 1265228.9081 | 2692198.2372 | 1265224.8048 | 2692197.9197 | 1265223.0077
209 | 2692274.9385 | 1265317.2846 | 2692257.4074 | 1265314.3575
210 | 2692172.6184 | 1265137.7569 | 2692164.8202 | 1265126.5706
211 | 2692168.9463 | 1265139.4789 | 2692172.6184 | 1265137.7569
212 | 2692164.8202 | 1265126.5706 | 2692156.0484 | 1265113.9875
213 | 2692168.9463 | 1265139.4789 | 2692176.432 | 1265155.5681
214 | 2692168.9463 | 1265139.4789 | 2692144.0735 | 1265151.3453
215 | 2692215.2762 | 1265158.0052 | 2692210.104 | 1265162.7172 | 2692196.156 | 1265174.298 | 2692194.6595 | 1265176.5654
216 | 2692215.2762 | 1265158.0052 | 2692223.4728 | 1265164.944
217 | 2692194.6595 | 1265176.5654 | 2692192.2995 | 1265175.2942 | 2692187.0395 | 1265169.0939
218 | 2692194.6595 | 1265176.5654 | 2692193.2257 | 1265185.1168
219 | 2692223.4728 | 1265164.944 | 2692230.7485 | 1265171.1031
220 | 2692150.8616 | 1265106.5471 | 2692156.0484 | 1265113.9875
221 | 2692179.6509 | 1265162.4866 | 2692176.432 | 1265155.5681
222 | 2692144.0735 | 1265151.3453 | 2692139.0427 | 1265153.7466 | 2692115.885 | 1265164.91
223 | 2692144.0735 | 1265151.3453 | 2692138.4528 | 1265143.7092
224 | 2692181.8287 | 1265161.442 | 2692184.1351 | 1265165.6702 | 2692187.0395 | 1265169.0939
225 | 2692194.3625 | 1265202.8761 | 2692192.2513 | 1265190.9284 | 2692193.2257 | 1265185.1168
226 | 2692230.7485 | 1265171.1031 | 2692232.0126 | 1265172.1733
227 | 2692161.4343 | 1265290.3175 | 2692175.5848 | 1265278.2988
228 | 2692161.4343 | 1265290.3175 | 2692160.2773 | 1265288.9666
229 | 2692191.2995 | 1265264.9514 | 2692175.5848 | 1265278.2988
230 | 2692160.2773 | 1265288.9666 | 2692140.8983 | 1265266.3392
231 | 2692195.6773 | 1265210.3171 | 2692197.9197 | 1265223.0077
232 | 2692037.787 | 1265186.3181 | 2692041.0171 | 1265184.0794
233 | 2692048.912 | 1265178.6074 | 2692048.912 | 1265178.6074 | 2692041.0171 | 1265184.0794
234 | 2692048.0307 | 1265177.1703 | 2692048.912 | 1265178.6074
235 | 2692048.0307 | 1265177.1703 | 2692048.0307 | 1265177.1703 | 2692056.6051 | 1265171.0844
236 | 2692064.4345 | 1265165.5273 | 2692056.6051 | 1265171.0844
237 | 2692122.0402 | 1265121.4116 | 2692138.4528 | 1265143.7092
238 | 2692109.0564 | 1265103.7722 | 2692122.0402 | 1265121.4116
239 | 2692099.4695 | 1265172.8233 | 2692115.885 | 1265164.91
240 | 2692099.4695 | 1265172.8233 | 2692093.1748 | 1265162.9308
241 | 2692077.0384 | 1265184.1165 | 2692085.7358 | 1265181.7833 | 2692099.4695 | 1265172.8233
242 | 2692260.3954 | 1265231.8579 | 2692247.3475 | 1265220.8135
243 | 2692260.3954 | 1265231.8579 | 2692256.7352 | 1265239.0955 | 2692256.1379 | 1265240.1004
244 | 2692314.8896 | 1265332.2167 | 2692321.6946 | 1265319.2009
245 | 2692150.1934 | 1265105.5886 | 2692150.8616 | 1265106.5471
246 | 2692143.4247 | 1265095.8791 | 2692150.1934 | 1265105.5886
247 | 2692137.7084 | 1265087.6722 | 2692143.4247 | 1265095.8791
248 | 2692143.4247 | 1265095.8791 | 2692134.3639 | 1265102.0379
249 | 2692316.1823 | 1265144.092 | 2692312.0962 | 1265151.9222 | 2692312.0962 | 1265151.9222
250 | 2692324.5168 | 1265129.6861 | 2692332.8484 | 1265124.0148
251 | 2692313.1277 | 1265170.232 | 2692311.1412 | 1265169.1768 | 2692318.4706 | 1265155.1132 | 2692312.0962 | 1265151.9222
252 | 2692295.802 | 1265153.1565 | 2692299.4941 | 1265146.7546 | 2692293.0103 | 1265143.3395 | 2692296.7919 | 1265136.8494
253 | 2692194.3625 | 1265202.8761 | 2692195.6773 | 1265210.3171
254 | 2692256.1379 | 1265240.1004 | 2692244.3609 | 1265259.9127
255 | 2692247.3475 | 1265220.8135 | 2692237.2263 | 1265212.2465
256 | 2692237.2263 | 1265212.2465 | 2692230.6313 | 1265206.6642
257 | 2692223.7357 | 1265200.8274 | 2692230.6313 | 1265206.6642
258 | 2692107.8151 | 1265201.6667 | 2692122.4238 | 1265191.5769
259 | 2692077.0384 | 1265184.1165 | 2692064.4345 | 1265165.5273
260 | 2692274.9385 | 1265317.2846 | 2692276.5745 | 1265317.5577 | 2692281.6012 | 1265308.0616
261 | 2692295.802 | 1265153.1565 | 2692291.7144 | 1265160.2441 | 2692298.2492 | 1265163.7712 | 2692294.6498 | 1265170.3411
262 | 2692093.1748 | 1265162.9308 | 2692091.6209 | 1265160.4888
263 | 2692224.5409 | 1265029.2813 | 2692216.3411 | 1265036.223 | 2692216.3411 | 1265036.223
264 | 2692179.6509 | 1265162.4866 | 2692159.4063 | 1265172.2382
265 | 2692181.8287 | 1265161.442 | 2692179.6509 | 1265162.4866
266 | 2692181.8287 | 1265161.442 | 2692188.57 | 1265155.1197
267 | 2692159.3963 | 1265172.243 | 2692159.4063 | 1265172.2382
268 | 2692146.0191 | 1265178.6867 | 2692159.3963 | 1265172.243
269 | 2692098.5313 | 1265133.7079 | 2692108.3539 | 1265123.5933
270 | 2692098.5313 | 1265133.7079 | 2692088.9351 | 1265143.5894
271 | 2692108.3539 | 1265123.5933 | 2692114.3797 | 1265117.3884 | 2692118.8521 | 1265119.8823 | 2692126.1396 | 1265132.1064
272 | 2692084.0613 | 1265148.6081 | 2692088.9351 | 1265143.5894
273 | 2692084.0613 | 1265148.6081 | 2692084.0613 | 1265148.6081 | 2692091.6209 | 1265160.4888
274 | 2692146.0191 | 1265178.6867 | 2692144.2494 | 1265179.5391
275 | 2692294.6498 | 1265170.3411 | 2692290.6984 | 1265177.5534

## bus_geodata
| x | y | coords
0 | 2691985.4889 | 1265919.7025
1 | 2691986.3148 | 1265909.4765
2 | 2691984.5185 | 1265931.7169
3 | 2691975.8856 | 1265880.3929
4 | 2691980.6849 | 1265935.6271
5 | 2691878.3508 | 1265850.222
6 | 2691962.6456 | 1265950.8922
7 | 2692167.4583 | 1265596.8938
8 | 2691930.5392 | 1265954.0955
9 | 2691930.1167 | 1265977.8461
10 | 2692115.5517 | 1265603.468
11 | 2692237.4372 | 1265428.3704
12 | 2692252.4414 | 1265611.9537
13 | 2691929.4431 | 1266005.5347
14 | 2692252.6071 | 1265405.9263
15 | 2692109.3775 | 1265540.6096
16 | 2692375.875 | 1265676.5423
17 | 2692281.8038 | 1265395.4915
18 | 2692291.7454 | 1265376.4842
19 | 2692265.7297 | 1265386.5111
20 | 2692262.1125 | 1264947.6633
21 | 2692246.8527 | 1264923.2517
22 | 2692317.2838 | 1264909.5732
23 | 2692283.7615 | 1264959.1679
24 | 2692335.8986 | 1264930.05
25 | 2692276.8357 | 1264952.7179
26 | 2692348.5493 | 1264945.6129
27 | 2692522.3508 | 1264993.0906
28 | 2692518.5548 | 1264976.085
29 | 2692548.9884 | 1265018.6727
30 | 2692511.1017 | 1264999.0649
31 | 2692500.4611 | 1264926.4162
32 | 2692511.2512 | 1264960.7462
33 | 2692493.1094 | 1264933.7716
34 | 2692532.5599 | 1265028.8017
35 | 2692445.0872 | 1265076.194
36 | 2692428.4543 | 1265067.7494
37 | 2692488.0013 | 1265192.6264
38 | 2692443.2625 | 1265079.7017
39 | 2692455.3191 | 1265056.4059
40 | 2692410.6809 | 1264925.576
41 | 2692403.1389 | 1264949.9136
42 | 2692242.0187 | 1265079.1694
43 | 2692237.6401 | 1265083.2384
44 | 2692247.2507 | 1265074.3027
45 | 2692222.1679 | 1265097.6167
46 | 2692242.3664 | 1265068.2883
47 | 2692250.8494 | 1265065.2292
48 | 2692210.9498 | 1265108.0416
49 | 2692254.8053 | 1265025.7871
50 | 2692225.8996 | 1265047.9998
51 | 2692258.1551 | 1265060.8604
52 | 2692203.9669 | 1265114.6187
53 | 2692202.3904 | 1265097.4231
54 | 2692245.8761 | 1264997.2148
55 | 2692224.7776 | 1265046.6175
56 | 2692279.7286 | 1265113.2902
57 | 2692278.2388 | 1265134.1989
58 | 2692280.7784 | 1265098.5566
59 | 2692292.6186 | 1265099.9537
60 | 2692275.6106 | 1265171.0826
61 | 2692274.3255 | 1265189.1183
62 | 2692305.1682 | 1265117.1636
63 | 2692299.6559 | 1265094.9038
64 | 2692273.0712 | 1265206.7353
65 | 2692297.6194 | 1265122.9358
66 | 2692312.0066 | 1265112.4369
67 | 2692317.6805 | 1265134.3395
68 | 2692307.8476 | 1265089.0255
69 | 2692330.5292 | 1265099.6342
70 | 2692320.3013 | 1265106.7036
71 | 2692307.6135 | 1264982.5388
72 | 2692328.482 | 1264974.2449
73 | 2692127.8129 | 1265481.1571
74 | 2692132.8099 | 1265355.177
75 | 2692130.8245 | 1265350.9244
76 | 2692117.2144 | 1265321.8683
77 | 2692415.8246 | 1265676.7958
78 | 2692423.4814 | 1265694.1696
79 | 2692409.5039 | 1265745.2372
80 | 2692302.5804 | 1265355.7603
81 | 2692244.7869 | 1265374.3856
82 | 2692393.6107 | 1265035.55
83 | 2692397.406 | 1265028.1208
84 | 2692393.0822 | 1265036.5845
85 | 2692401.5764 | 1265019.9572
86 | 2692389.8579 | 1265042.8962
87 | 2692388.5239 | 1265045.5073
88 | 2692374.4206 | 1265052.3254
89 | 2692403.4944 | 1265053.0949
90 | 2692465.6778 | 1265036.9677
91 | 2692485.4581 | 1265014.86
92 | 2692501.3818 | 1265004.2271
93 | 2692515.2948 | 1265245.0404
94 | 2692384.6331 | 1265157.0592
95 | 2692326.117 | 1265078.6461
96 | 2692349.5079 | 1265178.1944
97 | 2692410.4977 | 1265141.3084
98 | 2692433.9198 | 1265097.2887
99 | 2692430.1058 | 1265073.2302
100 | 2692413.322 | 1265136.2113
101 | 2692416.5334 | 1265130.2185
102 | 2692421.1395 | 1265121.41
103 | 2692423.8357 | 1265116.2715
104 | 2692426.9901 | 1265110.3334
105 | 2692321.8269 | 1265072.4193
106 | 2692342.4654 | 1265191.747
107 | 2692341.501 | 1265171.5194
108 | 2692412.4399 | 1265064.5409
109 | 2692407.8571 | 1265073.6484
110 | 2692406.7888 | 1265054.7647
111 | 2692400.9557 | 1265087.3637
112 | 2692397.7241 | 1265093.7857
113 | 2692390.2206 | 1265108.6974
114 | 2692388.7944 | 1265111.5317
115 | 2692365.3445 | 1265047.1207
116 | 2692372.8515 | 1265051.4256
117 | 2692354.5457 | 1265040.9283
118 | 2692372.9836 | 1265051.5014
119 | 2692349.5457 | 1265038.0603
120 | 2692349.11 | 1265037.8103
121 | 2692334.7136 | 1265029.5526
122 | 2692412.9834 | 1264973.6239
123 | 2692414.538 | 1264970.3655
124 | 2692331.1855 | 1265027.5288
125 | 2692331.0673 | 1265027.461
126 | 2692307.2853 | 1265013.8196
127 | 2692314.5812 | 1264996.5633
128 | 2692384.3308 | 1264948.6181
129 | 2692382.2375 | 1264948.4739
130 | 2692391.3801 | 1264949.1037
131 | 2692359.5272 | 1264946.698
132 | 2692357.5776 | 1264946.5053
133 | 2692419.5996 | 1264959.7567
134 | 2692437.0185 | 1264934.8309
135 | 2692447.8998 | 1264921.123
136 | 2692437.6157 | 1264973.2047
137 | 2692265.9832 | 1264998.1242
138 | 2692350.5081 | 1265164.8361
139 | 2692358.6035 | 1265158.8291
140 | 2692334.1673 | 1265161.5261
141 | 2692330.4806 | 1265151.8981
142 | 2692345.3363 | 1265141.6125
143 | 2692337.0456 | 1265147.3527
144 | 2692338.989 | 1265198.437
145 | 2692319.7746 | 1265137.2079
146 | 2692336.4914 | 1264963.6029
147 | 2692453.3789 | 1264984.9691
148 | 2692445.5555 | 1264962.5767
149 | 2692504.3998 | 1264965.4793
150 | 2692487.5898 | 1264938.7911
151 | 2692336.145 | 1264964.0632
152 | 2692336.4217 | 1265242.9283
153 | 2692320.1259 | 1265234.737
154 | 2692337.6766 | 1265288.6322
155 | 2692330.7857 | 1265301.8125
156 | 2692473.4062 | 1264944.7858
157 | 2692498.8561 | 1264969.309
158 | 2692071.7239 | 1265267.5569
159 | 2692082.036 | 1265278.3883
160 | 2692068.1309 | 1265260.8289
161 | 2692103.4318 | 1265301.3561
162 | 2692089.7437 | 1265244.2207
163 | 2692056.0832 | 1265232.2205
164 | 2692116.4162 | 1265320.4198
165 | 2692109.5745 | 1265228.9818
166 | 2692039.4499 | 1265207.7949
167 | 2692125.7088 | 1265248.6035
168 | 2692095.7874 | 1265209.9739
169 | 2692054.1382 | 1265196.9245
170 | 2692027.5427 | 1265195.2438
171 | 2692328.4863 | 1265218.6482
172 | 2692335.624 | 1265204.9125
173 | 2692305.5977 | 1265262.7218
174 | 2692297.601 | 1265223.0981
175 | 2692303.7041 | 1265266.3062
176 | 2692295.3817 | 1265257.4792
177 | 2692304.7324 | 1265209.2601
178 | 2692275.3843 | 1265260.327
179 | 2692296.4811 | 1265279.9515
180 | 2692281.1932 | 1265250.1981
181 | 2692262.759 | 1265227.1734
182 | 2692240.8757 | 1265179.6764
183 | 2692312.0104 | 1265195.1376
184 | 2692188.349 | 1265080.004
185 | 2692186.7978 | 1265078.0796
186 | 2692184.7532 | 1265075.5431
187 | 2692176.4534 | 1265065.2468
188 | 2692186.0847 | 1265131.4618
189 | 2692237.4415 | 1265341.0714
190 | 2692246.0075 | 1265365.1861
191 | 2692234.5816 | 1265316.5461
192 | 2692247.6928 | 1265312.7355
193 | 2692256.1662 | 1265314.1502
194 | 2692183.1067 | 1265316.6961
195 | 2692176.6427 | 1265308.9475
196 | 2692211.1169 | 1265251.4454
197 | 2692199.6626 | 1265228.9081
198 | 2692194.4379 | 1265293.4097
199 | 2692257.4074 | 1265314.3575
200 | 2692172.6184 | 1265137.7569
201 | 2692164.8202 | 1265126.5706
202 | 2692168.9463 | 1265139.4789
203 | 2692215.2762 | 1265158.0052
204 | 2692194.6595 | 1265176.5654
205 | 2692223.4728 | 1265164.944
206 | 2692156.0484 | 1265113.9875
207 | 2692176.432 | 1265155.5681
208 | 2692144.0735 | 1265151.3453
209 | 2692187.0395 | 1265169.0939
210 | 2692193.2257 | 1265185.1168
211 | 2692230.7485 | 1265171.1031
212 | 2692161.4343 | 1265290.3175
213 | 2692175.5848 | 1265278.2988
214 | 2692160.2773 | 1265288.9666
215 | 2692197.9197 | 1265223.0077
216 | 2692191.2995 | 1265264.9514
217 | 2692140.8983 | 1265266.3392
218 | 2692037.787 | 1265186.3181
219 | 2692041.0171 | 1265184.0794
220 | 2692048.912 | 1265178.6074
221 | 2692048.0307 | 1265177.1703
222 | 2692056.6051 | 1265171.0844
223 | 2692122.0402 | 1265121.4116
224 | 2692138.4528 | 1265143.7092
225 | 2692109.0564 | 1265103.7722
226 | 2692115.885 | 1265164.91
227 | 2692099.4695 | 1265172.8233
228 | 2692232.0126 | 1265172.1733
229 | 2692260.3954 | 1265231.8579
230 | 2692314.8896 | 1265332.2167
231 | 2692321.6946 | 1265319.2009
232 | 2692150.8616 | 1265106.5471
233 | 2692150.1934 | 1265105.5886
234 | 2692143.4247 | 1265095.8791
235 | 2692137.7084 | 1265087.6722
236 | 2692134.3639 | 1265102.0379
237 | 2692316.1823 | 1265144.092
238 | 2692332.8484 | 1265124.0148
239 | 2692324.5168 | 1265129.6861
240 | 2692312.0962 | 1265151.9222
241 | 2692296.7919 | 1265136.8494
242 | 2692195.6773 | 1265210.3171
243 | 2692194.3625 | 1265202.8761
244 | 2692256.1379 | 1265240.1004
245 | 2692244.3609 | 1265259.9127
246 | 2692247.3475 | 1265220.8135
247 | 2692237.2263 | 1265212.2465
248 | 2692230.6313 | 1265206.6642
249 | 2692107.8151 | 1265201.6667
250 | 2692077.0384 | 1265184.1165
251 | 2692064.4345 | 1265165.5273
252 | 2692122.4238 | 1265191.5769
253 | 2692281.6012 | 1265308.0616
254 | 2692274.9385 | 1265317.2846
255 | 2692269.3899 | 1265273.1873
256 | 2692295.802 | 1265153.1565
257 | 2692093.1748 | 1265162.9308
258 | 2692216.3411 | 1265036.223
259 | 2692224.5409 | 1265029.2813
260 | 2692223.7357 | 1265200.8274
261 | 2692179.6509 | 1265162.4866
262 | 2692181.8287 | 1265161.442
263 | 2692313.1277 | 1265170.232
264 | 2692188.57 | 1265155.1197
265 | 2692159.4063 | 1265172.2382
266 | 2692159.3962 | 1265172.243
267 | 2692098.5313 | 1265133.7079
268 | 2692108.3539 | 1265123.5933
269 | 2692088.9351 | 1265143.5894
270 | 2692126.1396 | 1265132.1064
271 | 2692084.0613 | 1265148.6081
272 | 2692091.6209 | 1265160.4888
273 | 2692146.0191 | 1265178.6867
274 | 2692144.2494 | 1265179.5391
275 | 2692294.6498 | 1265170.3411
276 | 2692290.6984 | 1265177.5534
277 | 2692342.4816 | 1265117.4575

## line_std_types
| c_nf_per_km | r_ohm_per_km | x_ohm_per_km | max_i_ka | type | q_mm2 | alpha | voltage_rating
NAYY 4x50 SE | 210 | 0.642 | 0.083 | 0.142 | cs | 50 | 0.00403 | LV
NAYY 4x120 SE | 264 | 0.225 | 0.08 | 0.242 | cs | 120 | 0.00403 | LV
NAYY 4x150 SE | 261 | 0.208 | 0.08 | 0.27 | cs | 150 | 0.00403 | LV
NA2XS2Y 1x95 RM/25 12/20 kV | 216 | 0.313 | 0.132 | 0.252 | cs | 95 | 0.00403 | MV
NA2XS2Y 1x185 RM/25 12/20 kV | 273 | 0.161 | 0.117 | 0.362 | cs | 185 | 0.00403 | MV
NA2XS2Y 1x240 RM/25 12/20 kV | 304 | 0.122 | 0.112 | 0.421 | cs | 240 | 0.00403 | MV
NA2XS2Y 1x95 RM/25 6/10 kV | 315 | 0.313 | 0.123 | 0.249 | cs | 95 | 0.00403 | MV
NA2XS2Y 1x185 RM/25 6/10 kV | 406 | 0.161 | 0.11 | 0.358 | cs | 185 | 0.00403 | MV
NA2XS2Y 1x240 RM/25 6/10 kV | 456 | 0.122 | 0.105 | 0.416 | cs | 240 | 0.00403 | MV
NA2XS2Y 1x150 RM/25 12/20 kV | 250 | 0.206 | 0.116 | 0.319 | cs | 150 | 0.00403 | MV
NA2XS2Y 1x120 RM/25 12/20 kV | 230 | 0.253 | 0.119 | 0.283 | cs | 120 | 0.00403 | MV
NA2XS2Y 1x70 RM/25 12/20 kV | 190 | 0.443 | 0.132 | 0.22 | cs | 70 | 0.00403 | MV
NA2XS2Y 1x150 RM/25 6/10 kV | 360 | 0.206 | 0.11 | 0.315 | cs | 150 | 0.00403 | MV
NA2XS2Y 1x120 RM/25 6/10 kV | 340 | 0.253 | 0.113 | 0.28 | cs | 120 | 0.00403 | MV
NA2XS2Y 1x70 RM/25 6/10 kV | 280 | 0.443 | 0.123 | 0.217 | cs | 70 | 0.00403 | MV
N2XS(FL)2Y 1x120 RM/35 64/110 kV | 112 | 0.153 | 0.166 | 0.366 | cs | 120 | 0.00393 | HV
N2XS(FL)2Y 1x185 RM/35 64/110 kV | 125 | 0.099 | 0.156 | 0.457 | cs | 185 | 0.00393 | HV
N2XS(FL)2Y 1x240 RM/35 64/110 kV | 135 | 0.075 | 0.149 | 0.526 | cs | 240 | 0.00393 | HV
N2XS(FL)2Y 1x300 RM/35 64/110 kV | 144 | 0.06 | 0.144 | 0.588 | cs | 300 | 0.00393 | HV
15-AL1/3-ST1A 0.4 | 11 | 1.8769 | 0.35 | 0.105 | ol | 16 | 0.00403 | LV
24-AL1/4-ST1A 0.4 | 11.25 | 1.2012 | 0.335 | 0.14 | ol | 24 | 0.00403 | LV
48-AL1/8-ST1A 0.4 | 12.2 | 0.5939 | 0.3 | 0.21 | ol | 48 | 0.00403 | LV
94-AL1/15-ST1A 0.4 | 13.2 | 0.306 | 0.29 | 0.35 | ol | 94 | 0.00403 | LV
34-AL1/6-ST1A 10.0 | 9.7 | 0.8342 | 0.36 | 0.17 | ol | 34 | 0.00403 | MV
48-AL1/8-ST1A 10.0 | 10.1 | 0.5939 | 0.35 | 0.21 | ol | 48 | 0.00403 | MV
70-AL1/11-ST1A 10.0 | 10.4 | 0.4132 | 0.339 | 0.29 | ol | 70 | 0.00403 | MV
94-AL1/15-ST1A 10.0 | 10.75 | 0.306 | 0.33 | 0.35 | ol | 94 | 0.00403 | MV
122-AL1/20-ST1A 10.0 | 11.1 | 0.2376 | 0.323 | 0.41 | ol | 122 | 0.00403 | MV
149-AL1/24-ST1A 10.0 | 11.25 | 0.194 | 0.315 | 0.47 | ol | 149 | 0.00403 | MV
34-AL1/6-ST1A 20.0 | 9.15 | 0.8342 | 0.382 | 0.17 | ol | 34 | 0.00403 | MV
48-AL1/8-ST1A 20.0 | 9.5 | 0.5939 | 0.372 | 0.21 | ol | 48 | 0.00403 | MV
70-AL1/11-ST1A 20.0 | 9.7 | 0.4132 | 0.36 | 0.29 | ol | 70 | 0.00403 | MV
94-AL1/15-ST1A 20.0 | 10 | 0.306 | 0.35 | 0.35 | ol | 94 | 0.00403 | MV
122-AL1/20-ST1A 20.0 | 10.3 | 0.2376 | 0.344 | 0.41 | ol | 122 | 0.00403 | MV
149-AL1/24-ST1A 20.0 | 10.5 | 0.194 | 0.337 | 0.47 | ol | 149 | 0.00403 | MV
184-AL1/30-ST1A 20.0 | 10.75 | 0.1571 | 0.33 | 0.535 | ol | 184 | 0.00403 | MV
243-AL1/39-ST1A 20.0 | 11 | 0.1188 | 0.32 | 0.645 | ol | 243 | 0.00403 | MV
48-AL1/8-ST1A 110.0 | 8 | 0.5939 | 0.46 | 0.21 | ol | 48 | 0.00403 | HV
70-AL1/11-ST1A 110.0 | 8.4 | 0.4132 | 0.45 | 0.29 | ol | 70 | 0.00403 | HV
94-AL1/15-ST1A 110.0 | 8.65 | 0.306 | 0.44 | 0.35 | ol | 94 | 0.00403 | HV
122-AL1/20-ST1A 110.0 | 8.5 | 0.2376 | 0.43 | 0.41 | ol | 122 | 0.00403 | HV
149-AL1/24-ST1A 110.0 | 8.75 | 0.194 | 0.41 | 0.47 | ol | 149 | 0.00403 | HV
184-AL1/30-ST1A 110.0 | 8.8 | 0.1571 | 0.4 | 0.535 | ol | 184 | 0.00403 | HV
243-AL1/39-ST1A 110.0 | 9 | 0.1188 | 0.39 | 0.645 | ol | 243 | 0.00403 | HV
305-AL1/39-ST1A 110.0 | 9.2 | 0.0949 | 0.38 | 0.74 | ol | 305 | 0.00403 | HV
490-AL1/64-ST1A 110.0 | 9.75 | 0.059 | 0.37 | 0.96 | ol | 490 | 0.00403 | HV
679-AL1/86-ST1A 110.0 | 9.95 | 0.042 | 0.36 | 1.15 | ol | 679 | 0.00403 | HV
490-AL1/64-ST1A 220.0 | 10 | 0.059 | 0.285 | 0.96 | ol | 490 | 0.00403 | HV
679-AL1/86-ST1A 220.0 | 11.7 | 0.042 | 0.275 | 1.15 | ol | 679 | 0.00403 | HV
490-AL1/64-ST1A 380.0 | 11 | 0.059 | 0.253 | 0.96 | ol | 490 | 0.00403 | HV
679-AL1/86-ST1A 380.0 | 14.6 | 0.042 | 0.25 | 1.15 | ol | 679 | 0.00403 | HV

## trafo_std_types
| i0_percent | pfe_kw | vkr_percent | sn_mva | vn_lv_kv | vn_hv_kv | vk_percent | shift_degree | vector_group | tap_side | tap_neutral | tap_min | tap_max | tap_step_degree | tap_step_percent | tap_phase_shifter
160 MVA 380/110 kV | 0.06 | 60 | 0.25 | 160 | 110 | 380 | 12.2 | 0 | Yy0 | hv | 0 | -9 | 9 | 0 | 1.5 | FALSE
100 MVA 220/110 kV | 0.06 | 55 | 0.26 | 100 | 110 | 220 | 12 | 0 | Yy0 | hv | 0 | -9 | 9 | 0 | 1.5 | FALSE
63 MVA 110/20 kV | 0.04 | 22 | 0.32 | 63 | 20 | 110 | 18 | 150 | YNd5 | hv | 0 | -9 | 9 | 0 | 1.5 | FALSE
40 MVA 110/20 kV | 0.05 | 18 | 0.34 | 40 | 20 | 110 | 16.2 | 150 | YNd5 | hv | 0 | -9 | 9 | 0 | 1.5 | FALSE
25 MVA 110/20 kV | 0.07 | 14 | 0.41 | 25 | 20 | 110 | 12 | 150 | YNd5 | hv | 0 | -9 | 9 | 0 | 1.5 | FALSE
63 MVA 110/10 kV | 0.04 | 22 | 0.32 | 63 | 10 | 110 | 18 | 150 | YNd5 | hv | 0 | -9 | 9 | 0 | 1.5 | FALSE
40 MVA 110/10 kV | 0.05 | 18 | 0.34 | 40 | 10 | 110 | 16.2 | 150 | YNd5 | hv | 0 | -9 | 9 | 0 | 1.5 | FALSE
25 MVA 110/10 kV | 0.07 | 14 | 0.41 | 25 | 10 | 110 | 12 | 150 | YNd5 | hv | 0 | -9 | 9 | 0 | 1.5 | FALSE
0.25 MVA 20/0.4 kV | 0.32 | 0.8 | 1.44 | 0.25 | 0.4 | 20 | 6 | 150 | Yzn5 | hv | 0 | -2 | 2 | 0 | 2.5 | FALSE
0.4 MVA 20/0.4 kV | 0.3375 | 1.35 | 1.425 | 0.4 | 0.4 | 20 | 6 | 150 | Dyn5 | hv | 0 | -2 | 2 | 0 | 2.5 | FALSE
0.63 MVA 20/0.4 kV | 0.2619 | 1.65 | 1.206 | 0.63 | 0.4 | 20 | 6 | 150 | Dyn5 | hv | 0 | -2 | 2 | 0 | 2.5 | FALSE
0.25 MVA 10/0.4 kV | 0.24 | 0.6 | 1.2 | 0.25 | 0.4 | 10 | 4 | 150 | Dyn5 | hv | 0 | -2 | 2 | 0 | 2.5 | FALSE
0.4 MVA 10/0.4 kV | 0.2375 | 0.95 | 1.325 | 0.4 | 0.4 | 10 | 4 | 150 | Dyn5 | hv | 0 | -2 | 2 | 0 | 2.5 | FALSE
0.63 MVA 10/0.4 kV | 0.1873 | 1.18 | 1.0794 | 0.63 | 0.4 | 10 | 4 | 150 | Dyn5 | hv | 0 | -2 | 2 | 0 | 2.5 | FALSE

## trafo3w_std_types
| sn_hv_mva | sn_mv_mva | sn_lv_mva | vn_hv_kv | vn_mv_kv | vn_lv_kv | vk_hv_percent | vk_mv_percent | vk_lv_percent | vkr_hv_percent | vkr_mv_percent | vkr_lv_percent | pfe_kw | i0_percent | shift_mv_degree | shift_lv_degree | vector_group | tap_side | tap_neutral | tap_min | tap_max | tap_step_percent
63/25/38 MVA 110/20/10 kV | 63 | 25 | 38 | 110 | 20 | 10 | 10.4 | 10.4 | 10.4 | 0.28 | 0.32 | 0.35 | 35 | 0.89 | 0 | 0 | YN0yn0yn0 | hv | 0 | -10 | 10 | 1.2
63/25/38 MVA 110/10/10 kV | 63 | 25 | 38 | 110 | 10 | 10 | 10.4 | 10.4 | 10.4 | 0.28 | 0.32 | 0.35 | 35 | 0.89 | 0 | 0 | YN0yn0yn0 | hv | 0 | -10 | 10 | 1.2

## fuse_std_types
| fuse_type | i_rated_a | t_avg | t_min | t_total | x_avg | x_min | x_total
HV 100A | HV 100A | 100 | 0 | [10.0, 3.64, 0.854, 0.281, 0.1, 0.0531, 0.022, 0.01] | [10.0, 4.267, 1.21, 0.403, 0.1, 0.058, 0.022, 0.01] | 0 | [300.0, 350.0, 450.0, 550.0, 700.0, 850.0, 1200.0, 1752.0] | [600.0, 700.0, 900.0, 1150.0, 1665.0, 2000.0, 3000.0, 4313.0]
HV 10A | HV 10A | 10 | 0 | [10.0, 1675.0, 0.344, 0.156, 0.1, 0.0417, 0.0171, 0.01] | [10.0, 1.3, 0.3, 0.155, 0.1, 0.0555, 0.023, 0.01] | 0 | [30.0, 32.0, 35.0, 37.0, 39.0, 50.0, 70.0, 88.0] | [60.0, 70.0, 80.0, 87.0, 94.0, 110.0, 150.0, 216.0]
HV 125A | HV 125A | 125 | 0 | [10.0, 1.82, 0.344, 0.1, 0.0467, 0.0269, 0.01] | [10.0, 2.478, 0.426, 0.1, 0.0427, 0.0211, 0.01] | 0 | [375.0, 500.0, 700.0, 925.0, 1200.0, 1500.0, 2341.0] | [750.0, 1000.0, 1500.0, 2200.0, 3000.0, 4000.0, 5765.0]
HV 160A | HV 160A | 160 | 0 | [10.0, 4.15, 1.03, 0.198, 0.1, 0.051, 0.0172, 0.01] | [10.0, 2.3, 0.734, 0.274, 0.1, 0.046, 0.0177, 0.01] | 0 | [480.0, 550.0, 700.0, 1000.0, 1260.0, 1600.0, 2500.0, 3227.0] | [960.0, 1300.0, 1700.0, 2200.0, 2996.0, 4000.0, 6000.0, 7946.0]
HV 16A | HV 16A | 16 | 0 | [10.0, 0.352, 0.164, 0.1, 0.0649, 0.0342, 0.01] | [10.0, 2.34, 0.722, 0.181, 0.1, 0.055, 0.0296, 0.01] | 0 | [48.0, 60.0, 65.0, 71.0, 80.0, 100.0, 162.0] | [96.0, 110.0, 125.0, 150.0, 168.0, 200.0, 250.0, 398.0]
HV 200A | HV 200A | 200 | 0 | [10.0, 4.267, 1.21, 0.403, 0.1, 0.058, 0.022, 0.01] | [10.0, 3.73, 1.654, 0.328, 0.1, 0.0531, 0.019, 0.01] | 0 | [600.0, 700.0, 900.0, 1150.0, 1665.0, 2000.0, 3000.0, 4313.0] | [1200.0, 1500.0, 1800.0, 2700.0, 3960.0, 5000.0, 7500.0, 10620.0]
HV 20A | HV 20A | 20 | 0 | [10.0, 1.3, 0.3, 0.155, 0.1, 0.0555, 0.023, 0.01] | [10.0, 1.3, 0.161, 0.1, 0.0611, 0.0399, 0.0141, 0.01] | 0 | [60.0, 70.0, 80.0, 87.0, 94.0, 110.0, 150.0, 216.0] | [120.0, 150.0, 200.0, 223.0, 260.0, 300.0, 450.0, 532.0]
HV 25A | HV 25A | 25 | 0 | [10.0, 2.512, 0.833, 0.299, 0.1, 0.0372, 0.0223, 0.01] | [10.0, 3.125, 0.597, 0.198, 0.1, 0.0378, 0.022, 0.01] | 0 | [75.0, 82.0, 90.0, 100.0, 124.0, 170.0, 200.0, 289.0] | [150.0, 170.0, 210.0, 250.0, 294.0, 400.0, 500.0, 711.0]
HV 31.5A | HV 31.5A | 31.5 | 0 | [10.0, 2.34, 0.722, 0.181, 0.1, 0.055, 0.0296, 0.01] | [10.0, 2.84, 0.368, 0.164, 0.1, 0.0621, 0.0378, 0.0195, 0.01] | 0 | [95.0, 110.0, 125.0, 150.0, 165.0, 200.0, 250.0, 390.0] | [189.0, 220.0, 300.0, 350.0, 393.0, 450.0, 530.0, 700.0, 960.0]
HV 40A | HV 40A | 40 | 0 | [10.0, 1.3, 0.161, 0.1, 0.0611, 0.0399, 0.0141, 0.01] | [10.0, 2.05, 0.369, 0.198, 0.1, 0.051, 0.0298, 0.01] | 0 | [120.0, 150.0, 200.0, 223.0, 260.0, 300.0, 450.0, 532.0] | [240.0, 300.0, 400.0, 450.0, 530.0, 650.0, 800.0, 1311.0]
HV 50A | HV 50A | 50 | 0 | [10.0, 3.215, 0.597, 0.198, 0.1, 0.0378, 0.022, 0.01] | [10.0, 3.64, 0.854, 0.281, 0.1, 0.0531, 0.022, 0.01] | 0 | [150.0, 170.0, 210.0, 250.0, 294.0, 400.0, 500.0, 711.0] | [300.0, 350.0, 450.0, 550.0, 700.0, 850.0, 1200.0, 1752.0]
HV 6.3A | HV 6.3A | 6.3 | 0 | [10.0, 1.39, 0.344, 0.168, 0.1, 0.056, 0.0263, 0.01] | [10.0, 1.711, 0.516, 0.198, 0.1, 0.0634, 0.0303, 0.01] | 0 | [19.0, 19.5, 20.4, 20.8, 22.0, 25.0, 32.0, 48.0] | [38.0, 40.0, 43.0, 48.0, 53.0, 60.0, 75.0, 118.0]
HV 63A | HV 63A | 63 | 0 | [10.0, 2.84, 0.368, 0.164, 0.1, 0.0621, 0.0378, 0.0195, 0.01] | [10.0, 1.82, 0.344, 0.1, 0.0467, 0.0269, 0.01] | 0 | [189.0, 220.0, 300.0, 350.0, 393.0, 450.0, 530.0, 700.0, 961.0] | [378.0, 500.0, 700.0, 934.0, 1200.0, 1500.0, 2366.0]
HV 80A | HV 80A | 80 | 0 | [10.0, 2.05, 0.369, 0.198, 0.1, 0.051, 0.0298, 0.01] | [10.0, 4.15, 1.03, 0.198, 0.1, 0.051, 0.0172, 0.01] | 0 | [240.0, 300.0, 400.0, 450.0, 530.0, 650.0, 800.0, 1311.0] | [480.0, 550.0, 700.0, 1000.0, 1260.0, 1600.0, 2500.0, 3227.0]
Siemens NH-1-100 | Siemens NH-1-100 | 100 | [5400.0, 2000.0, 400.0, 20.0, 1.0, 0.2, 0.012, 0.004] | 0 | 0 | [150.0, 190.0, 250.0, 430.0, 900.0, 1250.0, 2700.0, 3600.0] | 0 | 0
Siemens NH-1-125 | Siemens NH-1-125 | 125 | [4800.0, 120.0, 7.0, 0.1, 0.004] | 0 | 0 | [180.0, 400.0, 740.0, 2000.0, 4250.0] | 0 | 0
Siemens NH-1-16 | Siemens NH-1-16 | 16 | [4000.0, 400.0, 2.0, 0.1, 0.04, 0.01] | 0 | 0 | [26.0, 35.0, 75.0, 150.0, 200.0, 300.0] | 0 | 0
Siemens NH-1-160 | Siemens NH-1-160 | 160 | [4800.0, 120.0, 7.0, 0.1, 0.004] | 0 | 0 | [210.0, 500.0, 900.0, 2300.0, 5000.0] | 0 | 0
Siemens NH-1-25 | Siemens NH-1-25 | 25 | [4000.0, 1000.0, 10.0, 0.2, 0.02, 0.01] | 0 | 0 | [40.0, 50.0, 100.0, 210.0, 400.0, 500.0] | 0 | 0
Siemens NH-1-50 | Siemens NH-1-50 | 50 | [4000.0, 40.0, 4.0, 1.0, 0.02, 0.01] | 0 | 0 | [86.0, 200.0, 300.0, 400.0, 1000.0, 1280.0] | 0 | 0
Siemens NH-1-63 | Siemens NH-1-63 | 63 | [4000.0, 100.0, 10.0, 2.0, 0.04, 0.01] | 0 | 0 | [100.0, 200.0, 300.0, 400.0, 1000.0, 1500.0] | 0 | 0
Siemens NH-1-80 | Siemens NH-1-80 | 80 | [4800.0, 120.0, 7.0, 0.1, 0.01] | 0 | 0 | [150.58, 250.0, 450.0, 1150.0, 2470.0] | 0 | 0
Siemens NH-2-1000 | Siemens NH-2-1000 | 1000 | [4800.0, 120.0, 7.0, 0.1, 0.004] | 0 | 0 | [1900.0, 3500.0, 8400.0, 24000.0, 52000.0] | 0 | 0
Siemens NH-2-200 | Siemens NH-2-200 | 200 | [4800.0, 120.0, 7.0, 0.1, 0.004] | 0 | 0 | [280.0, 650.0, 1200.0, 3000.0, 7000.0] | 0 | 0
Siemens NH-2-224 | Siemens NH-2-224 | 224 | [4800.0, 120.0, 7.0, 0.2, 0.04, 0.004] | 0 | 0 | [400.0, 750.0, 1453.0, 3025.0, 4315.0, 7600.0] | 0 | 0
Siemens NH-2-250 | Siemens NH-2-250 | 250 | [4800.0, 120.0, 7.0, 0.1, 0.004] | 0 | 0 | [450.0, 800.0, 1650.0, 4000.0, 8500.0] | 0 | 0
Siemens NH-2-315 | Siemens NH-2-315 | 315 | [4800.0, 120.0, 7.0, 0.1, 0.004] | 0 | 0 | [550.0, 920.0, 1900.0, 5000.0, 11000.0] | 0 | 0
Siemens NH-2-355 | Siemens NH-2-355 | 355 | [4800.0, 120.0, 6.0, 0.1, 0.004] | 0 | 0 | [650.0, 1116.27, 2350.0, 5840.0, 12790.0] | 0 | 0
Siemens NH-2-400 | Siemens NH-2-400 | 400 | [4800.0, 120.0, 7.0, 0.1, 0.004] | 0 | 0 | [720.0, 1350.0, 2800.0, 6500.0, 15000.0] | 0 | 0
Siemens NH-2-425 | Siemens NH-2-425 | 425 | [4800.0, 120.0, 7.0, 0.1, 0.004] | 0 | 0 | [850.0, 1500.0, 3050.0, 7500.0, 16500.0] | 0 | 0
Siemens NH-2-630 | Siemens NH-2-630 | 630 | [4800.0, 120.0, 7.0, 0.1, 0.004] | 0 | 0 | [1200.0, 2000.0, 4800.0, 12000.0, 26000.0] | 0 | 0

## res_bus
| vm_pu | va_degree | p_mw | q_mvar
0 | 0.97497 | -0.48258 | 0.00090903 | 0.00022782
1 | 0.97501 | -0.4818 | 0.0016308 | 0.00040871
2 | 0.97494 | -0.48329 | 0 | 0
3 | 0.9752 | -0.47817 | 0.0003933 | 9.857e-05
4 | 0.97492 | -0.48361 | 0 | 0
5 | 0.97579 | -0.4664 | 0 | 0
6 | 0.97485 | -0.48501 | 0.0013783 | 0.00034544
7 | 0.97816 | -0.41975 | 0 | 0
8 | 0.97479 | -0.48612 | 0 | 0
9 | 0.97475 | -0.48692 | 0.0010312 | 0.00025844
10 | 0.97815 | -0.42007 | 0.00032528 | 8.1524e-05
11 | 0.97979 | -0.38776 | 0 | 0
12 | 0.97773 | -0.42833 | 0 | 0
13 | 0.97473 | -0.48733 | 0.00080451 | 0.00020163
14 | 0.98002 | -0.38323 | 0.00083688 | 0.00020974
15 | 0.97968 | -0.38988 | 0 | 0
16 | 0.97746 | -0.43361 | 0.00048312 | 0.00012108
17 | 0.98011 | -0.38137 | 0 | 0
18 | 0.97997 | -0.38418 | 0.00073163 | 0.00018336
19 | 0.98023 | -0.37896 | 0 | 0
20 | 0.97129 | -0.55336 | 0.0032686 | 0.00081918
21 | 0.97138 | -0.55156 | 0 | 0
22 | 0.97169 | -0.54531 | 0 | 0
23 | 0.97147 | -0.54968 | 0.0018787 | 0.00047084
24 | 0.97187 | -0.54183 | 0.0083695 | 0.0020976
25 | 0.97146 | -0.54997 | 0.0016442 | 0.00041207
26 | 0.97215 | -0.53622 | 0 | 0
27 | 0.97396 | -0.50044 | 0 | 0
28 | 0.97202 | -0.53865 | 0.038328 | 0.0096058
29 | 0.97363 | -0.50708 | 0 | 0
30 | 0.97518 | -0.47649 | 0.025479 | 0.0063857
31 | 0.97095 | -0.55985 | 0 | 0
32 | 0.97108 | -0.55738 | 0 | 0
33 | 0.97092 | -0.56057 | 0.0013923 | 0.00034894
34 | 0.97354 | -0.50871 | 0.0044942 | 0.0011264
35 | 0.97873 | -0.40711 | 0 | 0
36 | 0.97868 | -0.40803 | 0.0026971 | 0.00067595
37 | 0.97691 | -0.44279 | 0 | 0
38 | 0.97886 | -0.40441 | 0 | 0
39 | 0.97802 | -0.42089 | 0.0011784 | 0.00029533
40 | 0.97094 | -0.56023 | 0.0018747 | 0.00046985
41 | 0.97098 | -0.55934 | 0 | 0
42 | 0.97731 | -0.43583 | 0.001451 | 0.00036365
43 | 0.97739 | -0.43429 | 0.0017085 | 0.0004282
44 | 0.97723 | -0.43749 | 0 | 0
45 | 0.9777 | -0.42818 | 0.0019059 | 0.00047767
46 | 0.97716 | -0.43885 | 0 | 0
47 | 0.9772 | -0.43803 | 0 | 0
48 | 0.97795 | -0.42323 | 0 | 0
49 | 0.977 | -0.44204 | 0.0017875 | 0.00044798
50 | 0.97702 | -0.44158 | 0.0017194 | 0.00043092
51 | 0.97717 | -0.43852 | 0.003036 | 0.00076089
52 | 0.97818 | -0.41882 | 0.003073 | 0.00077017
53 | 0.97786 | -0.42509 | 0.0031757 | 0.0007959
54 | 0.97693 | -0.44329 | 0.0021312 | 0.00053414
55 | 0.97701 | -0.44171 | 0.0013671 | 0.00034264
56 | 0.99631 | -0.069535 | 0.0010329 | 0.00025888
57 | 0.99628 | -0.070073 | 0.0014617 | 0.00036634
58 | 0.99634 | -0.068887 | 0 | 0
59 | 0.99637 | -0.068367 | 0 | 0
60 | 0.98327 | -0.31934 | 0.0016122 | 0.00040407
61 | 0.9833 | -0.31882 | 0 | 0
62 | 0.99648 | -0.066301 | 0 | 0
63 | 0.99635 | -0.068828 | 0.0013065 | 0.00032745
64 | 0.98332 | -0.3183 | 0 | 0
65 | 0.99643 | -0.067293 | 0.0011893 | 0.00029808
66 | 0.99742 | -0.048452 | 0.0018091 | 0.00045339
67 | 0.99412 | -0.11096 | 0 | 0
68 | 0.99633 | -0.069134 | 0.0017276 | 0.00043297
69 | 1 | 0 | -0.50525 | -0.1302
70 | 0.99857 | -0.026767 | 0.0018135 | 0.00045451
71 | 0.97372 | -0.50536 | 0.0025406 | 0.00063673
72 | 0.97377 | -0.5043 | 0 | 0
73 | 0.97964 | -0.39059 | 0.00062965 | 0.00015781
74 | 0.97281 | -0.52433 | 0.0004997 | 0.00012524
75 | 0.97281 | -0.52428 | 0.00050017 | 0.00012535
76 | 0.97284 | -0.52369 | 0.00075195 | 0.00018846
77 | 0.97717 | -0.43939 | 0.0015646 | 0.00039213
78 | 0.9772 | -0.43884 | 0 | 0
79 | 0.97734 | -0.436 | 0 | 0
80 | 0.97983 | -0.38694 | 0.00052045 | 0.00013044
81 | 0.98062 | -0.3714 | 0 | 0
82 | 0.97726 | -0.43588 | 0.0012434 | 0.00031161
83 | 0.97721 | -0.43683 | 0.0021584 | 0.00054096
84 | 0.97726 | -0.43573 | 0.0013235 | 0.0003317
85 | 0.97717 | -0.43751 | 0.0040747 | 0.0010212
86 | 0.97732 | -0.43459 | 0.0012733 | 0.00031913
87 | 0.97735 | -0.43405 | 0 | 0
88 | 0.97695 | -0.44189 | 0.0022264 | 0.00055799
89 | 0.97769 | -0.42741 | 0.0013283 | 0.0003329
90 | 0.97733 | -0.43443 | 0.0030793 | 0.00077175
91 | 0.97641 | -0.45235 | 0.0037084 | 0.00092942
92 | 0.97584 | -0.4636 | 0 | 0
93 | 0.97603 | -0.46009 | 0.011808 | 0.0029594
94 | 0.98488 | -0.28766 | 0 | 0
95 | 0.98435 | -0.29802 | 0.0013469 | 0.00033757
96 | 0.98791 | -0.22952 | 0.0047832 | 0.0011988
97 | 0.98293 | -0.32547 | 0.0012298 | 0.00030822
98 | 0.98002 | -0.38196 | 0.0010537 | 0.00026409
99 | 0.97853 | -0.41093 | 0.0013029 | 0.00032653
100 | 0.98258 | -0.3321 | 0.00068961 | 0.00017283
101 | 0.98218 | -0.33982 | 0.00060631 | 0.00015196
102 | 0.9816 | -0.3511 | 0.00049051 | 0.00012293
103 | 0.98126 | -0.35767 | 0.00060033 | 0.00015046
104 | 0.98087 | -0.36528 | 0.00064379 | 0.00016135
105 | 0.98432 | -0.29863 | 0.0015364 | 0.00038507
106 | 0.98721 | -0.24295 | 0.0015958 | 0.00039995
107 | 0.98902 | -0.20812 | 0 | 0
108 | 0.97809 | -0.41957 | 0 | 0
109 | 0.97802 | -0.42087 | 0.0013805 | 0.00034598
110 | 0.97776 | -0.42593 | 0.0013095 | 0.0003282
111 | 0.97794 | -0.42245 | 0.0012928 | 0.00032402
112 | 0.97791 | -0.42302 | 0.0013635 | 0.00034172
113 | 0.97787 | -0.42393 | 0.0015013 | 0.00037627
114 | 0.97786 | -0.42402 | 0.0014862 | 0.00037248
115 | 0.97677 | -0.44535 | 0.0013237 | 0.00033175
116 | 0.97692 | -0.4425 | 0.0013934 | 0.00034921
117 | 0.97657 | -0.44938 | 0 | 0
118 | 0.97692 | -0.44245 | 0.00097145 | 0.00024347
119 | 0.97647 | -0.45124 | 0.0011006 | 0.00027583
120 | 0.97646 | -0.4514 | 0.0010979 | 0.00027516
121 | 0.9762 | -0.4566 | 0.00093397 | 0.00023407
122 | 0.97052 | -0.56851 | 0.002032 | 0.00050927
123 | 0.97053 | -0.56838 | 0.0020037 | 0.00050216
124 | 0.97613 | -0.45786 | 0.001749 | 0.00043834
125 | 0.97613 | -0.4579 | 0.0011751 | 0.00029451
126 | 0.97558 | -0.46872 | 0.00086387 | 0.00021651
127 | 0.97515 | -0.47712 | 0.0074866 | 0.0018763
128 | 0.97125 | -0.55409 | 0.0063749 | 0.0015977
129 | 0.97129 | -0.55323 | 0.0030956 | 0.00077583
130 | 0.97115 | -0.55615 | 0.0012033 | 0.00030158
131 | 0.97183 | -0.54259 | 0.0035507 | 0.0008899
132 | 0.97188 | -0.54154 | 0.0029809 | 0.00074708
133 | 0.97057 | -0.5675 | 0 | 0
134 | 0.97047 | -0.56957 | 0 | 0
135 | 0.97041 | -0.57072 | 0.0035515 | 0.00089008
136 | 0.97046 | -0.56964 | 0 | 0
137 | 0.98406 | -0.30365 | 0.002995 | 0.00075063
138 | 0.98899 | -0.20884 | 0.0018099 | 0.00045361
139 | 0.98897 | -0.20917 | 0.0018133 | 0.00045445
140 | 0.99036 | -0.18249 | 0.0015804 | 0.00039609
141 | 0.99174 | -0.15611 | 0 | 0
142 | 0.9917 | -0.15695 | 0.0018126 | 0.00045429
143 | 0.99172 | -0.15663 | 0.0018093 | 0.00045344
144 | 0.98687 | -0.24954 | 0.0058096 | 0.001456
145 | 0.99373 | -0.11839 | 0 | 0
146 | 0.9731 | -0.51746 | 0.0045839 | 0.0011488
147 | 0.97041 | -0.57076 | 0.0030836 | 0.00077283
148 | 0.97044 | -0.57014 | 0.0020649 | 0.00051752
149 | 0.97064 | -0.56599 | 0.023478 | 0.005884
150 | 0.9709 | -0.56089 | 0.0016905 | 0.00042368
151 | 0.97313 | -0.51691 | 0.0022162 | 0.00055542
152 | 0.985 | -0.28576 | 0.005698 | 0.0014281
153 | 0.9851 | -0.2839 | 0 | 0
154 | 0.97949 | -0.39362 | 0.0024534 | 0.00061489
155 | 0.97952 | -0.39296 | 0.0023577 | 0.00059088
156 | 0.97089 | -0.56108 | 0.00063613 | 0.00015943
157 | 0.97044 | -0.57003 | 0.032421 | 0.0081253
158 | 0.97312 | -0.51816 | 0.00028145 | 7.0537e-05
159 | 0.97302 | -0.52003 | 0.0021407 | 0.00053652
160 | 0.97317 | -0.51717 | 0 | 0
161 | 0.97289 | -0.52272 | 0.0024733 | 0.00061987
162 | 0.9727 | -0.52648 | 0.0006395 | 0.00016027
163 | 0.97391 | -0.50252 | 0.00045752 | 0.00011467
164 | 0.97284 | -0.52364 | 0.00041305 | 0.00010352
165 | 0.97228 | -0.53474 | 0 | 0
166 | 0.97463 | -0.48833 | 0 | 0
167 | 0.97196 | -0.54097 | 0.0026777 | 0.0006711
168 | 0.97218 | -0.53673 | 0 | 0
169 | 0.97462 | -0.48856 | 0.00070216 | 0.00017598
170 | 0.97506 | -0.47985 | 0 | 0
171 | 0.98588 | -0.26876 | 0.0019194 | 0.00048106
172 | 0.98655 | -0.25573 | 0.0015808 | 0.00039618
173 | 0.98398 | -0.30566 | 0 | 0
174 | 0.98426 | -0.30003 | 0 | 0
175 | 0.98385 | -0.30817 | 0 | 0
176 | 0.98394 | -0.30646 | 0.001759 | 0.00044086
177 | 0.98421 | -0.30113 | 0.0023489 | 0.0005887
178 | 0.98363 | -0.31258 | 0.0033571 | 0.00084136
179 | 0.98346 | -0.31588 | 0.0033206 | 0.00083222
180 | 0.98391 | -0.30708 | 0.0021438 | 0.0005373
181 | 0.98302 | -0.32423 | 0.0021624 | 0.00054196
182 | 0.98213 | -0.34146 | 0.0014899 | 0.00037339
183 | 0.98419 | -0.30158 | 0.0015811 | 0.00039625
184 | 0.97777 | -0.42684 | 0.00036337 | 9.1068e-05
185 | 0.97776 | -0.42702 | 0.00083746 | 0.00020989
186 | 0.97775 | -0.4272 | 0.001086 | 0.00027218
187 | 0.97773 | -0.42768 | 0.002011 | 0.00050401
188 | 0.97882 | -0.40616 | 0 | 0
189 | 0.98119 | -0.36011 | 0.00097753 | 0.00024499
190 | 0.98077 | -0.3685 | 0.00072727 | 0.00018227
191 | 0.98164 | -0.3514 | 0 | 0
192 | 0.98188 | -0.34661 | 0.0033489 | 0.00083931
193 | 0.98206 | -0.34315 | 0.00034186 | 8.5678e-05
194 | 0.97136 | -0.55299 | 0.00049995 | 0.0001253
195 | 0.97136 | -0.5529 | 0 | 0
196 | 0.9801 | -0.3812 | 0.0020938 | 0.00052475
197 | 0.98015 | -0.38024 | 0.0012827 | 0.00032148
198 | 0.97128 | -0.55447 | 0.0035927 | 0.00090042
199 | 0.98209 | -0.34263 | 0.00053467 | 0.000134
200 | 0.97921 | -0.39853 | 0 | 0
201 | 0.97911 | -0.40057 | 0.002797 | 0.000701
202 | 0.97935 | -0.39584 | 0 | 0
203 | 0.98121 | -0.35942 | 0 | 0
204 | 0.98046 | -0.37409 | 0 | 0
205 | 0.9815 | -0.35375 | 0.0012809 | 0.00032103
206 | 0.97903 | -0.40208 | 0.0012889 | 0.00032304
207 | 0.97973 | -0.38827 | 0.0020173 | 0.00050557
208 | 0.97898 | -0.40301 | 0 | 0
209 | 0.98019 | -0.37936 | 0.0018033 | 0.00045194
210 | 0.98039 | -0.37552 | 0.0017365 | 0.0004352
211 | 0.98176 | -0.34867 | 0.0016129 | 0.00040424
212 | 0.97145 | -0.55108 | 0 | 0
213 | 0.97137 | -0.55279 | 0.0036393 | 0.0009121
214 | 0.97147 | -0.55078 | 0.00043854 | 0.00010991
215 | 0.98017 | -0.37986 | 0.0012822 | 0.00032135
216 | 0.97134 | -0.5533 | 0.0013435 | 0.00033672
217 | 0.97173 | -0.54555 | 0.0011028 | 0.0002764
218 | 0.9754 | -0.47317 | 0.0022111 | 0.00055415
219 | 0.97551 | -0.47108 | 0.0029278 | 0.00073376
220 | 0.97579 | -0.46547 | 0.001636 | 0.00041002
221 | 0.97585 | -0.46443 | 0.0013353 | 0.00033467
222 | 0.97619 | -0.45772 | 0.0016978 | 0.00042551
223 | 0.97891 | -0.40447 | 0.0012895 | 0.00032318
224 | 0.97895 | -0.40355 | 0.0012889 | 0.00032304
225 | 0.9789 | -0.40468 | 0.00053703 | 0.00013459
226 | 0.97859 | -0.41073 | 0.0020359 | 0.00051024
227 | 0.97814 | -0.41939 | 0 | 0
228 | 0.98181 | -0.34778 | 0.0010595 | 0.00026553
229 | 0.98296 | -0.32538 | 0 | 0
230 | 0.97968 | -0.38982 | 0.00062909 | 0.00015766
231 | 0.97961 | -0.39124 | 0.00052776 | 0.00013227
232 | 0.97899 | -0.40276 | 0.0019313 | 0.00048404
233 | 0.97899 | -0.40281 | 0.0008426 | 0.00021118
234 | 0.97898 | -0.4031 | 0 | 0
235 | 0.97897 | -0.40325 | 0.00082125 | 0.00020583
236 | 0.97897 | -0.40321 | 0.00053757 | 0.00013473
237 | 0.99369 | -0.11904 | 0.0015799 | 0.00039597
238 | 0.99407 | -0.11181 | 0.0018134 | 0.00045448
239 | 0.99409 | -0.11149 | 0.00181 | 0.00045363
240 | 0.99367 | -0.11953 | 0.0015801 | 0.00039602
241 | 0.99633 | -0.069066 | 0.0011887 | 0.00029791
242 | 0.98022 | -0.37877 | 0.0014124 | 0.00035399
243 | 0.98026 | -0.37794 | 0.0013146 | 0.00032947
244 | 0.98292 | -0.3262 | 0.002095 | 0.00052506
245 | 0.98286 | -0.32734 | 0.0027548 | 0.00069043
246 | 0.98285 | -0.32765 | 0.0020945 | 0.00052494
247 | 0.98278 | -0.3289 | 0.0020927 | 0.00052448
248 | 0.98276 | -0.3294 | 0.0010597 | 0.00026559
249 | 0.97211 | -0.53797 | 0.0026764 | 0.00067076
250 | 0.97728 | -0.4363 | 0 | 0
251 | 0.97651 | -0.4513 | 0 | 0
252 | 0.97208 | -0.5386 | 0.0019308 | 0.00048389
253 | 0.98274 | -0.32986 | 0.00062652 | 0.00015702
254 | 0.98247 | -0.33518 | 0.00054946 | 0.00013771
255 | 0.98358 | -0.31345 | 0.0034398 | 0.0008621
256 | 0.99626 | -0.07046 | 0.0011888 | 0.00029794
257 | 0.97797 | -0.42273 | 0.0023307 | 0.00058413
258 | 0.97698 | -0.44236 | 0.0010199 | 0.00025562
259 | 0.97696 | -0.44268 | 0.0016222 | 0.00040656
260 | 0.98274 | -0.32974 | 0.0020944 | 0.00052492
261 | 0.9799 | -0.38495 | 0 | 0
262 | 0.97996 | -0.38381 | 0 | 0
263 | 0.99363 | -0.12023 | 0.0015792 | 0.00039578
264 | 0.97995 | -0.38408 | 0.0016159 | 0.00040499
265 | 0.97974 | -0.38824 | 0.0020176 | 0.00050565
266 | 0.97974 | -0.38824 | 0.0020171 | 0.00050552
267 | 0.97766 | -0.42895 | 0.0023186 | 0.0005811
268 | 0.9776 | -0.42999 | 0.0020107 | 0.00050392
269 | 0.97774 | -0.42736 | 0.0023182 | 0.000581
270 | 0.97755 | -0.43101 | 0.0020119 | 0.00050423
271 | 0.97779 | -0.42625 | 0.0023193 | 0.00058127
272 | 0.97794 | -0.42343 | 0.0023177 | 0.00058087
273 | 0.97968 | -0.38933 | 0.0020167 | 0.00050544
274 | 0.97968 | -0.3894 | 0.0020172 | 0.00050556
275 | 0.99621 | -0.071425 | 0.0011893 | 0.00029807
276 | 0.9962 | -0.071597 | 0.0011895 | 0.00029812
277 | 0.99998 | 149.9956 | 0 | 0

## res_line
| p_from_mw | q_from_mvar | p_to_mw | q_to_mvar | pl_mw | ql_mvar | i_from_ka | i_to_ka | i_ka | vm_from_pu | va_from_degree | vm_to_pu | va_to_degree | loading_percent
0 | -0.0041236 | -0.0010321 | 0.0041238 | 0.0010321 | 1.5236e-07 | -3.0438e-08 | 0.006293 | 0.006293 | 0.006293 | 0.97497 | -0.48258 | 0.97501 | -0.4818 | 1.7289
1 | 0.0032146 | 0.0008043 | -0.0032145 | -0.00080438 | 1.0878e-07 | -8.0694e-08 | 0.0049057 | 0.0049057 | 0.0049057 | 0.97497 | -0.48258 | 0.97494 | -0.48329 | 1.3477
2 | -0.0057545 | -0.0014408 | 0.0057555 | 0.001441 | 9.9628e-07 | 2.0788e-07 | 0.0087818 | 0.0087816 | 0.0087818 | 0.97501 | -0.4818 | 0.9752 | -0.47817 | 2.4126
3 | 0.0032145 | 0.00080438 | -0.0032144 | -0.00080442 | 4.9348e-08 | -3.6602e-08 | 0.0049057 | 0.0049057 | 0.0049057 | 0.97494 | -0.48329 | 0.97492 | -0.48361 | 1.3477
4 | -0.0061488 | -0.0015396 | 0.0061523 | 0.0015405 | 3.444e-06 | 9.0146e-07 | 0.0093817 | 0.0093813 | 0.0093817 | 0.9752 | -0.47817 | 0.97579 | -0.4664 | 2.5774
5 | 0.0032144 | 0.00080442 | -0.0032142 | -0.00080458 | 2.1327e-07 | -1.5815e-07 | 0.0049057 | 0.0049058 | 0.0049058 | 0.97492 | -0.48361 | 0.97485 | -0.48501 | 1.3478
6 | -0.0061523 | -0.0015405 | 0.0061659 | 0.001544 | 1.3678e-05 | 3.5632e-06 | 0.0093813 | 0.0093794 | 0.0093813 | 0.97579 | -0.4664 | 0.97816 | -0.41975 | 2.5773
7 | 0.0018359 | 0.00045914 | -0.0018358 | -0.00045949 | 9.7001e-08 | -3.4865e-07 | 0.002802 | 0.0028021 | 0.0028021 | 0.97485 | -0.48501 | 0.97479 | -0.48612 | 0.76981
8 | 0.00032529 | 8.0869e-05 | -0.00032528 | -8.1524e-05 | 4.8107e-09 | -6.5484e-07 | 0.00049461 | 0.00049484 | 0.00049484 | 0.97816 | -0.41975 | 0.97815 | -0.42007 | 0.13595
9 | -0.0085407 | -0.0021321 | 0.0085537 | 0.0021378 | 1.2994e-05 | 5.7337e-06 | 0.012989 | 0.012989 | 0.012989 | 0.97816 | -0.41975 | 0.97979 | -0.38776 | 3.5685
10 | 0.0020495 | 0.00050718 | -0.0020487 | -0.00050951 | 8.3076e-07 | -2.3312e-06 | 0.0031155 | 0.0031165 | 0.0031165 | 0.97816 | -0.41975 | 0.97773 | -0.42833 | 0.85617
11 | 0.0018358 | 0.00045949 | -0.0018357 | -0.00045974 | 6.9946e-08 | -2.5135e-07 | 0.0028021 | 0.0028022 | 0.0028022 | 0.97479 | -0.48612 | 0.97475 | -0.48692 | 0.76984
12 | 0.00080453 | 0.00020129 | -0.00080451 | -0.00020163 | 1.5666e-08 | -3.3523e-07 | 0.001228 | 0.0012282 | 0.0012282 | 0.97475 | -0.48692 | 0.97473 | -0.48733 | 0.33741
13 | -0.0091835 | -0.0022926 | 0.0091854 | 0.0022935 | 1.9751e-06 | 9.2284e-07 | 0.013944 | 0.013944 | 0.013944 | 0.97979 | -0.38776 | 0.98002 | -0.38323 | 3.8307
14 | 0.00062974 | 0.00015476 | -0.00062967 | -0.00015704 | 6.2939e-08 | -2.2737e-06 | 0.0009553 | 0.00095612 | 0.00095612 | 0.97979 | -0.38776 | 0.97968 | -0.38988 | 0.26267
15 | 0.0020487 | 0.00050951 | -0.0020481 | -0.00051095 | 5.1246e-07 | -1.4358e-06 | 0.0031165 | 0.0031171 | 0.0031171 | 0.97773 | -0.42833 | 0.97746 | -0.43361 | 0.85635
16 | -0.010022 | -0.0025033 | 0.010024 | 0.0025043 | 2.0341e-06 | 1.0065e-06 | 0.015214 | 0.015214 | 0.015214 | 0.98002 | -0.38323 | 0.98023 | -0.37896 | 4.1798
17 | 0.00062967 | 0.00015704 | -0.00062965 | -0.00015781 | 2.1345e-08 | -7.7007e-07 | 0.00095612 | 0.0009564 | 0.0009564 | 0.97968 | -0.38988 | 0.97964 | -0.39059 | 0.26275
18 | 0.001565 | 0.00038987 | -0.0015649 | -0.0003908 | 1.7788e-07 | -9.3408e-07 | 0.0023816 | 0.002382 | 0.002382 | 0.97746 | -0.43361 | 0.97734 | -0.436 | 0.6544
19 | 0.0072235 | 0.0018102 | -0.0072225 | -0.0018099 | 9.6743e-07 | 3.4887e-07 | 0.010967 | 0.010967 | 0.010967 | 0.98011 | -0.38137 | 0.97997 | -0.38418 | 3.0129
20 | -0.0072235 | -0.0018102 | 0.0072243 | 0.0018105 | 8.285e-07 | 2.987e-07 | 0.010967 | 0.010967 | 0.010967 | 0.98011 | -0.38137 | 0.98023 | -0.37896 | 3.0128
21 | 0.0064909 | 0.0016265 | -0.00649 | -0.0016262 | 8.5187e-07 | 2.5061e-07 | 0.0098559 | 0.009856 | 0.009856 | 0.97997 | -0.38418 | 0.97983 | -0.38694 | 2.7077
22 | -0.017249 | -0.0043148 | 0.017255 | 0.0043184 | 6.2065e-06 | 3.6676e-06 | 0.026181 | 0.026181 | 0.026181 | 0.98023 | -0.37896 | 0.98062 | -0.3714 | 7.1926
23 | -0.0032686 | -0.00081918 | 0.0032689 | 0.000819 | 2.8045e-07 | -1.8969e-07 | 0.0050075 | 0.0050074 | 0.0050075 | 0.97129 | -0.55336 | 0.97138 | -0.55156 | 1.3757
24 | -0.0032689 | -0.000819 | 0.0032698 | 0.00081834 | 9.7368e-07 | -6.5928e-07 | 0.0050074 | 0.0050069 | 0.0050074 | 0.97138 | -0.55156 | 0.97169 | -0.54531 | 1.3756
25 | 0.0035236 | 0.00088245 | -0.0035229 | -0.00088281 | 7.3355e-07 | -3.6258e-07 | 0.0053957 | 0.005396 | 0.005396 | 0.97169 | -0.54531 | 0.97147 | -0.54968 | 1.4824
26 | -0.0067935 | -0.0017008 | 0.0067946 | 0.0017012 | 1.1241e-06 | 3.7622e-07 | 0.010403 | 0.010402 | 0.010403 | 0.97169 | -0.54531 | 0.97187 | -0.54183 | 2.8579
27 | 0.0016442 | 0.00041197 | -0.0016442 | -0.00041207 | 2.251e-08 | -1.0277e-07 | 0.0025184 | 0.0025185 | 0.0025185 | 0.97147 | -0.54968 | 0.97146 | -0.54997 | 0.69188
28 | -0.015164 | -0.0037988 | 0.015168 | 0.0038011 | 4.054e-06 | 2.346e-06 | 0.023217 | 0.023217 | 0.023217 | 0.97187 | -0.54183 | 0.97215 | -0.53622 | 6.3783
29 | -0.047018 | -0.011793 | 0.04706 | 0.01182 | 4.2084e-05 | 2.6665e-05 | 0.071971 | 0.07197 | 0.071971 | 0.97215 | -0.53622 | 0.9731 | -0.51746 | 19.7721
30 | 0.031849 | 0.0079924 | -0.031841 | -0.0079873 | 8.0865e-06 | 5.0629e-06 | 0.048754 | 0.048754 | 0.048754 | 0.97215 | -0.53622 | 0.97188 | -0.54154 | 13.3939
31 | 0.098207 | 0.024713 | -0.098028 | -0.024599 | 0.000179 | 0.0001143 | 0.15008 | 0.15008 | 0.15008 | 0.97396 | -0.50044 | 0.97202 | -0.53865 | 41.2297
32 | 0.004496 | 0.0011262 | -0.0044946 | -0.0011263 | 1.4234e-06 | -8.9853e-08 | 0.0068688 | 0.0068691 | 0.0068691 | 0.97396 | -0.50044 | 0.97363 | -0.50708 | 1.8871
33 | -0.1027 | -0.02584 | 0.10282 | 0.025915 | 0.00011765 | 7.5138e-05 | 0.15694 | 0.15694 | 0.15694 | 0.97396 | -0.50044 | 0.97518 | -0.47649 | 43.1167
34 | 0.0597 | 0.014993 | -0.059647 | -0.014959 | 5.3286e-05 | 3.3893e-05 | 0.091403 | 0.091403 | 0.091403 | 0.97202 | -0.53865 | 0.97108 | -0.55738 | 25.1106
35 | 0.0044946 | 0.0011263 | -0.0044942 | -0.0011264 | 3.4822e-07 | -2.186e-08 | 0.0068691 | 0.0068692 | 0.0068692 | 0.97363 | -0.50708 | 0.97354 | -0.50871 | 1.8871
36 | -0.1283 | -0.032301 | 0.12838 | 0.032351 | 7.9131e-05 | 5.0369e-05 | 0.19582 | 0.19582 | 0.19582 | 0.97518 | -0.47649 | 0.97584 | -0.4636 | 26.8988
37 | -0.0037191 | -0.00093174 | 0.0037195 | 0.00093158 | 4.385e-07 | -1.6465e-07 | 0.0056995 | 0.0056993 | 0.0056995 | 0.97095 | -0.55985 | 0.97108 | -0.55738 | 1.5658
38 | 0.0037191 | 0.00093174 | -0.003719 | -0.00093179 | 1.2668e-07 | -4.7541e-08 | 0.0056995 | 0.0056995 | 0.0056995 | 0.97095 | -0.55985 | 0.97092 | -0.56057 | 1.5658
39 | 0.055927 | 0.014028 | -0.055904 | -0.014013 | 2.2937e-05 | 1.4576e-05 | 0.085703 | 0.085703 | 0.085703 | 0.97108 | -0.55738 | 0.97064 | -0.56599 | 23.5449
40 | 0.0023267 | 0.00058285 | -0.0023266 | -0.00058292 | 3.5962e-08 | -7.0263e-08 | 0.0035657 | 0.0035657 | 0.0035657 | 0.97092 | -0.56057 | 0.9709 | -0.56089 | 0.9796
41 | 0.0026972 | 0.00067579 | -0.0026971 | -0.00067595 | 1.1734e-07 | -1.5875e-07 | 0.0041006 | 0.0041007 | 0.0041007 | 0.97873 | -0.40711 | 0.97868 | -0.40803 | 1.1266
42 | 0.011838 | 0.0029754 | -0.011818 | -0.0029646 | 2.013e-05 | 1.0806e-05 | 0.018001 | 0.018002 | 0.018002 | 0.97873 | -0.40711 | 0.97691 | -0.44279 | 4.9456
43 | -0.15124 | -0.038225 | 0.15126 | 0.038237 | 1.9609e-05 | 1.2351e-05 | 0.23006 | 0.23006 | 0.23006 | 0.97873 | -0.40711 | 0.97886 | -0.40441 | 15.8005
44 | 0.13671 | 0.034574 | -0.13662 | -0.034517 | 9.0315e-05 | 5.6683e-05 | 0.20795 | 0.20795 | 0.20795 | 0.97873 | -0.40711 | 0.97802 | -0.42089 | 14.2826
45 | 0.011818 | 0.0029646 | -0.011808 | -0.0029594 | 9.7432e-06 | 5.2328e-06 | 0.018002 | 0.018002 | 0.018002 | 0.97691 | -0.44279 | 0.97603 | -0.46009 | 4.9457
46 | -0.2494 | -0.062999 | 0.24967 | 0.06317 | 0.00026861 | 0.00017091 | 0.37931 | 0.37931 | 0.37931 | 0.97886 | -0.40441 | 0.98002 | -0.38196 | 26.0514
47 | 0.098144 | 0.024762 | -0.098114 | -0.024743 | 3.0621e-05 | 1.886e-05 | 0.14925 | 0.14925 | 0.14925 | 0.97886 | -0.40441 | 0.97853 | -0.41093 | 10.2509
48 | 0.13544 | 0.034222 | -0.13535 | -0.034166 | 8.7845e-05 | 5.5115e-05 | 0.20616 | 0.20616 | 0.20616 | 0.97802 | -0.42089 | 0.97733 | -0.43443 | 14.1595
49 | -0.0018747 | -0.00046985 | 0.0018748 | 0.00046958 | 8.0035e-08 | -2.6857e-07 | 0.0028731 | 0.002873 | 0.0028731 | 0.97094 | -0.56023 | 0.97098 | -0.55934 | 0.78932
50 | 0.012742 | 0.0031941 | -0.012737 | -0.0031913 | 4.954e-06 | 2.7422e-06 | 0.019527 | 0.019527 | 0.019527 | 0.97098 | -0.55934 | 0.97057 | -0.5675 | 5.3647
51 | -0.014617 | -0.0036637 | 0.014619 | 0.0036649 | 2.2178e-06 | 1.2736e-06 | 0.0224 | 0.0224 | 0.0224 | 0.97098 | -0.55934 | 0.97115 | -0.55615 | 6.1539
52 | -0.014138 | -0.0035425 | 0.014139 | 0.0035431 | 1.0386e-06 | 5.8978e-07 | 0.021525 | 0.021525 | 0.021525 | 0.97731 | -0.43583 | 0.97739 | -0.43429 | 5.9135
53 | 0.012687 | 0.0031789 | -0.012686 | -0.0031783 | 9.9978e-07 | 5.5033e-07 | 0.019316 | 0.019316 | 0.019316 | 0.97731 | -0.43583 | 0.97723 | -0.43749 | 5.3066
54 | -0.015847 | -0.0039713 | 0.015852 | 0.003974 | 4.6104e-06 | 2.6859e-06 | 0.024126 | 0.024126 | 0.024126 | 0.97739 | -0.43429 | 0.9777 | -0.42818 | 6.6281
55 | 0.0096496 | 0.0024176 | -0.009649 | -0.0024173 | 6.2653e-07 | 3.0403e-07 | 0.014693 | 0.014693 | 0.014693 | 0.97723 | -0.43749 | 0.97716 | -0.43885 | 4.0366
56 | 0.0030361 | 0.00076075 | -0.0030361 | -0.00076082 | 7.8208e-08 | -7.2197e-08 | 0.004623 | 0.0046231 | 0.0046231 | 0.97723 | -0.43749 | 0.9772 | -0.43803 | 1.2701
57 | -0.017758 | -0.0044517 | 0.017762 | 0.0044542 | 4.1949e-06 | 2.4926e-06 | 0.027027 | 0.027027 | 0.027027 | 0.9777 | -0.42818 | 0.97795 | -0.42323 | 7.425
58 | 0.0039194 | 0.00098162 | -0.0039188 | -0.0009818 | 5.9511e-07 | -1.7711e-07 | 0.0059683 | 0.0059685 | 0.0059685 | 0.97716 | -0.43885 | 0.977 | -0.44204 | 1.6397
59 | 0.0057295 | 0.0014356 | -0.0057288 | -0.0014355 | 7.4591e-07 | 1.5011e-07 | 0.0087248 | 0.0087249 | 0.0087249 | 0.97716 | -0.43885 | 0.97702 | -0.44158 | 2.397
60 | 0.0030361 | 0.00076082 | -0.003036 | -0.00076089 | 7.1663e-08 | -6.6147e-08 | 0.0046231 | 0.0046231 | 0.0046231 | 0.9772 | -0.43803 | 0.97717 | -0.43852 | 1.2701
61 | -0.025237 | -0.0063272 | 0.025242 | 0.0063305 | 5.3044e-06 | 3.2744e-06 | 0.0384 | 0.0384 | 0.0384 | 0.97795 | -0.42323 | 0.97818 | -0.41882 | 10.5495
62 | 0.0074747 | 0.0018731 | -0.0074741 | -0.0018728 | 6.6156e-07 | 2.5229e-07 | 0.011373 | 0.011373 | 0.011373 | 0.97795 | -0.42323 | 0.97786 | -0.42509 | 3.1245
63 | 0.0021314 | 0.00053382 | -0.0021312 | -0.00053414 | 1.2722e-07 | -3.2172e-07 | 0.0032461 | 0.0032462 | 0.0032462 | 0.977 | -0.44204 | 0.97693 | -0.44329 | 0.89182
64 | 0.0040094 | 0.0010046 | -0.0040094 | -0.0010046 | 2.4893e-08 | -6.3634e-09 | 0.0061063 | 0.0061063 | 0.0061063 | 0.97702 | -0.44158 | 0.97701 | -0.44171 | 1.6775
65 | -0.028315 | -0.0071007 | 0.028332 | 0.0071113 | 1.7092e-05 | 1.0631e-05 | 0.043075 | 0.043075 | 0.043075 | 0.97818 | -0.41882 | 0.97882 | -0.40616 | 11.8337
66 | 0.0042984 | 0.0010769 | -0.004298 | -0.001077 | 3.5895e-07 | -5.0921e-08 | 0.0065407 | 0.0065408 | 0.0065408 | 0.97786 | -0.42509 | 0.97777 | -0.42684 | 1.7969
67 | 0.0026422 | 0.00066194 | -0.0026421 | -0.00066206 | 8.1296e-08 | -1.1562e-07 | 0.0040241 | 0.0040242 | 0.0040242 | 0.97701 | -0.44171 | 0.97698 | -0.44236 | 1.1055
68 | 0.0014618 | 0.00036609 | -0.0014617 | -0.00036634 | 3.7464e-08 | -2.4899e-07 | 0.0021831 | 0.0021832 | 0.0021832 | 0.99631 | -0.069535 | 0.99628 | -0.070073 | 0.59978
69 | -0.0024947 | -0.00062497 | 0.0024948 | 0.00062483 | 7.6891e-08 | -1.4315e-07 | 0.0037258 | 0.0037257 | 0.0037258 | 0.99631 | -0.069535 | 0.99634 | -0.068887 | 1.0236
70 | -0.0024948 | -0.00062483 | 0.0024948 | 0.00062471 | 6.1876e-08 | -1.1521e-07 | 0.0037257 | 0.0037257 | 0.0037257 | 0.99634 | -0.068887 | 0.99637 | -0.068367 | 1.0236
71 | -0.005529 | -0.001385 | 0.0055296 | 0.001385 | 5.4398e-07 | 7.1001e-08 | 0.008257 | 0.0082569 | 0.008257 | 0.99637 | -0.068367 | 0.99648 | -0.066301 | 2.2684
72 | 0.0030342 | 0.00076024 | -0.0030341 | -0.00076031 | 6.6694e-08 | -7.0125e-08 | 0.0045313 | 0.0045314 | 0.0045314 | 0.99637 | -0.068367 | 0.99635 | -0.068828 | 1.2449
73 | -0.0016122 | -0.00040407 | 0.0016123 | 0.00040386 | 4.0363e-08 | -2.0352e-07 | 0.0024399 | 0.0024398 | 0.0024399 | 0.98327 | -0.31934 | 0.9833 | -0.31882 | 0.67029
74 | -0.0016123 | -0.00040386 | 0.0016123 | 0.00040367 | 3.9426e-08 | -1.9882e-07 | 0.0024398 | 0.0024397 | 0.0024398 | 0.9833 | -0.31882 | 0.98332 | -0.3183 | 0.67027
75 | 0.0059467 | 0.0014897 | -0.0059464 | -0.0014896 | 2.8099e-07 | 5.6046e-08 | 0.0088798 | 0.0088798 | 0.0088798 | 0.99648 | -0.066301 | 0.99643 | -0.067293 | 2.4395
76 | -0.49836 | -0.12825 | 0.4988 | 0.12853 | 0.00043301 | 0.00027669 | 0.74539 | 0.74539 | 0.74539 | 0.99648 | -0.066301 | 0.99742 | -0.048452 | 51.1943
77 | 0.48689 | 0.12538 | -0.48583 | -0.12471 | 0.0010555 | 0.0006744 | 0.72825 | 0.72825 | 0.72825 | 0.99648 | -0.066301 | 0.99412 | -0.11096 | 50.0174
78 | 0.0017276 | 0.00043285 | -0.0017276 | -0.00043297 | 2.517e-08 | -1.152e-07 | 0.0025801 | 0.0025801 | 0.0025801 | 0.99635 | -0.068828 | 0.99633 | -0.069134 | 0.70882
79 | 0.01436 | 0.0036 | -0.014356 | -0.0035977 | 4.0538e-06 | 2.3042e-06 | 0.021731 | 0.021731 | 0.021731 | 0.98332 | -0.3183 | 0.98302 | -0.32423 | 5.97
80 | 0.12266 | 0.030995 | -0.12252 | -0.03091 | 0.00013598 | 8.4896e-05 | 0.1857 | 0.1857 | 0.1857 | 0.98332 | -0.3183 | 0.98213 | -0.34146 | 12.7542
81 | -0.13863 | -0.034999 | 0.13875 | 0.035075 | 0.0001215 | 7.6268e-05 | 0.20987 | 0.20987 | 0.20987 | 0.98332 | -0.3183 | 0.98426 | -0.30003 | 14.4142
82 | 0.0047571 | 0.0011916 | -0.0047567 | -0.0011916 | 4.0179e-07 | -1.9388e-08 | 0.0071037 | 0.0071038 | 0.0071038 | 0.99643 | -0.067293 | 0.99633 | -0.069066 | 1.9516
83 | -0.50061 | -0.12898 | 0.50113 | 0.12932 | 0.00052903 | 0.00033805 | 0.74809 | 0.74809 | 0.74809 | 0.99742 | -0.048452 | 0.99857 | -0.026767 | 51.3797
84 | 0.48221 | 0.1238 | -0.48203 | -0.12369 | 0.00017379 | 0.00011104 | 0.72283 | 0.72283 | 0.72283 | 0.99412 | -0.11096 | 0.99373 | -0.11839 | 49.6449
85 | 0.0036235 | 0.00090795 | -0.0036234 | -0.000908 | 9.1226e-08 | -4.8833e-08 | 0.0054237 | 0.0054237 | 0.0054237 | 0.99412 | -0.11096 | 0.99409 | -0.11149 | 1.49
86 | 0.5036 | 0.1302 | -0.50295 | -0.12978 | 0.00065704 | 0.00041986 | 0.75079 | 0.75079 | 0.75079 | 1 | 0 | 0.99857 | -0.026767 | 51.5653
87 | -0.0025406 | -0.00063673 | 0.0025407 | 0.00063653 | 1.2751e-07 | -1.9901e-07 | 0.0038825 | 0.0038824 | 0.0038825 | 0.97372 | -0.50536 | 0.97377 | -0.5043 | 1.0666
88 | -0.056434 | -0.014182 | 0.056508 | 0.014229 | 7.3351e-05 | 4.6617e-05 | 0.086251 | 0.086251 | 0.086251 | 0.97377 | -0.5043 | 0.97515 | -0.47712 | 23.6953
89 | 0.053894 | 0.013546 | -0.053861 | -0.013525 | 3.2422e-05 | 2.0591e-05 | 0.082369 | 0.082369 | 0.082369 | 0.97377 | -0.5043 | 0.97313 | -0.51691 | 22.6288
90 | -0.0004997 | -0.00012524 | 0.0004997 | 0.00012518 | 1.0282e-09 | -5.761e-08 | 0.00076434 | 0.00076432 | 0.00076434 | 0.97281 | -0.52433 | 0.97281 | -0.52428 | 0.20998
91 | -0.00099987 | -0.00025053 | 0.0009999 | 0.00025015 | 2.8142e-08 | -3.8038e-07 | 0.0015294 | 0.0015292 | 0.0015294 | 0.97281 | -0.52428 | 0.97284 | -0.52369 | 0.42016
92 | -0.0017518 | -0.00043861 | 0.0017518 | 0.00043859 | 4.4524e-09 | -1.7685e-08 | 0.0026794 | 0.0026794 | 0.0026794 | 0.97284 | -0.52369 | 0.97284 | -0.52364 | 0.7361
93 | -0.0015646 | -0.00039213 | 0.0015646 | 0.00039191 | 4.0415e-08 | -2.1198e-07 | 0.0023826 | 0.0023825 | 0.0023826 | 0.97717 | -0.43939 | 0.9772 | -0.43884 | 0.65455
94 | -0.0015646 | -0.00039191 | 0.0015649 | 0.0003908 | 2.116e-07 | -1.1104e-06 | 0.0023825 | 0.002382 | 0.0023825 | 0.9772 | -0.43884 | 0.97734 | -0.436 | 0.65452
95 | 0.0059696 | 0.0014958 | -0.0059688 | -0.0014956 | 8.188e-07 | 1.8946e-07 | 0.0090656 | 0.0090657 | 0.0090657 | 0.97983 | -0.38694 | 0.97968 | -0.38982 | 2.4906
96 | -0.017255 | -0.0043184 | 0.017257 | 0.0043198 | 2.3853e-06 | 1.4095e-06 | 0.026181 | 0.026181 | 0.026181 | 0.98062 | -0.3714 | 0.98077 | -0.3685 | 7.1925
97 | 0.0062335 | 0.0015622 | -0.0062333 | -0.0015621 | 2.8183e-07 | 7.5854e-08 | 0.0094915 | 0.0094915 | 0.0094915 | 0.97726 | -0.43588 | 0.97721 | -0.43683 | 2.6076
98 | -0.0074769 | -0.0018738 | 0.007477 | 0.0018738 | 5.6462e-08 | 2.1581e-08 | 0.011385 | 0.011385 | 0.011385 | 0.97726 | -0.43588 | 0.97726 | -0.43573 | 3.1277
99 | 0.0040748 | 0.0010212 | -0.0040747 | -0.0010212 | 1.3235e-07 | -3.0139e-08 | 0.0062048 | 0.0062048 | 0.0062048 | 0.97721 | -0.43683 | 0.97717 | -0.43751 | 1.7046
100 | -0.0088005 | -0.0022056 | 0.0088009 | 0.0022058 | 4.7723e-07 | 2.1662e-07 | 0.0134 | 0.0134 | 0.0134 | 0.97726 | -0.43573 | 0.97732 | -0.43459 | 3.6813
101 | -0.010074 | -0.0025249 | 0.010075 | 0.002525 | 2.5869e-07 | 1.2882e-07 | 0.015339 | 0.015339 | 0.015339 | 0.97732 | -0.43459 | 0.97735 | -0.43405 | 4.2139
102 | 0.076972 | 0.019408 | -0.076943 | -0.01939 | 2.8879e-05 | 1.736e-05 | 0.11723 | 0.11723 | 0.11723 | 0.97735 | -0.43405 | 0.97695 | -0.44189 | 8.0516
103 | -0.087046 | -0.021933 | 0.087074 | 0.02195 | 2.7653e-05 | 1.6856e-05 | 0.13257 | 0.13257 | 0.13257 | 0.97735 | -0.43405 | 0.97769 | -0.42741 | 9.1051
104 | 0.074716 | 0.018832 | -0.074714 | -0.018831 | 2.0126e-06 | 1.2051e-06 | 0.11384 | 0.11384 | 0.11384 | 0.97695 | -0.44189 | 0.97692 | -0.44245 | 7.8187
105 | -0.088402 | -0.022282 | 0.088408 | 0.022286 | 6.2725e-06 | 3.8291e-06 | 0.13459 | 0.13459 | 0.13459 | 0.97769 | -0.42741 | 0.97776 | -0.42593 | 9.2439
106 | 0.13227 | 0.033395 | -0.13216 | -0.033324 | 0.00011346 | 7.1124e-05 | 0.20147 | 0.20147 | 0.20147 | 0.97733 | -0.43443 | 0.97641 | -0.45235 | 13.8375
107 | 0.12845 | 0.032394 | -0.12838 | -0.032351 | 6.9087e-05 | 4.3254e-05 | 0.19582 | 0.19582 | 0.19582 | 0.97641 | -0.45235 | 0.97584 | -0.4636 | 13.4494
108 | 0.0058821 | 0.0014731 | -0.0058792 | -0.0014725 | 2.8986e-06 | 6.103e-07 | 0.0088867 | 0.0088871 | 0.0088871 | 0.98488 | -0.28766 | 0.98435 | -0.29802 | 2.4415
109 | -0.26202 | -0.066707 | 0.26276 | 0.067176 | 0.00073692 | 0.00046907 | 0.39625 | 0.39625 | 0.39625 | 0.98488 | -0.28766 | 0.98791 | -0.22952 | 27.2148
110 | 0.25614 | 0.065234 | -0.25567 | -0.064937 | 0.00046616 | 0.00029666 | 0.38736 | 0.38736 | 0.38736 | 0.98488 | -0.28766 | 0.98293 | -0.32547 | 26.6045
111 | 0.0045323 | 0.001135 | -0.0045322 | -0.001135 | 1.3309e-07 | -1.0939e-08 | 0.006851 | 0.0068511 | 0.0068511 | 0.98435 | -0.29802 | 0.98432 | -0.29863 | 1.8822
112 | 0.19839 | 0.05029 | -0.19826 | -0.050209 | 0.00012803 | 8.1157e-05 | 0.29902 | 0.29902 | 0.29902 | 0.98791 | -0.22952 | 0.98721 | -0.24295 | 20.5373
113 | -0.46593 | -0.11866 | 0.46641 | 0.11897 | 0.00048141 | 0.00030757 | 0.70247 | 0.70247 | 0.70247 | 0.98791 | -0.22952 | 0.98902 | -0.20812 | 48.2468
114 | 0.25444 | 0.064629 | -0.25436 | -0.064578 | 8.1188e-05 | 5.1665e-05 | 0.3855 | 0.3855 | 0.3855 | 0.98293 | -0.32547 | 0.98258 | -0.3321 | 26.4767
115 | -0.25073 | -0.063434 | 0.25093 | 0.063562 | 0.00020092 | 0.00012784 | 0.38091 | 0.38091 | 0.38091 | 0.98002 | -0.38196 | 0.98087 | -0.36528 | 26.1612
116 | 0.096811 | 0.024416 | -0.096771 | -0.024392 | 4.0031e-05 | 2.4631e-05 | 0.14727 | 0.14727 | 0.14727 | 0.97853 | -0.41093 | 0.97809 | -0.41957 | 10.1148
117 | 0.25367 | 0.064405 | -0.25358 | -0.064345 | 9.4219e-05 | 5.9956e-05 | 0.38446 | 0.38446 | 0.38446 | 0.98258 | -0.3321 | 0.98218 | -0.33982 | 26.405
118 | 0.25297 | 0.064193 | -0.25283 | -0.064106 | 0.00013708 | 8.7229e-05 | 0.38354 | 0.38354 | 0.38354 | 0.98218 | -0.33982 | 0.9816 | -0.3511 | 26.3419
119 | 0.25234 | 0.063983 | -0.25226 | -0.063932 | 7.9717e-05 | 5.0726e-05 | 0.38279 | 0.38279 | 0.38279 | 0.9816 | -0.3511 | 0.98126 | -0.35767 | 26.2908
120 | 0.25166 | 0.063781 | -0.25157 | -0.063723 | 9.193e-05 | 5.8495e-05 | 0.38188 | 0.38188 | 0.38188 | 0.98126 | -0.35767 | 0.98087 | -0.36528 | 26.2283
121 | 0.0029958 | 0.0007499 | -0.002995 | -0.00075063 | 7.1551e-07 | -7.2436e-07 | 0.0045284 | 0.0045288 | 0.0045288 | 0.98432 | -0.29863 | 0.98406 | -0.30365 | 1.2442
122 | 0.19667 | 0.049809 | -0.1966 | -0.049769 | 6.2187e-05 | 3.9414e-05 | 0.29662 | 0.29662 | 0.29662 | 0.98721 | -0.24295 | 0.98687 | -0.24954 | 20.3721
123 | -0.47003 | -0.11988 | 0.47062 | 0.12025 | 0.00058239 | 0.00037209 | 0.70793 | 0.70792 | 0.70793 | 0.98902 | -0.20812 | 0.99036 | -0.18249 | 48.6212
124 | 0.0036234 | 0.00090789 | -0.0036232 | -0.00090795 | 1.2499e-07 | -6.3931e-08 | 0.0054514 | 0.0054514 | 0.0054514 | 0.98902 | -0.20812 | 0.98899 | -0.20884 | 1.4976
125 | 0.0070254 | 0.0017605 | -0.007025 | -0.0017604 | 4.3676e-07 | 1.5157e-07 | 0.010688 | 0.010688 | 0.010688 | 0.97809 | -0.41957 | 0.97802 | -0.42087 | 2.9363
126 | 0.089745 | 0.022631 | -0.089718 | -0.022614 | 2.7304e-05 | 1.6691e-05 | 0.13658 | 0.13658 | 0.13658 | 0.97809 | -0.41957 | 0.97776 | -0.42593 | 9.3808
127 | 0.0056445 | 0.0014144 | -0.0056441 | -0.0014143 | 4.2464e-07 | 7.9108e-08 | 0.0085878 | 0.0085879 | 0.0085879 | 0.97802 | -0.42087 | 0.97794 | -0.42245 | 2.3593
128 | 0.0043513 | 0.0010903 | -0.0043512 | -0.0010903 | 1.1818e-07 | -1.4568e-08 | 0.0066207 | 0.0066208 | 0.0066208 | 0.97794 | -0.42245 | 0.97791 | -0.42302 | 1.8189
129 | 0.0029877 | 0.00074858 | -0.0029875 | -0.00074871 | 1.2937e-07 | -1.2663e-07 | 0.004546 | 0.0045461 | 0.0045461 | 0.97791 | -0.42302 | 0.97787 | -0.42393 | 1.2489
130 | 0.0014862 | 0.00037244 | -0.0014862 | -0.00037248 | 6.0857e-09 | -3.591e-08 | 0.0022615 | 0.0022616 | 0.0022616 | 0.97787 | -0.42393 | 0.97786 | -0.42402 | 0.62131
131 | -0.072339 | -0.018232 | 0.072349 | 0.018238 | 9.8593e-06 | 5.8766e-06 | 0.11024 | 0.11024 | 0.11024 | 0.97677 | -0.44535 | 0.97692 | -0.4425 | 7.5714
132 | 0.071016 | 0.017901 | -0.071002 | -0.017893 | 1.3668e-05 | 8.1246e-06 | 0.10822 | 0.10822 | 0.10822 | 0.97677 | -0.44535 | 0.97657 | -0.44938 | 7.4329
133 | -0.073743 | -0.018587 | 0.073743 | 0.018588 | 1.8025e-07 | 1.0773e-07 | 0.11236 | 0.11236 | 0.11236 | 0.97692 | -0.4425 | 0.97692 | -0.44245 | 7.7171
134 | 0.071002 | 0.017893 | -0.070996 | -0.017889 | 6.3291e-06 | 3.7622e-06 | 0.10822 | 0.10822 | 0.10822 | 0.97657 | -0.44938 | 0.97647 | -0.45124 | 7.4329
135 | 0.069895 | 0.017613 | -0.069895 | -0.017613 | 5.3464e-07 | 3.1704e-07 | 0.10655 | 0.10655 | 0.10655 | 0.97647 | -0.45124 | 0.97646 | -0.4514 | 7.3177
136 | 0.068797 | 0.017337 | -0.06878 | -0.017327 | 1.7112e-05 | 1.0122e-05 | 0.10487 | 0.10487 | 0.10487 | 0.97646 | -0.4514 | 0.9762 | -0.4566 | 7.2028
137 | 0.067846 | 0.017093 | -0.067842 | -0.017091 | 4.0808e-06 | 2.4083e-06 | 0.10345 | 0.10345 | 0.10345 | 0.9762 | -0.4566 | 0.97613 | -0.45786 | 7.105
138 | -0.002032 | -0.00050927 | 0.002032 | 0.00050924 | 1.3141e-08 | -3.6202e-08 | 0.0031155 | 0.0031155 | 0.0031155 | 0.97052 | -0.56851 | 0.97053 | -0.56838 | 0.85591
139 | -0.0040357 | -0.0010114 | 0.0040359 | 0.0010114 | 1.6876e-07 | -3.7257e-08 | 0.0061875 | 0.0061875 | 0.0061875 | 0.97053 | -0.56838 | 0.97057 | -0.5675 | 1.6999
140 | 0.066093 | 0.016653 | -0.066092 | -0.016652 | 1.2976e-07 | 7.6227e-08 | 0.10078 | 0.10078 | 0.10078 | 0.97613 | -0.45786 | 0.97613 | -0.4579 | 6.9219
141 | 0.064917 | 0.016358 | -0.064884 | -0.016337 | 3.3583e-05 | 2.0466e-05 | 0.098992 | 0.098992 | 0.098992 | 0.97613 | -0.4579 | 0.97558 | -0.46872 | 9.0652
142 | 0.06402 | 0.016121 | -0.063994 | -0.016105 | 2.5691e-05 | 1.5636e-05 | 0.097675 | 0.097675 | 0.097675 | 0.97558 | -0.46872 | 0.97515 | -0.47712 | 8.9446
143 | -0.022199 | -0.0055651 | 0.0222 | 0.0055657 | 9.1018e-07 | 5.5655e-07 | 0.034011 | 0.034011 | 0.034011 | 0.97125 | -0.55409 | 0.97129 | -0.55323 | 9.3436
144 | 0.015824 | 0.0039674 | -0.015822 | -0.0039665 | 1.5574e-06 | 9.0933e-07 | 0.024244 | 0.024244 | 0.024244 | 0.97125 | -0.55409 | 0.97115 | -0.55615 | 6.6604
145 | -0.025295 | -0.0063415 | 0.025308 | 0.0063494 | 1.283e-05 | 7.9292e-06 | 0.038753 | 0.038753 | 0.038753 | 0.97129 | -0.55323 | 0.97183 | -0.54259 | 10.6465
146 | -0.028859 | -0.0072393 | 0.02886 | 0.0072402 | 1.4346e-06 | 8.9387e-07 | 0.04419 | 0.04419 | 0.04419 | 0.97183 | -0.54259 | 0.97188 | -0.54154 | 12.14
147 | 0.0051493 | 0.0012901 | -0.0051488 | -0.0012901 | 5.244e-07 | 5.8346e-08 | 0.0078944 | 0.0078945 | 0.0078945 | 0.97057 | -0.5675 | 0.97046 | -0.56964 | 2.1688
148 | 0.003552 | 0.00088982 | -0.0035517 | -0.00088999 | 3.5103e-07 | -1.6541e-07 | 0.0054456 | 0.0054457 | 0.0054457 | 0.97057 | -0.5675 | 0.97047 | -0.56957 | 1.4961
149 | 0.0035517 | 0.00088999 | -0.0035515 | -0.00089008 | 1.9464e-07 | -9.1668e-08 | 0.0054457 | 0.0054458 | 0.0054458 | 0.97047 | -0.56957 | 0.97041 | -0.57072 | 1.4961
150 | 0.0030838 | 0.00077269 | -0.0030836 | -0.00077283 | 1.6491e-07 | -1.3747e-07 | 0.0047283 | 0.0047284 | 0.0047284 | 0.97046 | -0.56964 | 0.97041 | -0.57076 | 1.299
151 | 0.002065 | 0.00051739 | -0.0020649 | -0.00051752 | 4.9873e-08 | -1.3199e-07 | 0.0031662 | 0.0031663 | 0.0031663 | 0.97046 | -0.56964 | 0.97044 | -0.57014 | 0.86985
152 | 0.0018133 | 0.00045434 | -0.0018133 | -0.00045445 | 2.8138e-08 | -1.1134e-07 | 0.0027282 | 0.0027283 | 0.0027283 | 0.98899 | -0.20884 | 0.98897 | -0.20917 | 0.74953
153 | -0.4722 | -0.12065 | 0.4728 | 0.12103 | 0.00060319 | 0.00038539 | 0.7103 | 0.7103 | 0.7103 | 0.99036 | -0.18249 | 0.99174 | -0.15611 | 48.7843
154 | -0.47642 | -0.12194 | 0.47729 | 0.1225 | 0.0008721 | 0.0005572 | 0.71573 | 0.71573 | 0.71573 | 0.99174 | -0.15611 | 0.99373 | -0.11839 | 49.1575
155 | 0.003622 | 0.00090757 | -0.0036219 | -0.00090762 | 8.8432e-08 | -4.6435e-08 | 0.0054344 | 0.0054344 | 0.0054344 | 0.99174 | -0.15611 | 0.99172 | -0.15663 | 1.493
156 | -0.0018126 | -0.00045429 | 0.0018127 | 0.00045417 | 2.7972e-08 | -1.1221e-07 | 0.0027198 | 0.0027197 | 0.0027198 | 0.9917 | -0.15695 | 0.99172 | -0.15663 | 0.7472
157 | 0.19079 | 0.048313 | -0.19074 | -0.048277 | 5.669e-05 | 3.5909e-05 | 0.28786 | 0.28786 | 0.28786 | 0.98687 | -0.24954 | 0.98655 | -0.25573 | 19.7705
158 | 0.0047396 | 0.0011874 | -0.0047394 | -0.0011874 | 1.4666e-07 | -6.7311e-09 | 0.0070969 | 0.0070969 | 0.0070969 | 0.99373 | -0.11839 | 0.99369 | -0.11904 | 1.9497
159 | -0.051644 | -0.012969 | 0.051645 | 0.01297 | 1.3476e-06 | 8.553e-07 | 0.07898 | 0.07898 | 0.07898 | 0.9731 | -0.51746 | 0.97313 | -0.51691 | 21.6978
160 | 0.032427 | 0.0081293 | -0.032421 | -0.0081253 | 6.2442e-06 | 3.913e-06 | 0.049712 | 0.049712 | 0.049712 | 0.97064 | -0.56599 | 0.97044 | -0.57003 | 13.6571
161 | 0.00063613 | 0.00015924 | -0.00063613 | -0.00015943 | 5.53e-09 | -1.8833e-07 | 0.00097488 | 0.00097495 | 0.00097495 | 0.9709 | -0.56089 | 0.97089 | -0.56108 | 0.26784
162 | -0.005698 | -0.0014281 | 0.0056985 | 0.0014282 | 5.0677e-07 | 9.2156e-08 | 0.0086079 | 0.0086078 | 0.0086079 | 0.985 | -0.28576 | 0.9851 | -0.2839 | 2.3648
163 | 0.038494 | 0.0096819 | -0.038454 | -0.0096567 | 3.9973e-05 | 2.5182e-05 | 0.058159 | 0.058159 | 0.058159 | 0.9851 | -0.2839 | 0.98398 | -0.30566 | 15.9777
164 | 0.14279 | 0.036129 | -0.14268 | -0.03606 | 0.00011044 | 6.9396e-05 | 0.21581 | 0.21581 | 0.21581 | 0.9851 | -0.2839 | 0.98426 | -0.30003 | 14.8222
165 | -0.18698 | -0.047239 | 0.18712 | 0.047325 | 0.00013573 | 8.5943e-05 | 0.28258 | 0.28258 | 0.28258 | 0.9851 | -0.2839 | 0.98588 | -0.26876 | 19.4078
166 | -0.0024534 | -0.00061489 | 0.0024535 | 0.00061475 | 7.748e-08 | -1.3762e-07 | 0.0037272 | 0.0037271 | 0.0037272 | 0.97949 | -0.39362 | 0.97952 | -0.39296 | 1.024
167 | -0.0048112 | -0.0012056 | 0.0048116 | 0.0012056 | 3.9304e-07 | 4.5412e-09 | 0.0073087 | 0.0073086 | 0.0073087 | 0.97952 | -0.39296 | 0.97961 | -0.39124 | 2.0079
168 | 0.0067802 | 0.0016985 | -0.0067796 | -0.0016983 | 6.0282e-07 | 2.0002e-07 | 0.010368 | 0.010368 | 0.010368 | 0.97312 | -0.51816 | 0.97302 | -0.52003 | 2.8482
169 | -0.0070617 | -0.001769 | 0.007062 | 0.0017691 | 3.3349e-07 | 1.1867e-07 | 0.010798 | 0.010798 | 0.010798 | 0.97312 | -0.51816 | 0.97317 | -0.51717 | 2.9665
170 | 0.0046389 | 0.0011617 | -0.0046383 | -0.0011618 | 5.928e-07 | -1.0731e-08 | 0.0070938 | 0.007094 | 0.007094 | 0.97302 | -0.52003 | 0.97289 | -0.52272 | 1.9489
171 | 0.018567 | 0.0046599 | -0.018559 | -0.004655 | 8.2397e-06 | 4.9349e-06 | 0.028392 | 0.028392 | 0.028392 | 0.97317 | -0.51717 | 0.9727 | -0.52648 | 7.8001
172 | -0.025629 | -0.006429 | 0.025647 | 0.0064401 | 1.7917e-05 | 1.108e-05 | 0.03919 | 0.03919 | 0.03919 | 0.97317 | -0.51717 | 0.97391 | -0.50252 | 10.7665
173 | 0.002165 | 0.00054188 | -0.0021649 | -0.00054211 | 9.5154e-08 | -2.2648e-07 | 0.0033111 | 0.0033112 | 0.0033112 | 0.97289 | -0.52272 | 0.97284 | -0.52364 | 0.90966
174 | 0.017919 | 0.0044947 | -0.017912 | -0.0044905 | 7.0484e-06 | 4.2007e-06 | 0.027414 | 0.027414 | 0.027414 | 0.9727 | -0.52648 | 0.97228 | -0.53474 | 7.5314
175 | -0.026105 | -0.0065548 | 0.026122 | 0.0065657 | 1.7684e-05 | 1.0949e-05 | 0.039889 | 0.039889 | 0.039889 | 0.97391 | -0.50252 | 0.97463 | -0.48833 | 10.9585
176 | 0.013304 | 0.003336 | -0.0133 | -0.0033338 | 3.9522e-06 | 2.2143e-06 | 0.020362 | 0.020362 | 0.020362 | 0.97228 | -0.53474 | 0.97196 | -0.54097 | 5.5941
177 | 0.0046079 | 0.0011545 | -0.0046075 | -0.0011545 | 4.3745e-07 | -1.0913e-08 | 0.007052 | 0.0070521 | 0.0070521 | 0.97228 | -0.53474 | 0.97218 | -0.53673 | 1.9374
178 | 0.00070216 | 0.00017575 | -0.00070216 | -0.00017598 | 7.8746e-09 | -2.2268e-07 | 0.0010719 | 0.001072 | 0.001072 | 0.97463 | -0.48833 | 0.97462 | -0.48856 | 0.29451
179 | -0.026824 | -0.0067415 | 0.026835 | 0.0067482 | 1.087e-05 | 6.7411e-06 | 0.040961 | 0.040961 | 0.040961 | 0.97463 | -0.48833 | 0.97506 | -0.47985 | 11.253
180 | 0.010623 | 0.0026627 | -0.01062 | -0.0026615 | 2.316e-06 | 1.1929e-06 | 0.016263 | 0.016263 | 0.016263 | 0.97196 | -0.54097 | 0.97173 | -0.54555 | 4.4679
181 | 0.0046075 | 0.0011545 | -0.0046072 | -0.0011545 | 2.7261e-07 | -6.7656e-09 | 0.0070521 | 0.0070522 | 0.0070522 | 0.97218 | -0.53673 | 0.97211 | -0.53797 | 1.9374
182 | -0.026835 | -0.0067482 | 0.026844 | 0.0067535 | 8.5638e-06 | 5.311e-06 | 0.040961 | 0.040961 | 0.040961 | 0.97506 | -0.47985 | 0.9754 | -0.47317 | 11.253
183 | -0.18904 | -0.047806 | 0.18916 | 0.047881 | 0.00011827 | 7.4901e-05 | 0.28547 | 0.28547 | 0.28547 | 0.98588 | -0.26876 | 0.98655 | -0.25573 | 19.6067
184 | 0.034551 | 0.0086788 | -0.034547 | -0.0086762 | 4.1494e-06 | 2.6041e-06 | 0.052257 | 0.052257 | 0.052257 | 0.98398 | -0.30566 | 0.98385 | -0.30817 | 14.3562
185 | 0.0039031 | 0.00097794 | -0.0039029 | -0.00097799 | 1.5001e-07 | -4.9843e-08 | 0.0059023 | 0.0059024 | 0.0059024 | 0.98398 | -0.30566 | 0.98394 | -0.30646 | 1.6215
186 | 0.0039302 | 0.0009847 | -0.00393 | -0.00098477 | 2.0609e-07 | -6.5945e-08 | 0.0059416 | 0.0059417 | 0.0059417 | 0.98426 | -0.30003 | 0.98421 | -0.30113 | 1.6323
187 | 0.0067985 | 0.0017038 | -0.006797 | -0.0017034 | 1.425e-06 | 4.5569e-07 | 0.010282 | 0.010282 | 0.010282 | 0.98385 | -0.30817 | 0.98363 | -0.31258 | 2.8248
188 | 0.027748 | 0.0069723 | -0.027738 | -0.006966 | 1.02e-05 | 6.3323e-06 | 0.041974 | 0.041974 | 0.041974 | 0.98385 | -0.30817 | 0.98346 | -0.31588 | 11.5314
189 | 0.0021439 | 0.00053713 | -0.0021438 | -0.0005373 | 6.2865e-08 | -1.6231e-07 | 0.0032422 | 0.0032422 | 0.0032422 | 0.98394 | -0.30646 | 0.98391 | -0.30708 | 0.89073
190 | 0.0015811 | 0.00039607 | -0.0015811 | -0.00039625 | 3.4044e-08 | -1.8011e-07 | 0.0023904 | 0.0023905 | 0.0023905 | 0.98421 | -0.30113 | 0.98419 | -0.30158 | 0.65672
191 | 0.00344 | 0.00086201 | -0.0034398 | -0.0008621 | 1.4409e-07 | -8.7873e-08 | 0.0052039 | 0.005204 | 0.005204 | 0.98363 | -0.31258 | 0.98358 | -0.31345 | 1.4297
192 | 0.024418 | 0.0061338 | -0.024401 | -0.0061238 | 1.6284e-05 | 1.0019e-05 | 0.03695 | 0.03695 | 0.03695 | 0.98346 | -0.31588 | 0.98274 | -0.32986 | 10.1512
193 | 0.012193 | 0.0030557 | -0.012193 | -0.0030554 | 6.7032e-07 | 3.6249e-07 | 0.018457 | 0.018457 | 0.018457 | 0.98302 | -0.32423 | 0.98296 | -0.32538 | 5.0707
194 | 0.12103 | 0.030537 | -0.12099 | -0.030514 | 3.6636e-05 | 2.2859e-05 | 0.18344 | 0.18344 | 0.18344 | 0.98213 | -0.34146 | 0.98181 | -0.34778 | 12.5992
195 | 0.0039346 | 0.00098592 | -0.0039346 | -0.00098593 | 3.3234e-08 | -9.732e-09 | 0.0059879 | 0.0059879 | 0.0059879 | 0.97777 | -0.42684 | 0.97776 | -0.42702 | 1.645
196 | 0.0030971 | 0.00077604 | -0.0030971 | -0.00077606 | 2.7142e-08 | -2.3491e-08 | 0.0047134 | 0.0047134 | 0.0047134 | 0.97776 | -0.42702 | 0.97775 | -0.4272 | 1.2949
197 | 0.0020111 | 0.00050388 | -0.002011 | -0.00050401 | 4.6456e-08 | -1.3613e-07 | 0.0030606 | 0.0030606 | 0.0030606 | 0.97775 | -0.4272 | 0.97773 | -0.42768 | 0.84083
198 | -0.028332 | -0.0071113 | 0.028342 | 0.0071177 | 1.0318e-05 | 6.4169e-06 | 0.043075 | 0.043075 | 0.043075 | 0.97882 | -0.40616 | 0.97921 | -0.39853 | 11.8337
199 | 0.017992 | 0.0045064 | -0.017985 | -0.0045021 | 7.1852e-06 | 4.2736e-06 | 0.027284 | 0.027284 | 0.027284 | 0.98119 | -0.36011 | 0.98077 | -0.3685 | 7.4957
200 | -0.018969 | -0.0047514 | 0.018977 | 0.0047561 | 7.8693e-06 | 4.7159e-06 | 0.028767 | 0.028766 | 0.028767 | 0.98119 | -0.36011 | 0.98164 | -0.3514 | 7.9029
201 | -0.018977 | -0.0047561 | 0.018981 | 0.0047587 | 4.3272e-06 | 2.5931e-06 | 0.028766 | 0.028766 | 0.028766 | 0.98164 | -0.3514 | 0.98188 | -0.34661 | 7.9029
202 | -0.02233 | -0.005598 | 0.022334 | 0.0056003 | 3.6894e-06 | 2.2526e-06 | 0.033842 | 0.033841 | 0.033842 | 0.98188 | -0.34661 | 0.98206 | -0.34315 | 9.2971
203 | -0.022676 | -0.0056859 | 0.022676 | 0.0056863 | 5.5711e-07 | 3.4063e-07 | 0.034359 | 0.034359 | 0.034359 | 0.98206 | -0.34315 | 0.98209 | -0.34263 | 9.4394
204 | -0.00049995 | -0.0001253 | 0.00049996 | 0.00012518 | 2.2195e-09 | -1.2349e-07 | 0.00076588 | 0.00076583 | 0.00076588 | 0.97136 | -0.55299 | 0.97136 | -0.5529 | 0.21041
205 | -0.0040929 | -0.0010255 | 0.0040933 | 0.0010254 | 3.5408e-07 | -7.0749e-08 | 0.0062698 | 0.0062697 | 0.0062698 | 0.97136 | -0.5529 | 0.97145 | -0.55108 | 1.7225
206 | 0.003593 | 0.00090029 | -0.0035927 | -0.00090042 | 2.6838e-07 | -1.2065e-07 | 0.005504 | 0.0055041 | 0.0055041 | 0.97136 | -0.5529 | 0.97128 | -0.55447 | 1.5121
207 | -0.0020938 | -0.00052475 | 0.0020939 | 0.0005245 | 9.613e-08 | -2.582e-07 | 0.0031789 | 0.0031787 | 0.0031789 | 0.9801 | -0.3812 | 0.98015 | -0.38024 | 0.87331
208 | -0.0033766 | -0.00084598 | 0.0033767 | 0.00084594 | 6.0787e-08 | -3.8846e-08 | 0.0051261 | 0.0051261 | 0.0051261 | 0.98015 | -0.38024 | 0.98017 | -0.37986 | 1.4083
209 | -0.023211 | -0.0058203 | 0.023219 | 0.0058253 | 8.2441e-06 | 5.0513e-06 | 0.03517 | 0.035169 | 0.03517 | 0.98209 | -0.34263 | 0.98247 | -0.33518 | 9.662
210 | 0.0082201 | 0.0020598 | -0.0082193 | -0.0020594 | 7.9787e-07 | 3.3912e-07 | 0.012491 | 0.012491 | 0.012491 | 0.97921 | -0.39853 | 0.97911 | -0.40057 | 3.4317
211 | -0.036563 | -0.0091775 | 0.036567 | 0.0091805 | 4.6846e-06 | 2.9472e-06 | 0.055566 | 0.055566 | 0.055566 | 0.97921 | -0.39853 | 0.97935 | -0.39584 | 15.2653
212 | 0.0054223 | 0.0013584 | -0.0054219 | -0.0013584 | 3.9059e-07 | 5.7081e-08 | 0.0082404 | 0.0082405 | 0.0082405 | 0.97911 | -0.40057 | 0.97903 | -0.40208 | 2.2639
213 | -0.094156 | -0.023695 | 0.094191 | 0.023716 | 3.4065e-05 | 2.0908e-05 | 0.1431 | 0.1431 | 0.1431 | 0.97935 | -0.39584 | 0.97973 | -0.38827 | 9.828
214 | 0.057589 | 0.014515 | -0.05757 | -0.014503 | 1.9747e-05 | 1.1255e-05 | 0.08753 | 0.087531 | 0.087531 | 0.97935 | -0.39584 | 0.97898 | -0.40301 | 6.0117
215 | 0.11697 | 0.029482 | -0.11689 | -0.029431 | 8.2063e-05 | 5.1117e-05 | 0.17745 | 0.17745 | 0.17745 | 0.98121 | -0.35942 | 0.98046 | -0.37409 | 12.1877
216 | -0.11697 | -0.029482 | 0.11701 | 0.029502 | 3.1703e-05 | 1.9747e-05 | 0.17745 | 0.17745 | 0.17745 | 0.98121 | -0.35942 | 0.9815 | -0.35375 | 12.1876
217 | 0.10777 | 0.027145 | -0.10774 | -0.027128 | 2.713e-05 | 1.6818e-05 | 0.1636 | 0.1636 | 0.1636 | 0.98046 | -0.37409 | 0.98019 | -0.37936 | 11.2366
218 | 0.0091244 | 0.0022866 | -0.0091237 | -0.0022863 | 6.2351e-07 | 2.897e-07 | 0.013848 | 0.013848 | 0.013848 | 0.98046 | -0.37409 | 0.98039 | -0.37552 | 3.8043
219 | -0.11829 | -0.029823 | 0.11832 | 0.029841 | 2.876e-05 | 1.7925e-05 | 0.17939 | 0.17939 | 0.17939 | 0.9815 | -0.35375 | 0.98176 | -0.34867 | 12.321
220 | 0.0041329 | 0.0010353 | -0.0041328 | -0.0010354 | 1.342e-07 | -2.816e-08 | 0.0062814 | 0.0062815 | 0.0062815 | 0.97903 | -0.40208 | 0.97899 | -0.40276 | 1.7257
221 | -0.096208 | -0.024222 | 0.096223 | 0.024231 | 1.5282e-05 | 9.3962e-06 | 0.14616 | 0.14616 | 0.14616 | 0.97973 | -0.38827 | 0.9799 | -0.38495 | 10.0384
222 | 0.054454 | 0.013723 | -0.054434 | -0.013712 | 2.0104e-05 | 1.1294e-05 | 0.082795 | 0.082796 | 0.082796 | 0.97898 | -0.40301 | 0.97859 | -0.41073 | 5.6865
223 | 0.0031156 | 0.00078017 | -0.0031155 | -0.00078024 | 7.9731e-08 | -6.8186e-08 | 0.0047354 | 0.0047354 | 0.0047354 | 0.97898 | -0.40301 | 0.97895 | -0.40355 | 1.3009
224 | 0.10594 | 0.026676 | -0.10591 | -0.026662 | 2.2577e-05 | 1.398e-05 | 0.16087 | 0.16087 | 0.16087 | 0.98019 | -0.37936 | 0.97996 | -0.38381 | 11.0486
225 | 0.0073872 | 0.0018511 | -0.0073864 | -0.0018508 | 8.4977e-07 | 3.1658e-07 | 0.011212 | 0.011212 | 0.011212 | 0.98039 | -0.37552 | 0.98026 | -0.37794 | 3.0803
226 | -0.11993 | -0.030245 | 0.11993 | 0.030249 | 5.1341e-06 | 3.2021e-06 | 0.18184 | 0.18184 | 0.18184 | 0.98176 | -0.34867 | 0.98181 | -0.34778 | 12.4889
227 | 0.0049833 | 0.0012486 | -0.0049829 | -0.0012486 | 4.0564e-07 | 2.9767e-08 | 0.007633 | 0.0076331 | 0.0076331 | 0.97145 | -0.55108 | 0.97137 | -0.55279 | 2.097
228 | -0.0090765 | -0.002274 | 0.0090767 | 0.0022741 | 1.2892e-07 | 6.0488e-08 | 0.013903 | 0.013903 | 0.013903 | 0.97145 | -0.55108 | 0.97147 | -0.55078 | 3.8194
229 | 0.0013435 | 0.00033648 | -0.0013435 | -0.00033672 | 3.2751e-08 | -2.3426e-07 | 0.0020581 | 0.0020582 | 0.0020582 | 0.97137 | -0.55279 | 0.97134 | -0.5533 | 0.56543
230 | -0.0095152 | -0.002384 | 0.0095176 | 0.0023851 | 2.373e-06 | 1.1498e-06 | 0.014574 | 0.014574 | 0.014574 | 0.97147 | -0.55078 | 0.97173 | -0.54555 | 4.0039
231 | -0.0046589 | -0.0011673 | 0.0046591 | 0.0011673 | 2.4174e-07 | -7.725e-09 | 0.0070727 | 0.0070726 | 0.0070727 | 0.98017 | -0.37986 | 0.98022 | -0.37877 | 1.943
232 | -0.029055 | -0.0073077 | 0.029058 | 0.0073095 | 2.8967e-06 | 1.8048e-06 | 0.044334 | 0.044334 | 0.044334 | 0.9754 | -0.47317 | 0.97551 | -0.47108 | 12.1796
233 | -0.031986 | -0.0080432 | 0.031994 | 0.0080486 | 8.5783e-06 | 5.3702e-06 | 0.0488 | 0.0488 | 0.0488 | 0.97551 | -0.47108 | 0.97579 | -0.46547 | 13.4065
234 | -0.03363 | -0.0084586 | 0.033632 | 0.0084597 | 1.6634e-06 | 1.0435e-06 | 0.051294 | 0.051294 | 0.051294 | 0.97579 | -0.46547 | 0.97585 | -0.46443 | 14.0919
235 | -0.034967 | -0.0087943 | 0.034978 | 0.0088014 | 1.1215e-05 | 7.0459e-06 | 0.053331 | 0.053331 | 0.053331 | 0.97585 | -0.46443 | 0.97619 | -0.45772 | 14.6513
236 | -0.036676 | -0.0092269 | 0.036687 | 0.009234 | 1.1258e-05 | 7.0851e-06 | 0.055919 | 0.055919 | 0.055919 | 0.97619 | -0.45772 | 0.97651 | -0.4513 | 15.3622
237 | -0.0018265 | -0.0004575 | 0.0018266 | 0.0004572 | 8.0028e-08 | -2.9687e-07 | 0.0027764 | 0.0027762 | 0.0027764 | 0.97891 | -0.40447 | 0.97895 | -0.40355 | 0.76274
238 | 0.00053704 | 0.00013432 | -0.00053703 | -0.00013459 | 5.473e-09 | -2.7185e-07 | 0.00081625 | 0.00081634 | 0.00081634 | 0.97891 | -0.40447 | 0.9789 | -0.40468 | 0.22427
239 | 0.052398 | 0.013202 | -0.052376 | -0.013188 | 2.1704e-05 | 1.3433e-05 | 0.0797 | 0.0797 | 0.0797 | 0.97859 | -0.41073 | 0.97814 | -0.41939 | 10.9478
240 | 0.015633 | 0.003919 | -0.01563 | -0.0039175 | 2.4869e-06 | 1.4444e-06 | 0.023782 | 0.023782 | 0.023782 | 0.97814 | -0.41939 | 0.97797 | -0.42273 | 6.5335
241 | 0.036743 | 0.0092692 | -0.036714 | -0.0092505 | 2.9719e-05 | 1.8702e-05 | 0.055918 | 0.055918 | 0.055918 | 0.97814 | -0.41939 | 0.97728 | -0.4363 | 15.3622
242 | 0.0073426 | 0.0018401 | -0.0073418 | -0.0018398 | 7.9201e-07 | 2.9022e-07 | 0.011115 | 0.011115 | 0.011115 | 0.98296 | -0.32538 | 0.98285 | -0.32765 | 3.0537
243 | 0.0048502 | 0.0012153 | -0.00485 | -0.0012153 | 1.8759e-07 | 2.4342e-09 | 0.0073422 | 0.0073422 | 0.0073422 | 0.98296 | -0.32538 | 0.98292 | -0.3262 | 2.0171
244 | 0.0053397 | 0.001338 | -0.0053393 | -0.0013379 | 3.6228e-07 | 4.6936e-08 | 0.0081102 | 0.0081103 | 0.0081103 | 0.97968 | -0.38982 | 0.97961 | -0.39124 | 2.2281
245 | 0.0022015 | 0.00055132 | -0.0022015 | -0.00055133 | 4.905e-09 | -1.1552e-08 | 0.0033459 | 0.0033459 | 0.0033459 | 0.97899 | -0.40276 | 0.97899 | -0.40281 | 0.91922
246 | 0.0013588 | 0.00034016 | -0.0013588 | -0.0003403 | 1.8932e-08 | -1.3671e-07 | 0.0020652 | 0.0020653 | 0.0020653 | 0.97899 | -0.40281 | 0.97898 | -0.4031 | 0.56739
247 | 0.00082126 | 0.0002057 | -0.00082125 | -0.00020583 | 5.8385e-09 | -1.219e-07 | 0.0012482 | 0.0012483 | 0.0012483 | 0.97898 | -0.4031 | 0.97897 | -0.40325 | 0.34294
248 | 0.00053757 | 0.00013459 | -0.00053757 | -0.00013473 | 2.7428e-09 | -1.36e-07 | 0.00081704 | 0.00081709 | 0.00081709 | 0.97898 | -0.4031 | 0.97897 | -0.40321 | 0.22448
249 | 0.0031595 | 0.00079144 | -0.0031594 | -0.00079151 | 7.4134e-08 | -6.6967e-08 | 0.004731 | 0.0047311 | 0.0047311 | 0.99369 | -0.11904 | 0.99367 | -0.11953 | 1.2997
250 | -0.0018134 | -0.00045448 | 0.0018134 | 0.00045436 | 2.7848e-08 | -1.1284e-07 | 0.0027144 | 0.0027144 | 0.0027144 | 0.99407 | -0.11181 | 0.99409 | -0.11149 | 0.74572
251 | 0.0015792 | 0.00039549 | -0.0015792 | -0.00039578 | 5.2927e-08 | -2.9302e-07 | 0.0023648 | 0.0023649 | 0.0023649 | 0.99367 | -0.11953 | 0.99363 | -0.12023 | 0.6497
252 | 0.003568 | 0.00089366 | -0.0035678 | -0.0008938 | 2.367e-07 | -1.38e-07 | 0.0053286 | 0.0053287 | 0.0053287 | 0.99633 | -0.069066 | 0.99626 | -0.07046 | 1.4639
253 | -0.0060715 | -0.0015213 | 0.0060718 | 0.0015213 | 2.4071e-07 | 5.8798e-08 | 0.0092167 | 0.0092167 | 0.0092167 | 0.98022 | -0.37877 | 0.98026 | -0.37794 | 2.5321
254 | 0.002755 | 0.00069023 | -0.0027548 | -0.00069043 | 1.5034e-07 | -1.959e-07 | 0.0041706 | 0.0041707 | 0.0041707 | 0.98292 | -0.3262 | 0.98286 | -0.32734 | 1.1458
255 | 0.0052473 | 0.0013149 | -0.005247 | -0.0013148 | 3.1383e-07 | 3.2812e-08 | 0.0079442 | 0.0079443 | 0.0079443 | 0.98285 | -0.32765 | 0.98278 | -0.3289 | 2.1825
256 | 0.0031543 | 0.00079035 | -0.0031542 | -0.00079041 | 7.3902e-08 | -6.2186e-08 | 0.0047758 | 0.0047758 | 0.0047758 | 0.98278 | -0.3289 | 0.98276 | -0.3294 | 1.312
257 | 0.0020945 | 0.00052482 | -0.0020944 | -0.00052492 | 3.4071e-08 | -9.2662e-08 | 0.0031713 | 0.0031713 | 0.0031713 | 0.98276 | -0.3294 | 0.98274 | -0.32974 | 0.87124
258 | 0.0019308 | 0.00048371 | -0.0019308 | -0.00048389 | 5.8155e-08 | -1.8289e-07 | 0.0029554 | 0.0029555 | 0.0029555 | 0.97211 | -0.53797 | 0.97208 | -0.5386 | 0.81195
259 | 0.036714 | 0.0092505 | -0.036687 | -0.009234 | 2.631e-05 | 1.6558e-05 | 0.055918 | 0.055919 | 0.055919 | 0.97728 | -0.4363 | 0.97651 | -0.4513 | 15.3622
260 | 0.023775 | 0.0059667 | -0.023769 | -0.005963 | 6.0284e-06 | 3.7011e-06 | 0.036002 | 0.036002 | 0.036002 | 0.98274 | -0.32986 | 0.98247 | -0.33518 | 9.8906
261 | 0.002379 | 0.00059586 | -0.0023788 | -0.00059609 | 1.0936e-07 | -2.3078e-07 | 0.0035531 | 0.0035532 | 0.0035532 | 0.99626 | -0.07046 | 0.99621 | -0.071425 | 0.97615
262 | 0.0133 | 0.0033334 | -0.013299 | -0.0033332 | 4.4447e-07 | 2.4815e-07 | 0.020236 | 0.020236 | 0.020236 | 0.97797 | -0.42273 | 0.97794 | -0.42343 | 5.5593
263 | 0.0016222 | 0.00040644 | -0.0016222 | -0.00040656 | 2.4594e-08 | -1.1879e-07 | 0.0024707 | 0.0024708 | 0.0024708 | 0.97698 | -0.44236 | 0.97696 | -0.44268 | 0.67878
264 | 0.0080701 | 0.0020226 | -0.0080688 | -0.0020221 | 1.2655e-06 | 5.2689e-07 | 0.012255 | 0.012255 | 0.012255 | 0.9799 | -0.38495 | 0.97974 | -0.38824 | 3.3667
265 | -0.10429 | -0.026254 | 0.1043 | 0.026257 | 5.6699e-06 | 3.5073e-06 | 0.15841 | 0.15841 | 0.15841 | 0.9799 | -0.38495 | 0.97996 | -0.38381 | 10.8801
266 | 0.001616 | 0.00040489 | -0.0016159 | -0.00040499 | 2.0835e-08 | -1.0293e-07 | 0.0024537 | 0.0024537 | 0.0024537 | 0.97996 | -0.38381 | 0.97995 | -0.38408 | 0.67411
267 | 0.0060512 | 0.0015165 | -0.0060512 | -0.0015165 | 3.5149e-10 | 9.0104e-11 | 0.0091905 | 0.0091905 | 0.0091905 | 0.97974 | -0.38824 | 0.97974 | -0.38824 | 2.5249
268 | 0.0040342 | 0.0010109 | -0.004034 | -0.001011 | 2.0903e-07 | -5.3193e-08 | 0.006127 | 0.0061271 | 0.0061271 | 0.97974 | -0.38824 | 0.97968 | -0.38933 | 1.6833
269 | 0.0040229 | 0.0010078 | -0.0040227 | -0.0010079 | 1.9821e-07 | -4.9937e-08 | 0.0061227 | 0.0061228 | 0.0061228 | 0.97766 | -0.42895 | 0.9776 | -0.42999 | 1.6821
270 | -0.0063415 | -0.0015889 | 0.006342 | 0.001589 | 4.8118e-07 | 1.3522e-07 | 0.0096517 | 0.0096517 | 0.0096517 | 0.97766 | -0.42895 | 0.97774 | -0.42736 | 2.6516
271 | 0.002012 | 0.00050394 | -0.0020119 | -0.00050423 | 9.8479e-08 | -2.8804e-07 | 0.0030624 | 0.0030625 | 0.0030625 | 0.9776 | -0.42999 | 0.97755 | -0.43101 | 0.84134
272 | -0.0086602 | -0.00217 | 0.0086606 | 0.0021702 | 4.557e-07 | 2.0391e-07 | 0.01318 | 0.01318 | 0.01318 | 0.97774 | -0.42736 | 0.97779 | -0.42625 | 3.6208
273 | -0.01098 | -0.0027515 | 0.010981 | 0.0027523 | 1.4744e-06 | 7.6693e-07 | 0.016709 | 0.016709 | 0.016709 | 0.97779 | -0.42625 | 0.97794 | -0.42343 | 4.5904
274 | 0.0020172 | 0.00050554 | -0.0020172 | -0.00050556 | 6.9149e-09 | -2.0308e-08 | 0.0030639 | 0.0030639 | 0.0030639 | 0.97968 | -0.38933 | 0.97968 | -0.3894 | 0.84173
275 | 0.0011895 | 0.00029802 | -0.0011895 | -0.00029812 | 9.7353e-09 | -1.0084e-07 | 0.0017767 | 0.0017768 | 0.0017768 | 0.99621 | -0.071425 | 0.9962 | -0.071597 | 0.48812

## res_trafo
| p_hv_mw | q_hv_mvar | p_lv_mw | q_lv_mvar | pl_mw | ql_mvar | i_hv_ka | i_lv_ka | vm_hv_pu | va_hv_degree | vm_lv_pu | va_lv_degree | loading_percent
0 | -1.2729e-15 | -1.3162e-15 | 0.00165 | 1.2699e-07 | 0.00165 | 1.2699e-07 | 5.2857e-17 | 0.0023815 | 0.99998 | 149.9956 | 1 | 0 | 0.2619

## res_ext_grid
| p_mw | q_mvar
0 | 0.50525 | 0.1302

## res_load
| p_mw | q_mvar
0 | 0.00090903 | 0.00022782
1 | 0.0016308 | 0.00040871
2 | 0.0003933 | 9.857e-05
3 | 0.0013783 | 0.00034544
4 | 0.0010312 | 0.00025844
5 | 0.00032528 | 8.1524e-05
6 | 0.00080451 | 0.00020163
7 | 0.00083688 | 0.00020974
8 | 0.00048312 | 0.00012108
9 | 0.00073163 | 0.00018336
10 | 0.0032686 | 0.00081918
11 | 0.0018787 | 0.00047084
12 | 0.0083695 | 0.0020976
13 | 0.0016442 | 0.00041207
14 | 0.038328 | 0.0096058
15 | 0.025479 | 0.0063857
16 | 0.0013923 | 0.00034894
17 | 0.0044942 | 0.0011264
18 | 0.0026971 | 0.00067595
19 | 0.0011784 | 0.00029533
20 | 0.0018747 | 0.00046985
21 | 0.001451 | 0.00036365
22 | 0.0017085 | 0.0004282
23 | 0.0019059 | 0.00047767
24 | 0.0017875 | 0.00044798
25 | 0.0017194 | 0.00043092
26 | 0.003036 | 0.00076089
27 | 0.003073 | 0.00077017
28 | 0.0031757 | 0.0007959
29 | 0.0021312 | 0.00053414
30 | 0.0013671 | 0.00034264
31 | 0.0010329 | 0.00025888
32 | 0.0014617 | 0.00036634
33 | 0.0016122 | 0.00040407
34 | 0.0013065 | 0.00032745
35 | 0.0011893 | 0.00029808
36 | 0.0018091 | 0.00045339
37 | 0.0017276 | 0.00043297
38 | 0.0018135 | 0.00045451
39 | 0.0025406 | 0.00063673
40 | 0.00062965 | 0.00015781
41 | 0.0004997 | 0.00012524
42 | 0.00050017 | 0.00012535
43 | 0.00075195 | 0.00018846
44 | 0.0015646 | 0.00039213
45 | 0.00052045 | 0.00013044
46 | 0.0012434 | 0.00031161
47 | 0.0021584 | 0.00054096
48 | 0.0013235 | 0.0003317
49 | 0.0040747 | 0.0010212
50 | 0.0012733 | 0.00031913
51 | 0.0022264 | 0.00055799
52 | 0.0013283 | 0.0003329
53 | 0.0030793 | 0.00077175
54 | 0.0037084 | 0.00092942
55 | 0.011808 | 0.0029594
56 | 0.0013469 | 0.00033757
57 | 0.0047832 | 0.0011988
58 | 0.0012298 | 0.00030822
59 | 0.0010537 | 0.00026409
60 | 0.0013029 | 0.00032653
61 | 0.00068961 | 0.00017283
62 | 0.00060631 | 0.00015196
63 | 0.00049051 | 0.00012293
64 | 0.00060033 | 0.00015046
65 | 0.00064379 | 0.00016135
66 | 0.0015364 | 0.00038507
67 | 0.0015958 | 0.00039995
68 | 0.0013805 | 0.00034598
69 | 0.0013095 | 0.0003282
70 | 0.0012928 | 0.00032402
71 | 0.0013635 | 0.00034172
72 | 0.0015013 | 0.00037627
73 | 0.0014862 | 0.00037248
74 | 0.0013237 | 0.00033175
75 | 0.0013934 | 0.00034921
76 | 0.00097145 | 0.00024347
77 | 0.0011006 | 0.00027583
78 | 0.0010979 | 0.00027516
79 | 0.00093397 | 0.00023407
80 | 0.002032 | 0.00050927
81 | 0.0020037 | 0.00050216
82 | 0.001749 | 0.00043834
83 | 0.0011751 | 0.00029451
84 | 0.00086387 | 0.00021651
85 | 0.0074866 | 0.0018763
86 | 0.0063749 | 0.0015977
87 | 0.0030956 | 0.00077583
88 | 0.0012033 | 0.00030158
89 | 0.0035507 | 0.0008899
90 | 0.0029809 | 0.00074708
91 | 0.0035515 | 0.00089008
92 | 0.002995 | 0.00075063
93 | 0.0018099 | 0.00045361
94 | 0.0018133 | 0.00045445
95 | 0.0015804 | 0.00039609
96 | 0.0018126 | 0.00045429
97 | 0.0018093 | 0.00045344
98 | 0.0058096 | 0.001456
99 | 0.0045839 | 0.0011488
100 | 0.0030836 | 0.00077283
101 | 0.0020649 | 0.00051752
102 | 0.023478 | 0.005884
103 | 0.0016905 | 0.00042368
104 | 0.0022162 | 0.00055542
105 | 0.005698 | 0.0014281
106 | 0.0024534 | 0.00061489
107 | 0.0023577 | 0.00059088
108 | 0.00063613 | 0.00015943
109 | 0.032421 | 0.0081253
110 | 0.00028145 | 7.0537e-05
111 | 0.0021407 | 0.00053652
112 | 0.0024733 | 0.00061987
113 | 0.0006395 | 0.00016027
114 | 0.00045752 | 0.00011467
115 | 0.00041305 | 0.00010352
116 | 0.0026777 | 0.0006711
117 | 0.00070216 | 0.00017598
118 | 0.0019194 | 0.00048106
119 | 0.0015808 | 0.00039618
120 | 0.001759 | 0.00044086
121 | 0.0023489 | 0.0005887
122 | 0.0033571 | 0.00084136
123 | 0.0033206 | 0.00083222
124 | 0.0021438 | 0.0005373
125 | 0.0021624 | 0.00054196
126 | 0.0014899 | 0.00037339
127 | 0.0015811 | 0.00039625
128 | 0.00036337 | 9.1068e-05
129 | 0.00083746 | 0.00020989
130 | 0.001086 | 0.00027218
131 | 0.002011 | 0.00050401
132 | 0.00097753 | 0.00024499
133 | 0.00072727 | 0.00018227
134 | 0.0033489 | 0.00083931
135 | 0.00034186 | 8.5678e-05
136 | 0.00049995 | 0.0001253
137 | 0.0020938 | 0.00052475
138 | 0.0012827 | 0.00032148
139 | 0.0035927 | 0.00090042
140 | 0.00053467 | 0.000134
141 | 0.002797 | 0.000701
142 | 0.0012809 | 0.00032103
143 | 0.0012889 | 0.00032304
144 | 0.0020173 | 0.00050557
145 | 0.0018033 | 0.00045194
146 | 0.0017365 | 0.0004352
147 | 0.0016129 | 0.00040424
148 | 0.0036393 | 0.0009121
149 | 0.00043854 | 0.00010991
150 | 0.0012822 | 0.00032135
151 | 0.0013435 | 0.00033672
152 | 0.0011028 | 0.0002764
153 | 0.0022111 | 0.00055415
154 | 0.0029278 | 0.00073376
155 | 0.001636 | 0.00041002
156 | 0.0013353 | 0.00033467
157 | 0.0016978 | 0.00042551
158 | 0.0012895 | 0.00032318
159 | 0.0012889 | 0.00032304
160 | 0.00053703 | 0.00013459
161 | 0.0020359 | 0.00051024
162 | 0.0010595 | 0.00026553
163 | 0.00062909 | 0.00015766
164 | 0.00052776 | 0.00013227
165 | 0.0019313 | 0.00048404
166 | 0.0008426 | 0.00021118
167 | 0.00082125 | 0.00020583
168 | 0.00053757 | 0.00013473
169 | 0.0015799 | 0.00039597
170 | 0.0018134 | 0.00045448
171 | 0.00181 | 0.00045363
172 | 0.0015801 | 0.00039602
173 | 0.0011887 | 0.00029791
174 | 0.0014124 | 0.00035399
175 | 0.0013146 | 0.00032947
176 | 0.002095 | 0.00052506
177 | 0.0027548 | 0.00069043
178 | 0.0020945 | 0.00052494
179 | 0.0020927 | 0.00052448
180 | 0.0010597 | 0.00026559
181 | 0.0026764 | 0.00067076
182 | 0.0019308 | 0.00048389
183 | 0.00062652 | 0.00015702
184 | 0.00054946 | 0.00013771
185 | 0.0034398 | 0.0008621
186 | 0.0011888 | 0.00029794
187 | 0.0023307 | 0.00058413
188 | 0.0010199 | 0.00025562
189 | 0.0016222 | 0.00040656
190 | 0.0020944 | 0.00052492
191 | 0.0015792 | 0.00039578
192 | 0.0016159 | 0.00040499
193 | 0.0020176 | 0.00050565
194 | 0.0020171 | 0.00050552
195 | 0.0023186 | 0.0005811
196 | 0.0020107 | 0.00050392
197 | 0.0023182 | 0.000581
198 | 0.0020119 | 0.00050423
199 | 0.0023193 | 0.00058127
200 | 0.0023177 | 0.00058087
201 | 0.0020167 | 0.00050544
202 | 0.0020172 | 0.00050556
203 | 0.0011893 | 0.00029807
204 | 0.0011895 | 0.00029812

## dtypes
| element | column | dtype
0 | bus | name | object
1 | bus | vn_kv | float64
2 | bus | type | object
3 | bus | zone | object
4 | bus | in_service | bool
5 | load | name | object
6 | load | bus | uint32
7 | load | p_mw | float64
8 | load | q_mvar | float64
9 | load | const_z_percent | float64
10 | load | const_i_percent | float64
11 | load | sn_mva | float64
12 | load | scaling | float64
13 | load | in_service | bool
14 | load | type | object
15 | ext_grid | name | object
16 | ext_grid | bus | uint32
17 | ext_grid | vm_pu | float64
18 | ext_grid | va_degree | float64
19 | ext_grid | slack_weight | float64
20 | ext_grid | in_service | bool
21 | line | name | object
22 | line | std_type | object
23 | line | from_bus | uint32
24 | line | to_bus | uint32
25 | line | length_km | float64
26 | line | r_ohm_per_km | float64
27 | line | x_ohm_per_km | float64
28 | line | c_nf_per_km | float64
29 | line | g_us_per_km | float64
30 | line | max_i_ka | float64
31 | line | df | float64
32 | line | parallel | uint32
33 | line | type | object
34 | line | in_service | bool
35 | trafo | name | object
36 | trafo | std_type | object
37 | trafo | hv_bus | uint32
38 | trafo | lv_bus | uint32
39 | trafo | sn_mva | float64
40 | trafo | vn_hv_kv | float64
41 | trafo | vn_lv_kv | float64
42 | trafo | vk_percent | float64
43 | trafo | vkr_percent | float64
44 | trafo | pfe_kw | float64
45 | trafo | i0_percent | float64
46 | trafo | shift_degree | float64
47 | trafo | tap_side | object
48 | trafo | tap_neutral | int32
49 | trafo | tap_min | int32
50 | trafo | tap_max | int32
51 | trafo | tap_step_percent | float64
52 | trafo | tap_step_degree | float64
53 | trafo | tap_pos | int32
54 | trafo | tap_phase_shifter | bool
55 | trafo | parallel | uint32
56 | trafo | df | float64
57 | trafo | in_service | bool
58 | line_geodata | coords | object
59 | bus_geodata | x | float64
60 | bus_geodata | y | float64
61 | bus_geodata | coords | object
62 | res_bus | vm_pu | float64
63 | res_bus | va_degree | float64
64 | res_bus | p_mw | float64
65 | res_bus | q_mvar | float64
66 | res_line | p_from_mw | float64
67 | res_line | q_from_mvar | float64
68 | res_line | p_to_mw | float64
69 | res_line | q_to_mvar | float64
70 | res_line | pl_mw | float64
71 | res_line | ql_mvar | float64
72 | res_line | i_from_ka | float64
73 | res_line | i_to_ka | float64
74 | res_line | i_ka | float64
75 | res_line | vm_from_pu | float64
76 | res_line | va_from_degree | float64
77 | res_line | vm_to_pu | float64
78 | res_line | va_to_degree | float64
79 | res_line | loading_percent | float64
80 | res_trafo | p_hv_mw | float64
81 | res_trafo | q_hv_mvar | float64
82 | res_trafo | p_lv_mw | float64
83 | res_trafo | q_lv_mvar | float64
84 | res_trafo | pl_mw | float64
85 | res_trafo | ql_mvar | float64
86 | res_trafo | i_hv_ka | float64
87 | res_trafo | i_lv_ka | float64
88 | res_trafo | vm_hv_pu | float64
89 | res_trafo | va_hv_degree | float64
90 | res_trafo | vm_lv_pu | float64
91 | res_trafo | va_lv_degree | float64
92 | res_trafo | loading_percent | float64
93 | res_ext_grid | p_mw | float64
94 | res_ext_grid | q_mvar | float64
95 | res_load | p_mw | float64
96 | res_load | q_mvar | float64

## parameters
| version | format_version | converged | OPF_converged | name | f_hz | sn_mva
0 | 2.14.6 | 2.14.0 | TRUE | FALSE |  | 50 | 1