## bus
| name | vn_kv | type | zone | in_service
0 | bus_LV_230-105_0_5_node_0 | 0.4 | n |  | TRUE
1 | bus_LV_230-105_0_5_node_1 | 0.4 | n |  | TRUE
2 | bus_LV_230-105_0_5_node_3 | 0.4 | n |  | TRUE
3 | bus_LV_230-105_0_5_node_22 | 0.4 | n |  | TRUE
4 | bus_LV_230-105_0_5_node_11 | 0.4 | n |  | TRUE
5 | bus_LV_230-105_0_5_node_4 | 0.4 | n |  | TRUE
6 | bus_LV_230-105_0_5_node_139 | 0.4 | n |  | TRUE
7 | bus_LV_230-105_0_5_node_21 | 0.4 | n |  | TRUE
8 | bus_LV_230-105_0_5_node_5 | 0.4 | n |  | TRUE
9 | bus_LV_230-105_0_5_node_24 | 0.4 | n |  | TRUE
10 | bus_LV_230-105_0_5_node_72 | 0.4 | n |  | TRUE
11 | bus_LV_230-105_0_5_node_7 | 0.4 | n |  | TRUE
12 | bus_LV_230-105_0_5_node_55 | 0.4 | n |  | TRUE
13 | bus_LV_230-105_0_5_node_10 | 0.4 | n |  | TRUE
14 | bus_LV_230-105_0_5_node_16 | 0.4 | n |  | TRUE
15 | bus_LV_230-105_0_5_node_8 | 0.4 | n |  | TRUE
16 | bus_LV_230-105_0_5_node_14 | 0.4 | n |  | TRUE
17 | bus_LV_230-105_0_5_node_89 | 0.4 | n |  | TRUE
18 | bus_LV_230-105_0_5_node_9 | 0.4 | n |  | TRUE
19 | bus_LV_230-105_0_5_node_25 | 0.4 | n |  | TRUE
20 | bus_LV_230-105_0_5_node_92 | 0.4 | n |  | TRUE
21 | bus_LV_230-105_0_5_node_93 | 0.4 | n |  | TRUE
22 | bus_LV_230-105_0_5_node_12 | 0.4 | n |  | TRUE
23 | bus_LV_230-105_0_5_node_69 | 0.4 | n |  | TRUE
24 | bus_LV_230-105_0_5_node_20 | 0.4 | n |  | TRUE
25 | bus_LV_230-105_0_5_node_27 | 0.4 | n |  | TRUE
26 | bus_LV_230-105_0_5_node_15 | 0.4 | n |  | TRUE
27 | bus_LV_230-105_0_5_node_18 | 0.4 | n |  | TRUE
28 | bus_LV_230-105_0_5_node_30 | 0.4 | n |  | TRUE
29 | bus_LV_230-105_0_5_node_52 | 0.4 | n |  | TRUE
30 | bus_LV_230-105_0_5_node_17 | 0.4 | n |  | TRUE
31 | bus_LV_230-105_0_5_node_19 | 0.4 | n |  | TRUE
32 | bus_LV_230-105_0_5_node_61 | 0.4 | n |  | TRUE
33 | bus_LV_230-105_0_5_node_70 | 0.4 | n |  | TRUE
34 | bus_LV_230-105_0_5_node_37 | 0.4 | n |  | TRUE
35 | bus_LV_230-105_0_5_node_28 | 0.4 | n |  | TRUE
36 | bus_LV_230-105_0_5_node_23 | 0.4 | n |  | TRUE
37 | bus_LV_230-105_0_5_node_63 | 0.4 | n |  | TRUE
38 | bus_LV_230-105_0_5_node_62 | 0.4 | n |  | TRUE
39 | bus_LV_230-105_0_5_node_71 | 0.4 | n |  | TRUE
40 | bus_LV_230-105_0_5_node_84 | 0.4 | n |  | TRUE
41 | bus_LV_230-105_0_5_node_87 | 0.4 | n |  | TRUE
42 | bus_LV_230-105_0_5_node_123 | 0.4 | n |  | TRUE
43 | bus_LV_230-105_0_5_node_38 | 0.4 | n |  | TRUE
44 | bus_LV_230-105_0_5_node_42 | 0.4 | n |  | TRUE
45 | bus_LV_230-105_0_5_node_32 | 0.4 | n |  | TRUE
46 | bus_LV_230-105_0_5_node_29 | 0.4 | n |  | TRUE
47 | bus_LV_230-105_0_5_node_53 | 0.4 | n |  | TRUE
48 | bus_LV_230-105_0_5_node_26 | 0.4 | n |  | TRUE
49 | bus_LV_230-105_0_5_node_65 | 0.4 | n |  | TRUE
50 | bus_LV_230-105_0_5_node_31 | 0.4 | n |  | TRUE
51 | bus_LV_230-105_0_5_node_34 | 0.4 | n |  | TRUE
52 | bus_LV_230-105_0_5_node_35 | 0.4 | n |  | TRUE
53 | bus_LV_230-105_0_5_node_36 | 0.4 | n |  | TRUE
54 | bus_LV_230-105_0_5_node_33 | 0.4 | n |  | TRUE
55 | bus_LV_230-105_0_5_node_39 | 0.4 | n |  | TRUE
56 | bus_LV_230-105_0_5_node_40 | 0.4 | n |  | TRUE
57 | bus_LV_230-105_0_5_node_41 | 0.4 | n |  | TRUE
58 | bus_LV_230-105_0_5_node_60 | 0.4 | n |  | TRUE
59 | bus_LV_230-105_0_5_node_45 | 0.4 | n |  | TRUE
60 | bus_LV_230-105_0_5_node_56 | 0.4 | n |  | TRUE
61 | bus_LV_230-105_0_5_node_46 | 0.4 | n |  | TRUE
62 | bus_LV_230-105_0_5_node_59 | 0.4 | n |  | TRUE
63 | bus_LV_230-105_0_5_node_43 | 0.4 | n |  | TRUE
64 | bus_LV_230-105_0_5_node_44 | 0.4 | n |  | TRUE
65 | bus_LV_230-105_0_5_node_47 | 0.4 | n |  | TRUE
66 | bus_LV_230-105_0_5_node_48 | 0.4 | n |  | TRUE
67 | bus_LV_230-105_0_5_node_49 | 0.4 | n |  | TRUE
68 | bus_LV_230-105_0_5_node_50 | 0.4 | n |  | TRUE
69 | bus_LV_230-105_0_5_node_51 | 0.4 | n |  | TRUE
70 | bus_LV_230-105_0_5_node_54 | 0.4 | n |  | TRUE
71 | bus_LV_230-105_0_5_node_86 | 0.4 | n |  | TRUE
72 | bus_LV_230-105_0_5_node_82 | 0.4 | n |  | TRUE
73 | bus_LV_230-105_0_5_node_57 | 0.4 | n |  | TRUE
74 | bus_LV_230-105_0_5_node_58 | 0.4 | n |  | TRUE
75 | bus_LV_230-105_0_5_node_64 | 0.4 | n |  | TRUE
76 | bus_LV_230-105_0_5_node_66 | 0.4 | n |  | TRUE
77 | bus_LV_230-105_0_5_node_67 | 0.4 | n |  | TRUE
78 | bus_LV_230-105_0_5_node_68 | 0.4 | n |  | TRUE
79 | bus_LV_230-105_0_5_node_97 | 0.4 | n |  | TRUE
80 | bus_LV_230-105_0_5_node_95 | 0.4 | n |  | TRUE
81 | bus_LV_230-105_0_5_node_98 | 0.4 | n |  | TRUE
82 | bus_LV_230-105_0_5_node_96 | 0.4 | n |  | TRUE
83 | bus_LV_230-105_0_5_node_94 | 0.4 | n |  | TRUE
84 | bus_LV_230-105_0_5_node_73 | 0.4 | n |  | TRUE
85 | bus_LV_230-105_0_5_node_74 | 0.4 | n |  | TRUE
86 | bus_LV_230-105_0_5_node_75 | 0.4 | n |  | TRUE
87 | bus_LV_230-105_0_5_node_76 | 0.4 | n |  | TRUE
88 | bus_LV_230-105_0_5_node_77 | 0.4 | n |  | TRUE
89 | bus_LV_230-105_0_5_node_78 | 0.4 | n |  | TRUE
90 | bus_LV_230-105_0_5_node_79 | 0.4 | n |  | TRUE
91 | bus_LV_230-105_0_5_node_80 | 0.4 | n |  | TRUE
92 | bus_LV_230-105_0_5_node_81 | 0.4 | n |  | TRUE
93 | bus_LV_230-105_0_5_node_124 | 0.4 | n |  | TRUE
94 | bus_LV_230-105_0_5_node_122 | 0.4 | n |  | TRUE
95 | bus_LV_230-105_0_5_node_121 | 0.4 | n |  | TRUE
96 | bus_LV_230-105_0_5_node_91 | 0.4 | n |  | TRUE
97 | bus_LV_230-105_0_5_node_130 | 0.4 | n |  | TRUE
98 | bus_LV_230-105_0_5_node_113 | 0.4 | n |  | TRUE
99 | bus_LV_230-105_0_5_node_125 | 0.4 | n |  | TRUE
100 | bus_LV_230-105_0_5_node_90 | 0.4 | n |  | TRUE
101 | bus_LV_230-105_0_5_node_83 | 0.4 | n |  | TRUE
102 | bus_LV_230-105_0_5_node_85 | 0.4 | n |  | TRUE
103 | bus_LV_230-105_0_5_node_88 | 0.4 | n |  | TRUE
104 | bus_LV_230-105_0_5_node_120 | 0.4 | n |  | TRUE
105 | bus_LV_230-105_0_5_node_118 | 0.4 | n |  | TRUE
106 | bus_LV_230-105_0_5_node_129 | 0.4 | n |  | TRUE
107 | bus_LV_230-105_0_5_node_99 | 0.4 | n |  | TRUE
108 | bus_LV_230-105_0_5_node_100 | 0.4 | n |  | TRUE
109 | bus_LV_230-105_0_5_node_101 | 0.4 | n |  | TRUE
110 | bus_LV_230-105_0_5_node_106 | 0.4 | n |  | TRUE
111 | bus_LV_230-105_0_5_node_107 | 0.4 | n |  | TRUE
112 | bus_LV_230-105_0_5_node_104 | 0.4 | n |  | TRUE
113 | bus_LV_230-105_0_5_node_102 | 0.4 | n |  | TRUE
114 | bus_LV_230-105_0_5_node_103 | 0.4 | n |  | TRUE
115 | bus_LV_230-105_0_5_node_105 | 0.4 | n |  | TRUE
116 | bus_LV_230-105_0_5_node_134 | 0.4 | n |  | TRUE
117 | bus_LV_230-105_0_5_node_133 | 0.4 | n |  | TRUE
118 | bus_LV_230-105_0_5_node_108 | 0.4 | n |  | TRUE
119 | bus_LV_230-105_0_5_node_109 | 0.4 | n |  | TRUE
120 | bus_LV_230-105_0_5_node_110 | 0.4 | n |  | TRUE
121 | bus_LV_230-105_0_5_node_111 | 0.4 | n |  | TRUE
122 | bus_LV_230-105_0_5_node_112 | 0.4 | n |  | TRUE
123 | bus_LV_230-105_0_5_node_114 | 0.4 | n |  | TRUE
124 | bus_LV_230-105_0_5_node_137 | 0.4 | n |  | TRUE
125 | bus_LV_230-105_0_5_node_138 | 0.4 | n |  | TRUE
126 | bus_LV_230-105_0_5_node_115 | 0.4 | n |  | TRUE
127 | bus_LV_230-105_0_5_node_116 | 0.4 | n |  | TRUE
128 | bus_LV_230-105_0_5_node_117 | 0.4 | n |  | TRUE
129 | bus_LV_230-105_0_5_node_119 | 0.4 | n |  | TRUE
130 | bus_LV_230-105_0_5_node_127 | 0.4 | n |  | TRUE
131 | bus_LV_230-105_0_5_node_131 | 0.4 | n |  | TRUE
132 | bus_LV_230-105_0_5_node_135 | 0.4 | n |  | TRUE
133 | bus_LV_230-105_0_5_node_136 | 0.4 | n |  | TRUE
134 | bus_LV_230-105_0_5_node_132 | 0.4 | n |  | TRUE
135 | bus_MV_510_0_node_0 | 20 | n |  | TRUE

## load
| name | bus | p_mw | q_mvar | const_z_percent | const_i_percent | sn_mva | scaling | in_service | type
0 | LV_230-105_0_5_load_0 | 0 | 0.0047785 | 0.0011976 | 0 | 0 |  | 1 | TRUE | wye
1 | LV_230-105_0_5_load_22 | 3 | 0.0016092 | 0.00040329 | 0 | 0 |  | 1 | TRUE | wye
2 | LV_230-105_0_5_load_139 | 6 | 0.0038955 | 0.00097631 | 0 | 0 |  | 1 | TRUE | wye
3 | LV_230-105_0_5_load_72 | 10 | 0.014583 | 0.0036548 | 0 | 0 |  | 1 | TRUE | wye
4 | LV_230-105_0_5_load_55 | 12 | 0.0023976 | 0.0006009 | 0 | 0 |  | 1 | TRUE | wye
5 | LV_230-105_0_5_load_89 | 17 | 0.02054 | 0.0051478 | 0 | 0 |  | 1 | TRUE | wye
6 | LV_230-105_0_5_load_25 | 19 | 0.029012 | 0.007271 | 0 | 0 |  | 1 | TRUE | wye
7 | LV_230-105_0_5_load_92 | 20 | 0.0025778 | 0.00064606 | 0 | 0 |  | 1 | TRUE | wye
8 | LV_230-105_0_5_load_93 | 21 | 0.0027093 | 0.00067901 | 0 | 0 |  | 1 | TRUE | wye
9 | LV_230-105_0_5_load_69 | 23 | 0.0050758 | 0.0012721 | 0 | 0 |  | 1 | TRUE | wye
10 | LV_230-105_0_5_load_27 | 25 | 0.0073653 | 0.0018459 | 0 | 0 |  | 1 | TRUE | wye
11 | LV_230-105_0_5_load_52 | 29 | 0.004111 | 0.0010303 | 0 | 0 |  | 1 | TRUE | wye
12 | LV_230-105_0_5_load_61 | 32 | 0.0042311 | 0.0010604 | 0 | 0 |  | 1 | TRUE | wye
13 | LV_230-105_0_5_load_70 | 33 | 0.031757 | 0.0079589 | 0 | 0 |  | 1 | TRUE | wye
14 | LV_230-105_0_5_load_37 | 34 | 0.0027374 | 0.00068605 | 0 | 0 |  | 1 | TRUE | wye
15 | LV_230-105_0_5_load_28 | 35 | 0.0016987 | 0.00042573 | 0 | 0 |  | 1 | TRUE | wye
16 | LV_230-105_0_5_load_63 | 37 | 0.0017121 | 0.00042908 | 0 | 0 |  | 1 | TRUE | wye
17 | LV_230-105_0_5_load_62 | 38 | 0.0023567 | 0.00059064 | 0 | 0 |  | 1 | TRUE | wye
18 | LV_230-105_0_5_load_71 | 39 | 0.092753 | 0.023246 | 0 | 0 |  | 1 | TRUE | wye
19 | LV_230-105_0_5_load_123 | 42 | 0.0015814 | 0.00039634 | 0 | 0 |  | 1 | TRUE | wye
20 | LV_230-105_0_5_load_38 | 43 | 0.0017355 | 0.00043496 | 0 | 0 |  | 1 | TRUE | wye
21 | LV_230-105_0_5_load_29 | 46 | 0.0034327 | 0.00086031 | 0 | 0 |  | 1 | TRUE | wye
22 | LV_230-105_0_5_load_53 | 47 | 0.0028865 | 0.00072342 | 0 | 0 |  | 1 | TRUE | wye
23 | LV_230-105_0_5_load_26 | 48 | 0.0010603 | 0.00026573 | 0 | 0 |  | 1 | TRUE | wye
24 | LV_230-105_0_5_load_65 | 49 | 0.0023717 | 0.00059441 | 0 | 0 |  | 1 | TRUE | wye
25 | LV_230-105_0_5_load_34 | 51 | 0.0015596 | 0.00039086 | 0 | 0 |  | 1 | TRUE | wye
26 | LV_230-105_0_5_load_35 | 52 | 0.0031363 | 0.00078603 | 0 | 0 |  | 1 | TRUE | wye
27 | LV_230-105_0_5_load_36 | 53 | 0.0039511 | 0.00099024 | 0 | 0 |  | 1 | TRUE | wye
28 | LV_230-105_0_5_load_33 | 54 | 0.0029304 | 0.00073443 | 0 | 0 |  | 1 | TRUE | wye
29 | LV_230-105_0_5_load_39 | 55 | 0.0029467 | 0.00073851 | 0 | 0 |  | 1 | TRUE | wye
30 | LV_230-105_0_5_load_40 | 56 | 0.0032169 | 0.00080624 | 0 | 0 |  | 1 | TRUE | wye
31 | LV_230-105_0_5_load_41 | 57 | 0.0032064 | 0.00080359 | 0 | 0 |  | 1 | TRUE | wye
32 | LV_230-105_0_5_load_60 | 58 | 0.002041 | 0.00051152 | 0 | 0 |  | 1 | TRUE | wye
33 | LV_230-105_0_5_load_45 | 59 | 0.0028769 | 0.00072102 | 0 | 0 |  | 1 | TRUE | wye
34 | LV_230-105_0_5_load_56 | 60 | 0.0030689 | 0.00076915 | 0 | 0 |  | 1 | TRUE | wye
35 | LV_230-105_0_5_load_46 | 61 | 0.003192 | 0.00079998 | 0 | 0 |  | 1 | TRUE | wye
36 | LV_230-105_0_5_load_59 | 62 | 0.0016423 | 0.00041161 | 0 | 0 |  | 1 | TRUE | wye
37 | LV_230-105_0_5_load_43 | 63 | 0.0028932 | 0.00072511 | 0 | 0 |  | 1 | TRUE | wye
38 | LV_230-105_0_5_load_44 | 64 | 0.003186 | 0.00079848 | 0 | 0 |  | 1 | TRUE | wye
39 | LV_230-105_0_5_load_47 | 65 | 0.0031041 | 0.00077797 | 0 | 0 |  | 1 | TRUE | wye
40 | LV_230-105_0_5_load_48 | 66 | 0.0025181 | 0.0006311 | 0 | 0 |  | 1 | TRUE | wye
41 | LV_230-105_0_5_load_49 | 67 | 0.0024037 | 0.00060242 | 0 | 0 |  | 1 | TRUE | wye
42 | LV_230-105_0_5_load_50 | 68 | 0.01293 | 0.0032406 | 0 | 0 |  | 1 | TRUE | wye
43 | LV_230-105_0_5_load_51 | 69 | 0.001432 | 0.00035891 | 0 | 0 |  | 1 | TRUE | wye
44 | LV_230-105_0_5_load_54 | 70 | 0.0029572 | 0.00074115 | 0 | 0 |  | 1 | TRUE | wye
45 | LV_230-105_0_5_load_86 | 71 | 0.010955 | 0.0027455 | 0 | 0 |  | 1 | TRUE | wye
46 | LV_230-105_0_5_load_82 | 72 | 0.0093855 | 0.0023522 | 0 | 0 |  | 1 | TRUE | wye
47 | LV_230-105_0_5_load_57 | 73 | 0.006237 | 0.0015631 | 0 | 0 |  | 1 | TRUE | wye
48 | LV_230-105_0_5_load_58 | 74 | 0.0016621 | 0.00041656 | 0 | 0 |  | 1 | TRUE | wye
49 | LV_230-105_0_5_load_64 | 75 | 0.0012443 | 0.00031186 | 0 | 0 |  | 1 | TRUE | wye
50 | LV_230-105_0_5_load_66 | 76 | 0.001192 | 0.00029874 | 0 | 0 |  | 1 | TRUE | wye
51 | LV_230-105_0_5_load_67 | 77 | 0.0017865 | 0.00044773 | 0 | 0 |  | 1 | TRUE | wye
52 | LV_230-105_0_5_load_97 | 79 | 0.0033806 | 0.00084727 | 0 | 0 |  | 1 | TRUE | wye
53 | LV_230-105_0_5_load_98 | 81 | 0.0025987 | 0.00065128 | 0 | 0 |  | 1 | TRUE | wye
54 | LV_230-105_0_5_load_96 | 82 | 0.0028804 | 0.00072189 | 0 | 0 |  | 1 | TRUE | wye
55 | LV_230-105_0_5_load_94 | 83 | 0.0027969 | 0.00070098 | 0 | 0 |  | 1 | TRUE | wye
56 | LV_230-105_0_5_load_73 | 84 | 0.0068228 | 0.00171 | 0 | 0 |  | 1 | TRUE | wye
57 | LV_230-105_0_5_load_74 | 85 | 0.0044075 | 0.0011046 | 0 | 0 |  | 1 | TRUE | wye
58 | LV_230-105_0_5_load_78 | 89 | 0.001295 | 0.00032457 | 0 | 0 |  | 1 | TRUE | wye
59 | LV_230-105_0_5_load_79 | 90 | 0.0039917 | 0.0010004 | 0 | 0 |  | 1 | TRUE | wye
60 | LV_230-105_0_5_load_80 | 91 | 0.0011558 | 0.00028966 | 0 | 0 |  | 1 | TRUE | wye
61 | LV_230-105_0_5_load_81 | 92 | 0.0023995 | 0.00060137 | 0 | 0 |  | 1 | TRUE | wye
62 | LV_230-105_0_5_load_124 | 93 | 0.00034859 | 8.7366e-05 | 0 | 0 |  | 1 | TRUE | wye
63 | LV_230-105_0_5_load_122 | 94 | 0.002647 | 0.00066341 | 0 | 0 |  | 1 | TRUE | wye
64 | LV_230-105_0_5_load_91 | 96 | 0.01278 | 0.003203 | 0 | 0 |  | 1 | TRUE | wye
65 | LV_230-105_0_5_load_130 | 97 | 0.003993 | 0.0010007 | 0 | 0 |  | 1 | TRUE | wye
66 | LV_230-105_0_5_load_113 | 98 | 0.0026455 | 0.00066304 | 0 | 0 |  | 1 | TRUE | wye
67 | LV_230-105_0_5_load_90 | 100 | 0.013494 | 0.003382 | 0 | 0 |  | 1 | TRUE | wye
68 | LV_230-105_0_5_load_83 | 101 | 0.0082949 | 0.0020789 | 0 | 0 |  | 1 | TRUE | wye
69 | LV_230-105_0_5_load_85 | 102 | 0.011467 | 0.0028739 | 0 | 0 |  | 1 | TRUE | wye
70 | LV_230-105_0_5_load_88 | 103 | 0.011013 | 0.0027602 | 0 | 0 |  | 1 | TRUE | wye
71 | LV_230-105_0_5_load_120 | 104 | 0.013272 | 0.0033262 | 0 | 0 |  | 1 | TRUE | wye
72 | LV_230-105_0_5_load_118 | 105 | 0.010935 | 0.0027405 | 0 | 0 |  | 1 | TRUE | wye
73 | LV_230-105_0_5_load_129 | 106 | 0.0026689 | 0.00066889 | 0 | 0 |  | 1 | TRUE | wye
74 | LV_230-105_0_5_load_99 | 107 | 0.00092142 | 0.00023093 | 0 | 0 |  | 1 | TRUE | wye
75 | LV_230-105_0_5_load_100 | 108 | 0.0016792 | 0.00042086 | 0 | 0 |  | 1 | TRUE | wye
76 | LV_230-105_0_5_load_101 | 109 | 0.0016245 | 0.00040714 | 0 | 0 |  | 1 | TRUE | wye
77 | LV_230-105_0_5_load_107 | 111 | 0.0031569 | 0.00079118 | 0 | 0 |  | 1 | TRUE | wye
78 | LV_230-105_0_5_load_104 | 112 | 0.00086732 | 0.00021737 | 0 | 0 |  | 1 | TRUE | wye
79 | LV_230-105_0_5_load_102 | 113 | 0.0022904 | 0.00057402 | 0 | 0 |  | 1 | TRUE | wye
80 | LV_230-105_0_5_load_103 | 114 | 0.0018391 | 0.00046091 | 0 | 0 |  | 1 | TRUE | wye
81 | LV_230-105_0_5_load_105 | 115 | 0.00085235 | 0.00021362 | 0 | 0 |  | 1 | TRUE | wye
82 | LV_230-105_0_5_load_134 | 116 | 0.0034124 | 0.00085523 | 0 | 0 |  | 1 | TRUE | wye
83 | LV_230-105_0_5_load_133 | 117 | 0.0022087 | 0.00055354 | 0 | 0 |  | 1 | TRUE | wye
84 | LV_230-105_0_5_load_108 | 118 | 0.0061917 | 0.0015518 | 0 | 0 |  | 1 | TRUE | wye
85 | LV_230-105_0_5_load_109 | 119 | 0.0031965 | 0.00080112 | 0 | 0 |  | 1 | TRUE | wye
86 | LV_230-105_0_5_load_110 | 120 | 0.0053095 | 0.0013307 | 0 | 0 |  | 1 | TRUE | wye
87 | LV_230-105_0_5_load_111 | 121 | 0.0031984 | 0.00080159 | 0 | 0 |  | 1 | TRUE | wye
88 | LV_230-105_0_5_load_112 | 122 | 0.0035422 | 0.00088775 | 0 | 0 |  | 1 | TRUE | wye
89 | LV_230-105_0_5_load_114 | 123 | 0.0026489 | 0.00066387 | 0 | 0 |  | 1 | TRUE | wye
90 | LV_230-105_0_5_load_137 | 124 | 0.0026455 | 0.00066304 | 0 | 0 |  | 1 | TRUE | wye
91 | LV_230-105_0_5_load_138 | 125 | 0.0026472 | 0.00066345 | 0 | 0 |  | 1 | TRUE | wye
92 | LV_230-105_0_5_load_115 | 126 | 0.0021088 | 0.00052851 | 0 | 0 |  | 1 | TRUE | wye
93 | LV_230-105_0_5_load_116 | 127 | 0.010801 | 0.002707 | 0 | 0 |  | 1 | TRUE | wye
94 | LV_230-105_0_5_load_117 | 128 | 0.0019921 | 0.00049926 | 0 | 0 |  | 1 | TRUE | wye
95 | LV_230-105_0_5_load_119 | 129 | 0.0018625 | 0.00046679 | 0 | 0 |  | 1 | TRUE | wye
96 | LV_230-105_0_5_load_127 | 130 | 0.00074172 | 0.00018589 | 0 | 0 |  | 1 | TRUE | wye
97 | LV_230-105_0_5_load_131 | 131 | 0.0056798 | 0.0014235 | 0 | 0 |  | 1 | TRUE | wye
98 | LV_230-105_0_5_load_135 | 132 | 0.00074172 | 0.00018589 | 0 | 0 |  | 1 | TRUE | wye
99 | LV_230-105_0_5_load_136 | 133 | 0.0022236 | 0.00055729 | 0 | 0 |  | 1 | TRUE | wye
100 | LV_230-105_0_5_load_132 | 134 | 0.0020619 | 0.00051675 | 0 | 0 |  | 1 | TRUE | wye

## ext_grid
| name | bus | vm_pu | va_degree | slack_weight | in_service
0 |  | 66 | 1 | 0 | 1 | TRUE

## line
| name | std_type | from_bus | to_bus | length_km | r_ohm_per_km | x_ohm_per_km | c_nf_per_km | g_us_per_km | max_i_ka | df | parallel | type | in_service
0 | LV_230-105_0_5_line_0 |  | 0 | 1 | 0.024636 | 0.125 | 0.08 | 261 | 0 | 0.364 | 1 | 1 | cs | TRUE
1 | LV_230-105_0_5_line_1 |  | 1 | 2 | 0.044575 | 0.125 | 0.08 | 261 | 0 | 0.364 | 1 | 1 | cs | TRUE
2 | LV_230-105_0_5_line_2 |  | 2 | 3 | 0.025573 | 0.125 | 0.08 | 261 | 0 | 0.364 | 1 | 1 | cs | TRUE
3 | LV_230-105_0_5_line_3 |  | 2 | 4 | 0.01102 | 0.125 | 0.08 | 261 | 0 | 0.364 | 1 | 1 | cs | TRUE
4 | LV_230-105_0_5_line_4 |  | 4 | 20 | 0.026201 | 0.125 | 0.08 | 261 | 0 | 0.364 | 1 | 1 | cs | TRUE
5 | LV_230-105_0_5_line_5 |  | 4 | 21 | 0.042312 | 0.125 | 0.08 | 261 | 0 | 0.364 | 1 | 1 | cs | TRUE
6 | LV_230-105_0_5_line_6 |  | 4 | 15 | 0.010667 | 0.125 | 0.08 | 261 | 0 | 0.364 | 1 | 1 | cs | TRUE
7 | LV_230-105_0_5_line_7 |  | 5 | 6 | 0.019334 | 0.125 | 0.08 | 261 | 0 | 0.364 | 1 | 1 | cs | TRUE
8 | LV_230-105_0_5_line_8 |  | 5 | 7 | 0.094368 | 0.125 | 0.08 | 261 | 0 | 0.364 | 1 | 1 | cs | TRUE
9 | LV_230-105_0_5_line_9 |  | 7 | 19 | 0.013134 | 0.125 | 0.08 | 261 | 0 | 0.364 | 1 | 1 | cs | TRUE
10 | LV_230-105_0_5_line_10 |  | 8 | 9 | 0.11793 | 0.125 | 0.08 | 261 | 0 | 0.364 | 1 | 1 | cs | TRUE
11 | LV_230-105_0_5_line_11 |  | 8 | 10 | 0.031607 | 0.125 | 0.08 | 261 | 0 | 0.364 | 1 | 2 | cs | TRUE
12 | LV_230-105_0_5_line_12 |  | 9 | 39 | 0.038833 | 0.125 | 0.08 | 261 | 0 | 0.364 | 1 | 1 | cs | TRUE
13 | LV_230-105_0_5_line_13 |  | 10 | 13 | 0.10168 | 0.125 | 0.08 | 261 | 0 | 0.364 | 1 | 4 | cs | TRUE
14 | LV_230-105_0_5_line_14 |  | 11 | 12 | 0.050533 | 0.125 | 0.08 | 261 | 0 | 0.364 | 1 | 4 | cs | TRUE
15 | LV_230-105_0_5_line_15 |  | 11 | 13 | 0.029549 | 0.125 | 0.08 | 261 | 0 | 0.364 | 1 | 4 | cs | TRUE
16 | LV_230-105_0_5_line_16 |  | 11 | 14 | 0.007734 | 0.125 | 0.08 | 261 | 0 | 0.364 | 1 | 4 | cs | TRUE
17 | LV_230-105_0_5_line_17 |  | 12 | 40 | 0.0016791 | 0.125 | 0.08 | 261 | 0 | 0.364 | 1 | 4 | cs | TRUE
18 | LV_230-105_0_5_line_18 |  | 13 | 18 | 0.036148 | 0.125 | 0.08 | 261 | 0 | 0.364 | 1 | 1 | cs | TRUE
19 | LV_230-105_0_5_line_19 |  | 14 | 29 | 0.021442 | 0.125 | 0.08 | 261 | 0 | 0.364 | 1 | 4 | cs | TRUE
20 | LV_230-105_0_5_line_20 |  | 14 | 22 | 0.045122 | 0.125 | 0.08 | 261 | 0 | 0.364 | 1 | 4 | cs | TRUE
21 | LV_230-105_0_5_line_21 |  | 15 | 16 | 0.025189 | 0.125 | 0.08 | 261 | 0 | 0.364 | 1 | 1 | cs | TRUE
22 | LV_230-105_0_5_line_22 |  | 15 | 17 | 0.042593 | 0.125 | 0.08 | 261 | 0 | 0.364 | 1 | 1 | cs | TRUE
23 | LV_230-105_0_5_line_23 |  | 16 | 24 | 0.010568 | 0.125 | 0.08 | 261 | 0 | 0.364 | 1 | 1 | cs | TRUE
24 | LV_230-105_0_5_line_24 |  | 16 | 25 | 0.0041546 | 0.125 | 0.08 | 261 | 0 | 0.364 | 1 | 1 | cs | TRUE
25 | LV_230-105_0_5_line_25 |  | 17 | 41 | 0.010216 | 0.125 | 0.08 | 261 | 0 | 0.364 | 1 | 1 | cs | TRUE
26 | LV_230-105_0_5_line_26 |  | 18 | 19 | 0.013728 | 0.125 | 0.08 | 261 | 0 | 0.364 | 1 | 1 | cs | TRUE
27 | LV_230-105_0_5_line_27 |  | 20 | 42 | 0.031207 | 0.125 | 0.08 | 261 | 0 | 0.364 | 1 | 1 | cs | TRUE
28 | LV_230-105_0_5_line_28 |  | 22 | 23 | 0.00077517 | 0.125 | 0.08 | 261 | 0 | 0.364 | 1 | 4 | cs | TRUE
29 | LV_230-105_0_5_line_29 |  | 23 | 33 | 0.035793 | 0.125 | 0.08 | 261 | 0 | 0.364 | 1 | 4 | cs | TRUE
30 | LV_230-105_0_5_line_30 |  | 24 | 35 | 0.023199 | 0.125 | 0.08 | 261 | 0 | 0.364 | 1 | 1 | cs | TRUE
31 | LV_230-105_0_5_line_31 |  | 26 | 27 | 0.16457 | 0.125 | 0.08 | 261 | 0 | 0.364 | 1 | 4 | cs | TRUE
32 | LV_230-105_0_5_line_32 |  | 26 | 28 | 0.075248 | 0.125 | 0.08 | 261 | 0 | 0.364 | 1 | 4 | cs | TRUE
33 | LV_230-105_0_5_line_33 |  | 27 | 33 | 0.028493 | 0.125 | 0.08 | 261 | 0 | 0.364 | 1 | 4 | cs | TRUE
34 | LV_230-105_0_5_line_34 |  | 28 | 45 | 0.059583 | 0.125 | 0.08 | 261 | 0 | 0.364 | 1 | 4 | cs | TRUE
35 | LV_230-105_0_5_line_35 |  | 28 | 46 | 0.036133 | 0.125 | 0.08 | 261 | 0 | 0.364 | 1 | 1 | cs | TRUE
36 | LV_230-105_0_5_line_36 |  | 29 | 47 | 0.0022014 | 0.125 | 0.08 | 261 | 0 | 0.364 | 1 | 4 | cs | TRUE
37 | LV_230-105_0_5_line_37 |  | 30 | 31 | 0.026263 | 0.125 | 0.08 | 261 | 0 | 0.364 | 1 | 4 | cs | TRUE
38 | LV_230-105_0_5_line_38 |  | 30 | 32 | 0.039386 | 0.125 | 0.08 | 261 | 0 | 0.364 | 1 | 4 | cs | TRUE
39 | LV_230-105_0_5_line_39 |  | 31 | 34 | 0.021662 | 0.125 | 0.08 | 261 | 0 | 0.364 | 1 | 4 | cs | TRUE
40 | LV_230-105_0_5_line_40 |  | 32 | 38 | 0.0064416 | 0.125 | 0.08 | 261 | 0 | 0.364 | 1 | 4 | cs | TRUE
41 | LV_230-105_0_5_line_41 |  | 34 | 45 | 0.008476 | 0.125 | 0.08 | 261 | 0 | 0.364 | 1 | 4 | cs | TRUE
42 | LV_230-105_0_5_line_42 |  | 35 | 48 | 0.026697 | 0.125 | 0.08 | 261 | 0 | 0.364 | 1 | 1 | cs | TRUE
43 | LV_230-105_0_5_line_43 |  | 36 | 37 | 0.018205 | 0.125 | 0.08 | 261 | 0 | 0.364 | 1 | 1 | cs | TRUE
44 | LV_230-105_0_5_line_44 |  | 36 | 38 | 0.071426 | 0.125 | 0.08 | 261 | 0 | 0.364 | 1 | 2 | cs | TRUE
45 | LV_230-105_0_5_line_45 |  | 37 | 49 | 0.023849 | 0.125 | 0.08 | 261 | 0 | 0.364 | 1 | 1 | cs | TRUE
46 | LV_230-105_0_5_line_46 |  | 40 | 71 | 0.013997 | 0.125 | 0.08 | 261 | 0 | 0.364 | 1 | 1 | cs | TRUE
47 | LV_230-105_0_5_line_47 |  | 40 | 72 | 0.022436 | 0.125 | 0.08 | 261 | 0 | 0.364 | 1 | 4 | cs | TRUE
48 | LV_230-105_0_5_line_48 |  | 41 | 100 | 0.025929 | 0.125 | 0.08 | 261 | 0 | 0.364 | 1 | 4 | cs | TRUE
49 | LV_230-105_0_5_line_49 |  | 41 | 102 | 0.011877 | 0.125 | 0.08 | 261 | 0 | 0.364 | 1 | 4 | cs | TRUE
50 | LV_230-105_0_5_line_50 |  | 42 | 106 | 0.012885 | 0.125 | 0.08 | 261 | 0 | 0.364 | 1 | 1 | cs | TRUE
51 | LV_230-105_0_5_line_51 |  | 43 | 44 | 0.014789 | 0.125 | 0.08 | 261 | 0 | 0.364 | 1 | 1 | cs | TRUE
52 | LV_230-105_0_5_line_52 |  | 44 | 63 | 0.010153 | 0.125 | 0.08 | 261 | 0 | 0.364 | 1 | 1 | cs | TRUE
53 | LV_230-105_0_5_line_53 |  | 44 | 64 | 0.023181 | 0.125 | 0.08 | 261 | 0 | 0.364 | 1 | 1 | cs | TRUE
54 | LV_230-105_0_5_line_54 |  | 45 | 53 | 0.016172 | 0.125 | 0.08 | 261 | 0 | 0.364 | 1 | 1 | cs | TRUE
55 | LV_230-105_0_5_line_55 |  | 46 | 50 | 0.0045064 | 0.125 | 0.08 | 261 | 0 | 0.364 | 1 | 1 | cs | TRUE
56 | LV_230-105_0_5_line_56 |  | 47 | 70 | 0.017195 | 0.125 | 0.08 | 261 | 0 | 0.364 | 1 | 4 | cs | TRUE
57 | LV_230-105_0_5_line_57 |  | 49 | 75 | 0.017907 | 0.125 | 0.08 | 261 | 0 | 0.364 | 1 | 1 | cs | TRUE
58 | LV_230-105_0_5_line_58 |  | 50 | 51 | 0.031039 | 0.125 | 0.08 | 261 | 0 | 0.364 | 1 | 1 | cs | TRUE
59 | LV_230-105_0_5_line_59 |  | 50 | 52 | 0.0071543 | 0.125 | 0.08 | 261 | 0 | 0.364 | 1 | 1 | cs | TRUE
60 | LV_230-105_0_5_line_60 |  | 51 | 56 | 0.0064744 | 0.125 | 0.08 | 261 | 0 | 0.364 | 1 | 1 | cs | TRUE
61 | LV_230-105_0_5_line_61 |  | 52 | 57 | 0.0064731 | 0.125 | 0.08 | 261 | 0 | 0.364 | 1 | 1 | cs | TRUE
62 | LV_230-105_0_5_line_62 |  | 53 | 58 | 0.0069765 | 0.125 | 0.08 | 261 | 0 | 0.364 | 1 | 1 | cs | TRUE
63 | LV_230-105_0_5_line_63 |  | 54 | 55 | 0.010688 | 0.125 | 0.08 | 261 | 0 | 0.364 | 1 | 1 | cs | TRUE
64 | LV_230-105_0_5_line_64 |  | 55 | 59 | 0.0067404 | 0.125 | 0.08 | 261 | 0 | 0.364 | 1 | 1 | cs | TRUE
65 | LV_230-105_0_5_line_65 |  | 56 | 60 | 0.0068887 | 0.125 | 0.08 | 261 | 0 | 0.364 | 1 | 1 | cs | TRUE
66 | LV_230-105_0_5_line_66 |  | 57 | 61 | 0.011318 | 0.125 | 0.08 | 261 | 0 | 0.364 | 1 | 1 | cs | TRUE
67 | LV_230-105_0_5_line_67 |  | 58 | 62 | 0.0035083 | 0.125 | 0.08 | 261 | 0 | 0.364 | 1 | 1 | cs | TRUE
68 | LV_230-105_0_5_line_68 |  | 59 | 63 | 0.010752 | 0.125 | 0.08 | 261 | 0 | 0.364 | 1 | 1 | cs | TRUE
69 | LV_230-105_0_5_line_69 |  | 61 | 64 | 0.011721 | 0.125 | 0.08 | 261 | 0 | 0.364 | 1 | 1 | cs | TRUE
70 | LV_230-105_0_5_line_70 |  | 62 | 73 | 0.033807 | 0.125 | 0.08 | 261 | 0 | 0.364 | 1 | 1 | cs | TRUE
71 | LV_230-105_0_5_line_71 |  | 65 | 66 | 0.0067981 | 0.125 | 0.08 | 261 | 0 | 0.364 | 1 | 1 | cs | TRUE
72 | LV_230-105_0_5_line_72 |  | 65 | 67 | 0.010769 | 0.125 | 0.08 | 261 | 0 | 0.364 | 1 | 1 | cs | TRUE
73 | LV_230-105_0_5_line_73 |  | 66 | 68 | 0.017886 | 0.125 | 0.08 | 261 | 0 | 0.364 | 1 | 4 | cs | TRUE
74 | LV_230-105_0_5_line_74 |  | 68 | 69 | 0.0058931 | 0.125 | 0.08 | 261 | 0 | 0.364 | 1 | 4 | cs | TRUE
75 | LV_230-105_0_5_line_75 |  | 69 | 70 | 0.011451 | 0.125 | 0.08 | 261 | 0 | 0.364 | 1 | 4 | cs | TRUE
76 | LV_230-105_0_5_line_76 |  | 71 | 103 | 0.0012992 | 0.125 | 0.08 | 261 | 0 | 0.364 | 1 | 1 | cs | TRUE
77 | LV_230-105_0_5_line_77 |  | 72 | 101 | 0.0030911 | 0.125 | 0.08 | 261 | 0 | 0.364 | 1 | 4 | cs | TRUE
78 | LV_230-105_0_5_line_78 |  | 73 | 74 | 0.0018514 | 0.125 | 0.08 | 261 | 0 | 0.364 | 1 | 1 | cs | TRUE
79 | LV_230-105_0_5_line_79 |  | 75 | 76 | 0.031523 | 0.125 | 0.08 | 261 | 0 | 0.364 | 1 | 1 | cs | TRUE
80 | LV_230-105_0_5_line_80 |  | 76 | 77 | 0.014281 | 0.125 | 0.08 | 261 | 0 | 0.364 | 1 | 1 | cs | TRUE
81 | LV_230-105_0_5_line_81 |  | 77 | 78 | 0.01395 | 0.125 | 0.08 | 261 | 0 | 0.364 | 1 | 1 | cs | TRUE
82 | LV_230-105_0_5_line_82 |  | 78 | 79 | 0.016792 | 0.125 | 0.08 | 261 | 0 | 0.364 | 1 | 1 | cs | TRUE
83 | LV_230-105_0_5_line_83 |  | 78 | 80 | 0.026671 | 0.125 | 0.08 | 261 | 0 | 0.364 | 1 | 1 | cs | TRUE
84 | LV_230-105_0_5_line_84 |  | 79 | 81 | 0.0098992 | 0.125 | 0.08 | 261 | 0 | 0.364 | 1 | 1 | cs | TRUE
85 | LV_230-105_0_5_line_85 |  | 80 | 82 | 0.009678 | 0.125 | 0.08 | 261 | 0 | 0.364 | 1 | 1 | cs | TRUE
86 | LV_230-105_0_5_line_86 |  | 80 | 83 | 0.035073 | 0.125 | 0.08 | 261 | 0 | 0.364 | 1 | 1 | cs | TRUE
87 | LV_230-105_0_5_line_87 |  | 81 | 107 | 0.013284 | 0.125 | 0.08 | 261 | 0 | 0.364 | 1 | 1 | cs | TRUE
88 | LV_230-105_0_5_line_88 |  | 84 | 85 | 0.085939 | 0.125 | 0.08 | 261 | 0 | 0.364 | 1 | 1 | cs | TRUE
89 | LV_230-105_0_5_line_89 |  | 84 | 86 | 0.027208 | 0.125 | 0.08 | 261 | 0 | 0.364 | 1 | 1 | cs | TRUE
90 | LV_230-105_0_5_line_90 |  | 86 | 87 | 0.14983 | 0.125 | 0.08 | 261 | 0 | 0.364 | 1 | 1 | cs | TRUE
91 | LV_230-105_0_5_line_91 |  | 86 | 88 | 0.031231 | 0.125 | 0.08 | 261 | 0 | 0.364 | 1 | 4 | cs | TRUE
92 | LV_230-105_0_5_line_92 |  | 87 | 89 | 0.014253 | 0.125 | 0.08 | 261 | 0 | 0.364 | 1 | 1 | cs | TRUE
93 | LV_230-105_0_5_line_93 |  | 87 | 90 | 0.038844 | 0.125 | 0.08 | 261 | 0 | 0.364 | 1 | 1 | cs | TRUE
94 | LV_230-105_0_5_line_94 |  | 88 | 91 | 0.089354 | 0.125 | 0.08 | 261 | 0 | 0.364 | 1 | 1 | cs | TRUE
95 | LV_230-105_0_5_line_95 |  | 88 | 92 | 0.11699 | 0.125 | 0.08 | 261 | 0 | 0.364 | 1 | 4 | cs | TRUE
96 | LV_230-105_0_5_line_96 |  | 89 | 93 | 0.033887 | 0.125 | 0.08 | 261 | 0 | 0.364 | 1 | 1 | cs | TRUE
97 | LV_230-105_0_5_line_97 |  | 90 | 94 | 0.0063598 | 0.125 | 0.08 | 261 | 0 | 0.364 | 1 | 1 | cs | TRUE
98 | LV_230-105_0_5_line_98 |  | 91 | 95 | 0.022489 | 0.125 | 0.08 | 261 | 0 | 0.364 | 1 | 1 | cs | TRUE
99 | LV_230-105_0_5_line_99 |  | 92 | 96 | 0.013421 | 0.125 | 0.08 | 261 | 0 | 0.364 | 1 | 4 | cs | TRUE
100 | LV_230-105_0_5_line_100 |  | 93 | 97 | 0.010644 | 0.125 | 0.08 | 261 | 0 | 0.364 | 1 | 1 | cs | TRUE
101 | LV_230-105_0_5_line_101 |  | 94 | 98 | 0.0086807 | 0.125 | 0.08 | 261 | 0 | 0.364 | 1 | 1 | cs | TRUE
102 | LV_230-105_0_5_line_102 |  | 95 | 99 | 0.015778 | 0.125 | 0.08 | 261 | 0 | 0.364 | 1 | 1 | cs | TRUE
103 | LV_230-105_0_5_line_103 |  | 96 | 100 | 0.010164 | 0.125 | 0.08 | 261 | 0 | 0.364 | 1 | 4 | cs | TRUE
104 | LV_230-105_0_5_line_104 |  | 97 | 131 | 0.012748 | 0.125 | 0.08 | 261 | 0 | 0.364 | 1 | 1 | cs | TRUE
105 | LV_230-105_0_5_line_105 |  | 98 | 121 | 0.010363 | 0.125 | 0.08 | 261 | 0 | 0.364 | 1 | 1 | cs | TRUE
106 | LV_230-105_0_5_line_106 |  | 99 | 130 | 0.023274 | 0.125 | 0.08 | 261 | 0 | 0.364 | 1 | 1 | cs | TRUE
107 | LV_230-105_0_5_line_107 |  | 101 | 102 | 0.02992 | 0.125 | 0.08 | 261 | 0 | 0.364 | 1 | 4 | cs | TRUE
108 | LV_230-105_0_5_line_108 |  | 103 | 104 | 0.016105 | 0.125 | 0.08 | 261 | 0 | 0.364 | 1 | 1 | cs | TRUE
109 | LV_230-105_0_5_line_109 |  | 104 | 105 | 6.7763e-05 | 0.125 | 0.08 | 261 | 0 | 0.364 | 1 | 1 | cs | TRUE
110 | LV_230-105_0_5_line_110 |  | 105 | 127 | 0.016845 | 0.125 | 0.08 | 261 | 0 | 0.364 | 1 | 1 | cs | TRUE
111 | LV_230-105_0_5_line_111 |  | 107 | 108 | 0.01188 | 0.125 | 0.08 | 261 | 0 | 0.364 | 1 | 1 | cs | TRUE
112 | LV_230-105_0_5_line_112 |  | 108 | 109 | 0.00035579 | 0.125 | 0.08 | 261 | 0 | 0.364 | 1 | 1 | cs | TRUE
113 | LV_230-105_0_5_line_113 |  | 109 | 110 | 0.012105 | 0.125 | 0.08 | 261 | 0 | 0.364 | 1 | 1 | cs | TRUE
114 | LV_230-105_0_5_line_114 |  | 110 | 111 | 0.016834 | 0.125 | 0.08 | 261 | 0 | 0.364 | 1 | 1 | cs | TRUE
115 | LV_230-105_0_5_line_115 |  | 110 | 112 | 0.022859 | 0.125 | 0.08 | 261 | 0 | 0.364 | 1 | 1 | cs | TRUE
116 | LV_230-105_0_5_line_116 |  | 111 | 116 | 0.00088364 | 0.125 | 0.08 | 261 | 0 | 0.364 | 1 | 1 | cs | TRUE
117 | LV_230-105_0_5_line_117 |  | 112 | 113 | 0.0098419 | 0.125 | 0.08 | 261 | 0 | 0.364 | 1 | 1 | cs | TRUE
118 | LV_230-105_0_5_line_118 |  | 113 | 114 | 0.013956 | 0.125 | 0.08 | 261 | 0 | 0.364 | 1 | 1 | cs | TRUE
119 | LV_230-105_0_5_line_119 |  | 114 | 115 | 0.030008 | 0.125 | 0.08 | 261 | 0 | 0.364 | 1 | 1 | cs | TRUE
120 | LV_230-105_0_5_line_120 |  | 116 | 117 | 0.021872 | 0.125 | 0.08 | 261 | 0 | 0.364 | 1 | 1 | cs | TRUE
121 | LV_230-105_0_5_line_121 |  | 118 | 119 | 0.021265 | 0.125 | 0.08 | 261 | 0 | 0.364 | 1 | 1 | cs | TRUE
122 | LV_230-105_0_5_line_122 |  | 118 | 120 | 0.022612 | 0.125 | 0.08 | 261 | 0 | 0.364 | 1 | 1 | cs | TRUE
123 | LV_230-105_0_5_line_123 |  | 119 | 121 | 0.00026693 | 0.125 | 0.08 | 261 | 0 | 0.364 | 1 | 1 | cs | TRUE
124 | LV_230-105_0_5_line_124 |  | 120 | 122 | 0.00093847 | 0.125 | 0.08 | 261 | 0 | 0.364 | 1 | 1 | cs | TRUE
125 | LV_230-105_0_5_line_125 |  | 122 | 123 | 0.0016533 | 0.125 | 0.08 | 261 | 0 | 0.364 | 1 | 1 | cs | TRUE
126 | LV_230-105_0_5_line_126 |  | 123 | 124 | 7.3914e-05 | 0.125 | 0.08 | 261 | 0 | 0.364 | 1 | 1 | cs | TRUE
127 | LV_230-105_0_5_line_127 |  | 124 | 125 | 7.681e-05 | 0.125 | 0.08 | 261 | 0 | 0.364 | 1 | 1 | cs | TRUE
128 | LV_230-105_0_5_line_128 |  | 126 | 127 | 0.00028206 | 0.125 | 0.08 | 261 | 0 | 0.364 | 1 | 1 | cs | TRUE
129 | LV_230-105_0_5_line_129 |  | 126 | 128 | 0.016492 | 0.125 | 0.08 | 261 | 0 | 0.364 | 1 | 1 | cs | TRUE
130 | LV_230-105_0_5_line_130 |  | 128 | 129 | 7.7693e-05 | 0.125 | 0.08 | 261 | 0 | 0.364 | 1 | 1 | cs | TRUE
131 | LV_230-105_0_5_line_131 |  | 130 | 132 | 0.012534 | 0.125 | 0.08 | 261 | 0 | 0.364 | 1 | 1 | cs | TRUE
132 | LV_230-105_0_5_line_132 |  | 131 | 134 | 0.042891 | 0.125 | 0.08 | 261 | 0 | 0.364 | 1 | 1 | cs | TRUE
133 | LV_230-105_0_5_line_133 |  | 132 | 133 | 0.0041367 | 0.125 | 0.08 | 261 | 0 | 0.364 | 1 | 1 | cs | TRUE

## trafo
| name | std_type | hv_bus | lv_bus | sn_mva | vn_hv_kv | vn_lv_kv | vk_percent | vkr_percent | pfe_kw | i0_percent | shift_degree | tap_side | tap_neutral | tap_min | tap_max | tap_step_percent | tap_step_degree | tap_pos | tap_phase_shifter | parallel | df | in_service
0 | LV_230-105_0_5_trafo_48 | 0.63 MVA 20/0.4 kV | 135 | 66 | 0.63 | 20 | 0.4 | 6 | 1.206 | 1.65 | 0.2619 | 150 | hv | 0 | -2 | 2 | 2.5 | 0 | 0 | FALSE | 1 | 1 | TRUE

## line_geodata
| x0 | y0 | x1 | y1 | x2 | y2 | x3 | y3 | x4 | y4 | x5 | y5 | x6 | y6 | x7 | y7 | x8 | y8 | x9 | y9 | x10 | y10 | x11 | y11 | x12 | y12 | x13 | y13 | x14 | y14 | x15 | y15 | x16 | y16
0 | 2697696.4212 | 1262450.9395 | 2697703.0593 | 1262450.0373 | 2697719.699 | 1262443.341
1 | 2697696.4212 | 1262450.9395 | 2697697.012 | 1262454.8525 | 2697703.0542 | 1262495.0184
2 | 2697703.0542 | 1262495.0184 | 2697721.0562 | 1262488.5772 | 2697723.9926 | 1262486.891 | 2697725.9679 | 1262484.544
3 | 2697703.0542 | 1262495.0184 | 2697704.3447 | 1262500.3664 | 2697705.6051 | 1262503.8901 | 2697706.3242 | 1262505.5144
4 | 2697706.3242 | 1262505.5144 | 2697724.5229 | 1262524.3634
5 | 2697706.3242 | 1262505.5144 | 2697711.4368 | 1262501.1731 | 2697744.7945 | 1262488.7236
6 | 2697695.9506 | 1262508.1229 | 2697706.3242 | 1262505.5144
7 | 2697626.7814 | 1262423.1893 | 2697645.7948 | 1262419.3889
8 | 2697622.6312 | 1262514.7846 | 2697622.332 | 1262503.7039 | 2697624.6626 | 1262500.8289 | 2697627.6727 | 1262496.4973 | 2697628.7056 | 1262491.8994 | 2697629.0951 | 1262487.936 | 2697627.8371 | 1262483.8118 | 2697626.0488 | 1262478.4891 | 2697625.0762 | 1262472.5904 | 2697625.3363 | 1262465.9671 | 2697626.6286 | 1262460.2615 | 2697626.325 | 1262451.2714 | 2697626.6509 | 1262445.6833 | 2697627.4306 | 1262435.4322 | 2697627.8167 | 1262428.4774 | 2697627.3271 | 1262425.7337 | 2697626.7814 | 1262423.1893
9 | 2697622.6312 | 1262514.7846 | 2697610.0886 | 1262518.6825
10 | 2697429.542 | 1262467.2066 | 2697423.6859 | 1262453.1209 | 2697421.9611 | 1262448.9668 | 2697482.3346 | 1262424.5638 | 2697512.9156 | 1262412.002
11 | 2697512.9156 | 1262412.002 | 2697524.5817 | 1262441.3778
12 | 2697429.542 | 1262467.2066 | 2697435.6516 | 1262481.9081 | 2697456.8423 | 1262473.193
13 | 2697563.1484 | 1262535.4534 | 2697531.537 | 1262458.8918 | 2697524.5817 | 1262441.3778
14 | 2697578.2146 | 1262552.5604 | 2697605.9214 | 1262541.9977 | 2697608.4721 | 1262544.9534 | 2697611.4986 | 1262551.4975 | 2697605.3638 | 1262554.3208 | 2697606.6299 | 1262557.0554
15 | 2697563.1484 | 1262535.4534 | 2697567.168 | 1262546.1952 | 2697568.9721 | 1262551.0177 | 2697576.5258 | 1262548.051 | 2697577.9691 | 1262551.9113 | 2697578.2146 | 1262552.5604
16 | 2697578.2146 | 1262552.5604 | 2697570.9513 | 1262555.2761
17 | 2697607.3354 | 1262558.5791 | 2697606.6299 | 1262557.0554
18 | 2697563.1484 | 1262535.4534 | 2697575.2442 | 1262530.7491 | 2697591.0032 | 1262524.604 | 2697596.9788 | 1262522.7567
19 | 2697570.9513 | 1262555.2761 | 2697571.52 | 1262557.3427 | 2697565.7804 | 1262559.9613 | 2697571.9656 | 1262571.3846
20 | 2697534.2925 | 1262559.4861 | 2697534.7768 | 1262560.7284 | 2697536.1642 | 1262564.3209 | 2697537.3207 | 1262567.2979 | 2697537.704 | 1262568.2717 | 2697570.9513 | 1262555.2761
21 | 2697681.3286 | 1262496.9835 | 2697683.2026 | 1262502.1297 | 2697692.397 | 1262498.8344 | 2697694.3256 | 1262503.8704 | 2697695.9506 | 1262508.1229
22 | 2697695.9506 | 1262508.1229 | 2697684.6895 | 1262522.0372 | 2697666.3326 | 1262538.553
23 | 2697671.0958 | 1262499.739 | 2697681.3286 | 1262496.9835
24 | 2697681.3286 | 1262496.9835 | 2697684.6196 | 1262494.4477
25 | 2697661.5442 | 1262546.9977 | 2697662.6003 | 1262541.911 | 2697666.3326 | 1262538.553
26 | 2697596.9788 | 1262522.7567 | 2697610.0886 | 1262518.6825
27 | 2697724.5229 | 1262524.3634 | 2697746.1992 | 1262546.8142
28 | 2697534.2925 | 1262559.4861 | 2697533.6192 | 1262559.8702
29 | 2697533.6192 | 1262559.8702 | 2697502.5304 | 1262577.6071
30 | 2697671.0958 | 1262499.739 | 2697667.8362 | 1262476.7697
31 | 2697431.9126 | 1262656.6116 | 2697428.7111 | 1262657.4818 | 2697424.3243 | 1262658.0322 | 2697418.6286 | 1262657.082 | 2697415.4959 | 1262654.6952 | 2697396.8773 | 1262670.2568 | 2697396.5232 | 1262669.7951 | 2697393.2546 | 1262665.5934 | 2697392.9005 | 1262665.1316 | 2697410.9414 | 1262651.2507 | 2697481.6328 | 1262596.8597 | 2697478.8637 | 1262593.4335
32 | 2697431.9126 | 1262656.6116 | 2697434.7473 | 1262657.4256 | 2697437.2126 | 1262659.1676 | 2697438.2079 | 1262661.4081 | 2697438.5125 | 1262664.8715 | 2697438.2674 | 1262670.1384 | 2697438.4424 | 1262677.8031 | 2697439.9233 | 1262684.4107 | 2697442.8332 | 1262692.0871 | 2697446.6586 | 1262699.0781 | 2697453.078 | 1262705.945 | 2697458.8613 | 1262710.2549 | 2697469.793 | 1262710.324
33 | 2697478.8637 | 1262593.4335 | 2697496.633 | 1262580.9717 | 2697502.5304 | 1262577.6071
34 | 2697469.793 | 1262710.324 | 2697508.4582 | 1262735.1482 | 2697510.9978 | 1262740.6057 | 2697510.8253 | 1262748.3203
35 | 2697469.793 | 1262710.324 | 2697482.0052 | 1262710.4142 | 2697493.9314 | 1262710.4886 | 2697494.047 | 1262698.495
36 | 2697573.0138 | 1262573.3204 | 2697571.9656 | 1262571.3846
37 | 2697482.1124 | 1262741.8306 | 2697483.1575 | 1262749.732 | 2697481.645 | 1262757.836 | 2697475.985 | 1262766.1495
38 | 2697475.985 | 1262766.1495 | 2697479.031 | 1262769.2244 | 2697495.7722 | 1262800.0264
39 | 2697482.1124 | 1262741.8306 | 2697489.9188 | 1262743.1714 | 2697499.3673 | 1262748.1868 | 2697502.387 | 1262748.5746
40 | 2697495.7722 | 1262800.0264 | 2697498.8482 | 1262805.6861
41 | 2697510.8253 | 1262748.3203 | 2697504.4349 | 1262748.8376 | 2697502.387 | 1262748.5746
42 | 2697671.818 | 1262456.0374 | 2697671.818 | 1262456.0374 | 2697668.7888 | 1262456.4989 | 2697663.8223 | 1262461.1206 | 2697665.0123 | 1262467.5344 | 2697666.6414 | 1262468.3509 | 2697667.8362 | 1262476.7697
43 | 2697533.9271 | 1262867.899 | 2697549.9377 | 1262859.2337
44 | 2697533.9271 | 1262867.899 | 2697507.2052 | 1262820.2305 | 2697502.4314 | 1262812.2787 | 2697498.8482 | 1262805.6861
45 | 2697573.0519 | 1262859.4914 | 2697570.7443 | 1262858.0871 | 2697561.5734 | 1262856.8014 | 2697549.9377 | 1262859.2337 | 2697549.9377 | 1262859.2337
46 | 2697607.3354 | 1262558.5791 | 2697613.2237 | 1262571.2769
47 | 2697607.3354 | 1262558.5791 | 2697609.5673 | 1262557.5706 | 2697608.5059 | 1262555.229 | 2697624.444 | 1262548.2091
48 | 2697661.5442 | 1262546.9977 | 2697662.6009 | 1262572.9055
49 | 2697661.5442 | 1262546.9977 | 2697649.6938 | 1262547.7916
50 | 2697746.1992 | 1262546.8142 | 2697755.1488 | 1262556.0835
51 | 2697503.5579 | 1262641.2351 | 2697505.1114 | 1262638.414 | 2697504.958 | 1262634.0078 | 2697504.4953 | 1262630.5418 | 2697502.9199 | 1262627.2345
52 | 2697503.5579 | 1262641.2351 | 2697500.0367 | 1262643.212 | 2697498.0532 | 1262643.7798 | 2697494.557 | 1262645.8267
53 | 2697503.5579 | 1262641.2351 | 2697509.6299 | 1262644.9493 | 2697508.189 | 1262647.7946 | 2697507.3594 | 1262657.4332 | 2697506.072 | 1262660.3624
54 | 2697510.8253 | 1262748.3203 | 2697515.8602 | 1262750.4939 | 2697524.2883 | 1262757.0666
55 | 2697494.0905 | 1262693.9889 | 2697494.047 | 1262698.495
56 | 2697573.0138 | 1262573.3204 | 2697581.201 | 1262588.4413
57 | 2697588.831 | 1262867.9125 | 2697579.5913 | 1262863.4708 | 2697573.0519 | 1262859.4914
58 | 2697494.0905 | 1262693.9889 | 2697502.7191 | 1262693.9088 | 2697520.271 | 1262707.8429
59 | 2697494.0905 | 1262693.9889 | 2697493.9308 | 1262686.8364
60 | 2697522.6135 | 1262713.8786 | 2697520.271 | 1262707.8429
61 | 2697493.9308 | 1262686.8364 | 2697493.8565 | 1262683.5098 | 2697495.3614 | 1262680.7474
62 | 2697524.2883 | 1262757.0666 | 2697529.7897 | 1262761.3568
63 | 2697481.1484 | 1262656.3971 | 2697480.1387 | 1262658.2074 | 2697478.9507 | 1262660.3452 | 2697475.9439 | 1262665.7318
64 | 2697481.1484 | 1262656.3971 | 2697483.1746 | 1262652.7641 | 2697485.3596 | 1262651.3912
65 | 2697526.7401 | 1262719.0776 | 2697523.7329 | 1262716.7628 | 2697522.6135 | 1262713.8786
66 | 2697495.3614 | 1262680.7474 | 2697500.7759 | 1262670.8084
67 | 2697529.7897 | 1262761.3568 | 2697532.5562 | 1262763.5143
68 | 2697485.3596 | 1262651.3912 | 2697490.9177 | 1262647.8989 | 2697493.047 | 1262646.7108 | 2697494.557 | 1262645.8267
69 | 2697500.7759 | 1262670.8084 | 2697504.4237 | 1262664.1125 | 2697506.072 | 1262660.3624
70 | 2697559.2152 | 1262784.3042 | 2697532.5562 | 1262763.5143
71 | 2697597.9754 | 1262619.4214 | 2697601.2122 | 1262625.3994
72 | 2697606.3396 | 1262634.8691 | 2697601.2122 | 1262625.3994
73 | 2697597.9754 | 1262619.4214 | 2697589.4592 | 1262603.6931
74 | 2697586.6532 | 1262598.5108 | 2697589.4592 | 1262603.6931
75 | 2697586.6532 | 1262598.5108 | 2697581.201 | 1262588.4413
76 | 2697613.7703 | 1262572.4555 | 2697613.2237 | 1262571.2769
77 | 2697624.444 | 1262548.2091 | 2697627.2729 | 1262546.9631
78 | 2697559.2152 | 1262784.3042 | 2697560.6751 | 1262785.4428
79 | 2697588.831 | 1262867.9125 | 2697593.054 | 1262869.9426 | 2697618.2277 | 1262879.2454
80 | 2697618.2277 | 1262879.2454 | 2697631.6231 | 1262884.1956
81 | 2697644.3123 | 1262889.9272 | 2697637.3425 | 1262886.3092 | 2697631.6231 | 1262884.1956
82 | 2697644.3123 | 1262889.9272 | 2697659.8751 | 1262896.2329
83 | 2697644.3123 | 1262889.9272 | 2697640.6588 | 1262903.5669 | 2697631.6757 | 1262912.3592
84 | 2697659.8751 | 1262896.2329 | 2697669.0498 | 1262899.9503
85 | 2697631.6757 | 1262912.3592 | 2697622.8452 | 1262916.3199
86 | 2697631.6757 | 1262912.3592 | 2697640.4284 | 1262946.3228
87 | 2697669.0498 | 1262899.9503 | 2697681.3612 | 1262904.9387
88 | 2697700.6304 | 1262699.3791 | 2697690.8554 | 1262729.3086 | 2697675.9252 | 1262742.3172 | 2697688.1956 | 1262774.7233
89 | 2697723.943 | 1262685.8419 | 2697700.9267 | 1262698.472 | 2697700.6304 | 1262699.3791
90 | 2697723.943 | 1262685.8419 | 2697736.4626 | 1262706.5323 | 2697805.6988 | 1262779.8368 | 2697820.1878 | 1262789.3953 | 2697827.6799 | 1262791.0539
91 | 2697723.943 | 1262685.8419 | 2697733.2421 | 1262678.4784 | 2697742.4147 | 1262674.6601 | 2697751.9207 | 1262674.8285
92 | 2697827.6799 | 1262791.0539 | 2697841.9124 | 1262790.2962
93 | 2697827.6799 | 1262791.0539 | 2697832.865 | 1262797.8007 | 2697851.5029 | 1262819.8048 | 2697852.5016 | 1262820.9223
94 | 2697751.9207 | 1262674.8285 | 2697801.2567 | 1262709.0609 | 2697815.7865 | 1262711.6144 | 2697829.6412 | 1262707.1621
95 | 2697751.9207 | 1262674.8285 | 2697743.858 | 1262660.2833 | 2697731.8951 | 1262644.6506 | 2697715.7802 | 1262628.5824 | 2697695.5955 | 1262618.4963 | 2697669.1289 | 1262595.0511 | 2697669.1289 | 1262595.0511
96 | 2697841.9124 | 1262790.2962 | 2697842.6568 | 1262790.2565 | 2697858.5758 | 1262790.3533 | 2697875.7493 | 1262791.6494
97 | 2697847.8239 | 1262825.2311 | 2697852.5016 | 1262820.9223 | 2697852.5016 | 1262820.9223
98 | 2697844.8228 | 1262690.822 | 2697838.9264 | 1262699.2759 | 2697829.6412 | 1262707.1621
99 | 2697663.189 | 1262583.0167 | 2697669.1289 | 1262595.0511
100 | 2697886.3633 | 1262792.4505 | 2697875.7493 | 1262791.6494
101 | 2697847.8239 | 1262825.2311 | 2697841.4391 | 1262831.1123
102 | 2697856.7673 | 1262701.1725 | 2697844.8228 | 1262690.822
103 | 2697663.189 | 1262583.0167 | 2697662.9974 | 1262582.6286 | 2697662.6009 | 1262572.9055
104 | 2697886.3633 | 1262792.4505 | 2697899.0754 | 1262793.4099
105 | 2697833.8166 | 1262838.1336 | 2697841.4391 | 1262831.1123
106 | 2697856.7673 | 1262701.1725 | 2697872.1429 | 1262710.8905 | 2697877.0233 | 1262712.3189
107 | 2697649.6938 | 1262547.7916 | 2697645.6898 | 1262538.8515 | 2697627.2729 | 1262546.9631
108 | 2697613.7703 | 1262572.4555 | 2697620.0097 | 1262585.9106 | 2697620.6392 | 1262587.0173
109 | 2697620.6728 | 1262587.0762 | 2697620.6392 | 1262587.0173
110 | 2697629.0018 | 1262601.7183 | 2697620.6728 | 1262587.0762
111 | 2697692.4403 | 1262909.0738 | 2697691.4935 | 1262909.0441 | 2697681.3612 | 1262904.9387
112 | 2697692.4403 | 1262909.0738 | 2697692.7959 | 1262909.0849
113 | 2697704.7773 | 1262908.0961 | 2697699.024 | 1262909.2798 | 2697692.7959 | 1262909.0849
114 | 2697704.7773 | 1262908.0961 | 2697712.6891 | 1262900.3093 | 2697714.9637 | 1262895.0468
115 | 2697704.7773 | 1262908.0961 | 2697711.6797 | 1262913.0586 | 2697715.5053 | 1262915.9019 | 2697724.382 | 1262919.5346
116 | 2697714.9637 | 1262895.0468 | 2697715.3143 | 1262894.2357
117 | 2697733.4906 | 1262923.2622 | 2697724.382 | 1262919.5346
118 | 2697733.4906 | 1262923.2622 | 2697734.7611 | 1262923.7821 | 2697746.1558 | 1262927.7181 | 2697746.629 | 1262927.9532
119 | 2697772.0199 | 1262943.6877 | 2697766.3822 | 1262938.8615 | 2697756.7824 | 1262932.998 | 2697746.629 | 1262927.9532
120 | 2697727.6081 | 1262876.9642 | 2697726.1403 | 1262877.3905 | 2697721.854 | 1262881.4453 | 2697719.4421 | 1262884.6859 | 2697715.3143 | 1262894.2357
121 | 2697817.9794 | 1262852.7218 | 2697817.9794 | 1262852.7218 | 2697833.6202 | 1262838.3145
122 | 2697817.9794 | 1262852.7218 | 2697833.2817 | 1262869.37
123 | 2697833.6202 | 1262838.3145 | 2697833.8166 | 1262838.1336
124 | 2697833.9168 | 1262870.0609 | 2697833.2817 | 1262869.37
125 | 2697833.9168 | 1262870.0609 | 2697835.0356 | 1262871.2781
126 | 2697835.0856 | 1262871.3326 | 2697835.0356 | 1262871.2781
127 | 2697835.1376 | 1262871.3891 | 2697835.0856 | 1262871.3326
128 | 2697629.1413 | 1262601.9635 | 2697629.0018 | 1262601.7183
129 | 2697629.1413 | 1262601.9635 | 2697637.2956 | 1262616.2983
130 | 2697637.334 | 1262616.3659 | 2697637.2956 | 1262616.2983
131 | 2697877.0233 | 1262712.3189 | 2697889.0527 | 1262715.84
132 | 2697937.2215 | 1262810.6694 | 2697928.4503 | 1262808.6136 | 2697924.6283 | 1262806.4596 | 2697913.8359 | 1262797.5403 | 2697908.4019 | 1262794.9038 | 2697901.0478 | 1262793.5587 | 2697899.0754 | 1262793.4099
133 | 2697893.0228 | 1262717.002 | 2697889.0527 | 1262715.84

## bus_geodata
| x | y | coords
0 | 2697719.699 | 1262443.341
1 | 2697696.4212 | 1262450.9395
2 | 2697703.0542 | 1262495.0184
3 | 2697725.9679 | 1262484.544
4 | 2697706.3242 | 1262505.5144
5 | 2697626.7814 | 1262423.1893
6 | 2697645.7948 | 1262419.3889
7 | 2697622.6312 | 1262514.7846
8 | 2697512.9156 | 1262412.002
9 | 2697429.542 | 1262467.2066
10 | 2697524.5817 | 1262441.3778
11 | 2697578.2146 | 1262552.5604
12 | 2697606.6299 | 1262557.0554
13 | 2697563.1484 | 1262535.4534
14 | 2697570.9513 | 1262555.2761
15 | 2697695.9506 | 1262508.1229
16 | 2697681.3286 | 1262496.9835
17 | 2697666.3326 | 1262538.553
18 | 2697596.9788 | 1262522.7567
19 | 2697610.0886 | 1262518.6825
20 | 2697724.5229 | 1262524.3634
21 | 2697744.7945 | 1262488.7236
22 | 2697534.2925 | 1262559.4861
23 | 2697533.6192 | 1262559.8702
24 | 2697671.0958 | 1262499.739
25 | 2697684.6196 | 1262494.4477
26 | 2697431.9126 | 1262656.6116
27 | 2697478.8637 | 1262593.4335
28 | 2697469.793 | 1262710.324
29 | 2697571.9656 | 1262571.3846
30 | 2697475.985 | 1262766.1495
31 | 2697482.1124 | 1262741.8306
32 | 2697495.7722 | 1262800.0264
33 | 2697502.5304 | 1262577.6071
34 | 2697502.387 | 1262748.5746
35 | 2697667.8362 | 1262476.7697
36 | 2697533.9271 | 1262867.899
37 | 2697549.9377 | 1262859.2337
38 | 2697498.8482 | 1262805.6861
39 | 2697456.8423 | 1262473.193
40 | 2697607.3354 | 1262558.5791
41 | 2697661.5442 | 1262546.9977
42 | 2697746.1992 | 1262546.8142
43 | 2697502.9199 | 1262627.2345
44 | 2697503.5579 | 1262641.2351
45 | 2697510.8253 | 1262748.3203
46 | 2697494.047 | 1262698.495
47 | 2697573.0138 | 1262573.3204
48 | 2697671.818 | 1262456.0374
49 | 2697573.0519 | 1262859.4914
50 | 2697494.0905 | 1262693.9889
51 | 2697520.271 | 1262707.8429
52 | 2697493.9308 | 1262686.8364
53 | 2697524.2883 | 1262757.0666
54 | 2697475.9439 | 1262665.7318
55 | 2697481.1484 | 1262656.3971
56 | 2697522.6135 | 1262713.8786
57 | 2697495.3614 | 1262680.7474
58 | 2697529.7897 | 1262761.3568
59 | 2697485.3596 | 1262651.3912
60 | 2697526.7401 | 1262719.0776
61 | 2697500.7759 | 1262670.8084
62 | 2697532.5562 | 1262763.5143
63 | 2697494.557 | 1262645.8267
64 | 2697506.072 | 1262660.3624
65 | 2697601.2122 | 1262625.3994
66 | 2697597.9754 | 1262619.4214
67 | 2697606.3396 | 1262634.8691
68 | 2697589.4592 | 1262603.6931
69 | 2697586.6532 | 1262598.5108
70 | 2697581.201 | 1262588.4413
71 | 2697613.2237 | 1262571.2769
72 | 2697624.444 | 1262548.2091
73 | 2697559.2152 | 1262784.3042
74 | 2697560.6751 | 1262785.4428
75 | 2697588.831 | 1262867.9125
76 | 2697618.2277 | 1262879.2454
77 | 2697631.6231 | 1262884.1956
78 | 2697644.3123 | 1262889.9272
79 | 2697659.8751 | 1262896.2329
80 | 2697631.6757 | 1262912.3592
81 | 2697669.0498 | 1262899.9503
82 | 2697622.8452 | 1262916.3199
83 | 2697640.4284 | 1262946.3228
84 | 2697700.6304 | 1262699.3791
85 | 2697688.1956 | 1262774.7233
86 | 2697723.943 | 1262685.8419
87 | 2697827.6799 | 1262791.0539
88 | 2697751.9207 | 1262674.8285
89 | 2697841.9124 | 1262790.2962
90 | 2697852.5016 | 1262820.9223
91 | 2697829.6412 | 1262707.1621
92 | 2697669.1289 | 1262595.0511
93 | 2697875.7493 | 1262791.6494
94 | 2697847.8239 | 1262825.2311
95 | 2697844.8228 | 1262690.822
96 | 2697663.189 | 1262583.0167
97 | 2697886.3633 | 1262792.4505
98 | 2697841.4391 | 1262831.1123
99 | 2697856.7673 | 1262701.1725
100 | 2697662.6009 | 1262572.9055
101 | 2697627.2729 | 1262546.9631
102 | 2697649.6938 | 1262547.7916
103 | 2697613.7703 | 1262572.4555
104 | 2697620.6392 | 1262587.0173
105 | 2697620.6728 | 1262587.0762
106 | 2697755.1488 | 1262556.0835
107 | 2697681.3612 | 1262904.9387
108 | 2697692.4403 | 1262909.0738
109 | 2697692.7959 | 1262909.0849
110 | 2697704.7773 | 1262908.0961
111 | 2697714.9637 | 1262895.0468
112 | 2697724.382 | 1262919.5346
113 | 2697733.4906 | 1262923.2622
114 | 2697746.629 | 1262927.9532
115 | 2697772.0199 | 1262943.6877
116 | 2697715.3143 | 1262894.2357
117 | 2697727.6081 | 1262876.9642
118 | 2697817.9794 | 1262852.7218
119 | 2697833.6202 | 1262838.3145
120 | 2697833.2817 | 1262869.37
121 | 2697833.8166 | 1262838.1336
122 | 2697833.9168 | 1262870.0609
123 | 2697835.0356 | 1262871.2781
124 | 2697835.0856 | 1262871.3326
125 | 2697835.1376 | 1262871.3891
126 | 2697629.1413 | 1262601.9635
127 | 2697629.0018 | 1262601.7183
128 | 2697637.2956 | 1262616.2983
129 | 2697637.334 | 1262616.3659
130 | 2697877.0233 | 1262712.3189
131 | 2697899.0754 | 1262793.4099
132 | 2697889.0527 | 1262715.84
133 | 2697893.0228 | 1262717.002
134 | 2697937.2215 | 1262810.6694
135 | 2697614.4991 | 1262649.9387

## line_std_types
| c_nf_per_km | r_ohm_per_km | x_ohm_per_km | max_i_ka | type | q_mm2 | alpha | voltage_rating
NAYY 4x50 SE | 210 | 0.642 | 0.083 | 0.142 | cs | 50 | 0.00403 | LV
NAYY 4x120 SE | 264 | 0.225 | 0.08 | 0.242 | cs | 120 | 0.00403 | LV
NAYY 4x150 SE | 261 | 0.208 | 0.08 | 0.27 | cs | 150 | 0.00403 | LV
NA2XS2Y 1x95 RM/25 12/20 kV | 216 | 0.313 | 0.132 | 0.252 | cs | 95 | 0.00403 | MV
NA2XS2Y 1x185 RM/25 12/20 kV | 273 | 0.161 | 0.117 | 0.362 | cs | 185 | 0.00403 | MV
NA2XS2Y 1x240 RM/25 12/20 kV | 304 | 0.122 | 0.112 | 0.421 | cs | 240 | 0.00403 | MV
NA2XS2Y 1x95 RM/25 6/10 kV | 315 | 0.313 | 0.123 | 0.249 | cs | 95 | 0.00403 | MV
NA2XS2Y 1x185 RM/25 6/10 kV | 406 | 0.161 | 0.11 | 0.358 | cs | 185 | 0.00403 | MV
NA2XS2Y 1x240 RM/25 6/10 kV | 456 | 0.122 | 0.105 | 0.416 | cs | 240 | 0.00403 | MV
NA2XS2Y 1x150 RM/25 12/20 kV | 250 | 0.206 | 0.116 | 0.319 | cs | 150 | 0.00403 | MV
NA2XS2Y 1x120 RM/25 12/20 kV | 230 | 0.253 | 0.119 | 0.283 | cs | 120 | 0.00403 | MV
NA2XS2Y 1x70 RM/25 12/20 kV | 190 | 0.443 | 0.132 | 0.22 | cs | 70 | 0.00403 | MV
NA2XS2Y 1x150 RM/25 6/10 kV | 360 | 0.206 | 0.11 | 0.315 | cs | 150 | 0.00403 | MV
NA2XS2Y 1x120 RM/25 6/10 kV | 340 | 0.253 | 0.113 | 0.28 | cs | 120 | 0.00403 | MV
NA2XS2Y 1x70 RM/25 6/10 kV | 280 | 0.443 | 0.123 | 0.217 | cs | 70 | 0.00403 | MV
N2XS(FL)2Y 1x120 RM/35 64/110 kV | 112 | 0.153 | 0.166 | 0.366 | cs | 120 | 0.00393 | HV
N2XS(FL)2Y 1x185 RM/35 64/110 kV | 125 | 0.099 | 0.156 | 0.457 | cs | 185 | 0.00393 | HV
N2XS(FL)2Y 1x240 RM/35 64/110 kV | 135 | 0.075 | 0.149 | 0.526 | cs | 240 | 0.00393 | HV
N2XS(FL)2Y 1x300 RM/35 64/110 kV | 144 | 0.06 | 0.144 | 0.588 | cs | 300 | 0.00393 | HV
15-AL1/3-ST1A 0.4 | 11 | 1.8769 | 0.35 | 0.105 | ol | 16 | 0.00403 | LV
24-AL1/4-ST1A 0.4 | 11.25 | 1.2012 | 0.335 | 0.14 | ol | 24 | 0.00403 | LV
48-AL1/8-ST1A 0.4 | 12.2 | 0.5939 | 0.3 | 0.21 | ol | 48 | 0.00403 | LV
94-AL1/15-ST1A 0.4 | 13.2 | 0.306 | 0.29 | 0.35 | ol | 94 | 0.00403 | LV
34-AL1/6-ST1A 10.0 | 9.7 | 0.8342 | 0.36 | 0.17 | ol | 34 | 0.00403 | MV
48-AL1/8-ST1A 10.0 | 10.1 | 0.5939 | 0.35 | 0.21 | ol | 48 | 0.00403 | MV
70-AL1/11-ST1A 10.0 | 10.4 | 0.4132 | 0.339 | 0.29 | ol | 70 | 0.00403 | MV
94-AL1/15-ST1A 10.0 | 10.75 | 0.306 | 0.33 | 0.35 | ol | 94 | 0.00403 | MV
122-AL1/20-ST1A 10.0 | 11.1 | 0.2376 | 0.323 | 0.41 | ol | 122 | 0.00403 | MV
149-AL1/24-ST1A 10.0 | 11.25 | 0.194 | 0.315 | 0.47 | ol | 149 | 0.00403 | MV
34-AL1/6-ST1A 20.0 | 9.15 | 0.8342 | 0.382 | 0.17 | ol | 34 | 0.00403 | MV
48-AL1/8-ST1A 20.0 | 9.5 | 0.5939 | 0.372 | 0.21 | ol | 48 | 0.00403 | MV
70-AL1/11-ST1A 20.0 | 9.7 | 0.4132 | 0.36 | 0.29 | ol | 70 | 0.00403 | MV
94-AL1/15-ST1A 20.0 | 10 | 0.306 | 0.35 | 0.35 | ol | 94 | 0.00403 | MV
122-AL1/20-ST1A 20.0 | 10.3 | 0.2376 | 0.344 | 0.41 | ol | 122 | 0.00403 | MV
149-AL1/24-ST1A 20.0 | 10.5 | 0.194 | 0.337 | 0.47 | ol | 149 | 0.00403 | MV
184-AL1/30-ST1A 20.0 | 10.75 | 0.1571 | 0.33 | 0.535 | ol | 184 | 0.00403 | MV
243-AL1/39-ST1A 20.0 | 11 | 0.1188 | 0.32 | 0.645 | ol | 243 | 0.00403 | MV
48-AL1/8-ST1A 110.0 | 8 | 0.5939 | 0.46 | 0.21 | ol | 48 | 0.00403 | HV
70-AL1/11-ST1A 110.0 | 8.4 | 0.4132 | 0.45 | 0.29 | ol | 70 | 0.00403 | HV
94-AL1/15-ST1A 110.0 | 8.65 | 0.306 | 0.44 | 0.35 | ol | 94 | 0.00403 | HV
122-AL1/20-ST1A 110.0 | 8.5 | 0.2376 | 0.43 | 0.41 | ol | 122 | 0.00403 | HV
149-AL1/24-ST1A 110.0 | 8.75 | 0.194 | 0.41 | 0.47 | ol | 149 | 0.00403 | HV
184-AL1/30-ST1A 110.0 | 8.8 | 0.1571 | 0.4 | 0.535 | ol | 184 | 0.00403 | HV
243-AL1/39-ST1A 110.0 | 9 | 0.1188 | 0.39 | 0.645 | ol | 243 | 0.00403 | HV
305-AL1/39-ST1A 110.0 | 9.2 | 0.0949 | 0.38 | 0.74 | ol | 305 | 0.00403 | HV
490-AL1/64-ST1A 110.0 | 9.75 | 0.059 | 0.37 | 0.96 | ol | 490 | 0.00403 | HV
679-AL1/86-ST1A 110.0 | 9.95 | 0.042 | 0.36 | 1.15 | ol | 679 | 0.00403 | HV
490-AL1/64-ST1A 220.0 | 10 | 0.059 | 0.285 | 0.96 | ol | 490 | 0.00403 | HV
679-AL1/86-ST1A 220.0 | 11.7 | 0.042 | 0.275 | 1.15 | ol | 679 | 0.00403 | HV
490-AL1/64-ST1A 380.0 | 11 | 0.059 | 0.253 | 0.96 | ol | 490 | 0.00403 | HV
679-AL1/86-ST1A 380.0 | 14.6 | 0.042 | 0.25 | 1.15 | ol | 679 | 0.00403 | HV

## trafo_std_types
| i0_percent | pfe_kw | vkr_percent | sn_mva | vn_lv_kv | vn_hv_kv | vk_percent | shift_degree | vector_group | tap_side | tap_neutral | tap_min | tap_max | tap_step_degree | tap_step_percent | tap_phase_shifter
160 MVA 380/110 kV | 0.06 | 60 | 0.25 | 160 | 110 | 380 | 12.2 | 0 | Yy0 | hv | 0 | -9 | 9 | 0 | 1.5 | FALSE
100 MVA 220/110 kV | 0.06 | 55 | 0.26 | 100 | 110 | 220 | 12 | 0 | Yy0 | hv | 0 | -9 | 9 | 0 | 1.5 | FALSE
63 MVA 110/20 kV | 0.04 | 22 | 0.32 | 63 | 20 | 110 | 18 | 150 | YNd5 | hv | 0 | -9 | 9 | 0 | 1.5 | FALSE
40 MVA 110/20 kV | 0.05 | 18 | 0.34 | 40 | 20 | 110 | 16.2 | 150 | YNd5 | hv | 0 | -9 | 9 | 0 | 1.5 | FALSE
25 MVA 110/20 kV | 0.07 | 14 | 0.41 | 25 | 20 | 110 | 12 | 150 | YNd5 | hv | 0 | -9 | 9 | 0 | 1.5 | FALSE
63 MVA 110/10 kV | 0.04 | 22 | 0.32 | 63 | 10 | 110 | 18 | 150 | YNd5 | hv | 0 | -9 | 9 | 0 | 1.5 | FALSE
40 MVA 110/10 kV | 0.05 | 18 | 0.34 | 40 | 10 | 110 | 16.2 | 150 | YNd5 | hv | 0 | -9 | 9 | 0 | 1.5 | FALSE
25 MVA 110/10 kV | 0.07 | 14 | 0.41 | 25 | 10 | 110 | 12 | 150 | YNd5 | hv | 0 | -9 | 9 | 0 | 1.5 | FALSE
0.25 MVA 20/0.4 kV | 0.32 | 0.8 | 1.44 | 0.25 | 0.4 | 20 | 6 | 150 | Yzn5 | hv | 0 | -2 | 2 | 0 | 2.5 | FALSE
0.4 MVA 20/0.4 kV | 0.3375 | 1.35 | 1.425 | 0.4 | 0.4 | 20 | 6 | 150 | Dyn5 | hv | 0 | -2 | 2 | 0 | 2.5 | FALSE
0.63 MVA 20/0.4 kV | 0.2619 | 1.65 | 1.206 | 0.63 | 0.4 | 20 | 6 | 150 | Dyn5 | hv | 0 | -2 | 2 | 0 | 2.5 | FALSE
0.25 MVA 10/0.4 kV | 0.24 | 0.6 | 1.2 | 0.25 | 0.4 | 10 | 4 | 150 | Dyn5 | hv | 0 | -2 | 2 | 0 | 2.5 | FALSE
0.4 MVA 10/0.4 kV | 0.2375 | 0.95 | 1.325 | 0.4 | 0.4 | 10 | 4 | 150 | Dyn5 | hv | 0 | -2 | 2 | 0 | 2.5 | FALSE
0.63 MVA 10/0.4 kV | 0.1873 | 1.18 | 1.0794 | 0.63 | 0.4 | 10 | 4 | 150 | Dyn5 | hv | 0 | -2 | 2 | 0 | 2.5 | FALSE

## trafo3w_std_types
| sn_hv_mva | sn_mv_mva | sn_lv_mva | vn_hv_kv | vn_mv_kv | vn_lv_kv | vk_hv_percent | vk_mv_percent | vk_lv_percent | vkr_hv_percent | vkr_mv_percent | vkr_lv_percent | pfe_kw | i0_percent | shift_mv_degree | shift_lv_degree | vector_group | tap_side | tap_neutral | tap_min | tap_max | tap_step_percent
63/25/38 MVA 110/20/10 kV | 63 | 25 | 38 | 110 | 20 | 10 | 10.4 | 10.4 | 10.4 | 0.28 | 0.32 | 0.35 | 35 | 0.89 | 0 | 0 | YN0yn0yn0 | hv | 0 | -10 | 10 | 1.2
63/25/38 MVA 110/10/10 kV | 63 | 25 | 38 | 110 | 10 | 10 | 10.4 | 10.4 | 10.4 | 0.28 | 0.32 | 0.35 | 35 | 0.89 | 0 | 0 | YN0yn0yn0 | hv | 0 | -10 | 10 | 1.2

## fuse_std_types
| fuse_type | i_rated_a | t_avg | t_min | t_total | x_avg | x_min | x_total
HV 100A | HV 100A | 100 | 0 | [10.0, 3.64, 0.854, 0.281, 0.1, 0.0531, 0.022, 0.01] | [10.0, 4.267, 1.21, 0.403, 0.1, 0.058, 0.022, 0.01] | 0 | [300.0, 350.0, 450.0, 550.0, 700.0, 850.0, 1200.0, 1752.0] | [600.0, 700.0, 900.0, 1150.0, 1665.0, 2000.0, 3000.0, 4313.0]
HV 10A | HV 10A | 10 | 0 | [10.0, 1675.0, 0.344, 0.156, 0.1, 0.0417, 0.0171, 0.01] | [10.0, 1.3, 0.3, 0.155, 0.1, 0.0555, 0.023, 0.01] | 0 | [30.0, 32.0, 35.0, 37.0, 39.0, 50.0, 70.0, 88.0] | [60.0, 70.0, 80.0, 87.0, 94.0, 110.0, 150.0, 216.0]
HV 125A | HV 125A | 125 | 0 | [10.0, 1.82, 0.344, 0.1, 0.0467, 0.0269, 0.01] | [10.0, 2.478, 0.426, 0.1, 0.0427, 0.0211, 0.01] | 0 | [375.0, 500.0, 700.0, 925.0, 1200.0, 1500.0, 2341.0] | [750.0, 1000.0, 1500.0, 2200.0, 3000.0, 4000.0, 5765.0]
HV 160A | HV 160A | 160 | 0 | [10.0, 4.15, 1.03, 0.198, 0.1, 0.051, 0.0172, 0.01] | [10.0, 2.3, 0.734, 0.274, 0.1, 0.046, 0.0177, 0.01] | 0 | [480.0, 550.0, 700.0, 1000.0, 1260.0, 1600.0, 2500.0, 3227.0] | [960.0, 1300.0, 1700.0, 2200.0, 2996.0, 4000.0, 6000.0, 7946.0]
HV 16A | HV 16A | 16 | 0 | [10.0, 0.352, 0.164, 0.1, 0.0649, 0.0342, 0.01] | [10.0, 2.34, 0.722, 0.181, 0.1, 0.055, 0.0296, 0.01] | 0 | [48.0, 60.0, 65.0, 71.0, 80.0, 100.0, 162.0] | [96.0, 110.0, 125.0, 150.0, 168.0, 200.0, 250.0, 398.0]
HV 200A | HV 200A | 200 | 0 | [10.0, 4.267, 1.21, 0.403, 0.1, 0.058, 0.022, 0.01] | [10.0, 3.73, 1.654, 0.328, 0.1, 0.0531, 0.019, 0.01] | 0 | [600.0, 700.0, 900.0, 1150.0, 1665.0, 2000.0, 3000.0, 4313.0] | [1200.0, 1500.0, 1800.0, 2700.0, 3960.0, 5000.0, 7500.0, 10620.0]
HV 20A | HV 20A | 20 | 0 | [10.0, 1.3, 0.3, 0.155, 0.1, 0.0555, 0.023, 0.01] | [10.0, 1.3, 0.161, 0.1, 0.0611, 0.0399, 0.0141, 0.01] | 0 | [60.0, 70.0, 80.0, 87.0, 94.0, 110.0, 150.0, 216.0] | [120.0, 150.0, 200.0, 223.0, 260.0, 300.0, 450.0, 532.0]
HV 25A | HV 25A | 25 | 0 | [10.0, 2.512, 0.833, 0.299, 0.1, 0.0372, 0.0223, 0.01] | [10.0, 3.125, 0.597, 0.198, 0.1, 0.0378, 0.022, 0.01] | 0 | [75.0, 82.0, 90.0, 100.0, 124.0, 170.0, 200.0, 289.0] | [150.0, 170.0, 210.0, 250.0, 294.0, 400.0, 500.0, 711.0]
HV 31.5A | HV 31.5A | 31.5 | 0 | [10.0, 2.34, 0.722, 0.181, 0.1, 0.055, 0.0296, 0.01] | [10.0, 2.84, 0.368, 0.164, 0.1, 0.0621, 0.0378, 0.0195, 0.01] | 0 | [95.0, 110.0, 125.0, 150.0, 165.0, 200.0, 250.0, 390.0] | [189.0, 220.0, 300.0, 350.0, 393.0, 450.0, 530.0, 700.0, 960.0]
HV 40A | HV 40A | 40 | 0 | [10.0, 1.3, 0.161, 0.1, 0.0611, 0.0399, 0.0141, 0.01] | [10.0, 2.05, 0.369, 0.198, 0.1, 0.051, 0.0298, 0.01] | 0 | [120.0, 150.0, 200.0, 223.0, 260.0, 300.0, 450.0, 532.0] | [240.0, 300.0, 400.0, 450.0, 530.0, 650.0, 800.0, 1311.0]
HV 50A | HV 50A | 50 | 0 | [10.0, 3.215, 0.597, 0.198, 0.1, 0.0378, 0.022, 0.01] | [10.0, 3.64, 0.854, 0.281, 0.1, 0.0531, 0.022, 0.01] | 0 | [150.0, 170.0, 210.0, 250.0, 294.0, 400.0, 500.0, 711.0] | [300.0, 350.0, 450.0, 550.0, 700.0, 850.0, 1200.0, 1752.0]
HV 6.3A | HV 6.3A | 6.3 | 0 | [10.0, 1.39, 0.344, 0.168, 0.1, 0.056, 0.0263, 0.01] | [10.0, 1.711, 0.516, 0.198, 0.1, 0.0634, 0.0303, 0.01] | 0 | [19.0, 19.5, 20.4, 20.8, 22.0, 25.0, 32.0, 48.0] | [38.0, 40.0, 43.0, 48.0, 53.0, 60.0, 75.0, 118.0]
HV 63A | HV 63A | 63 | 0 | [10.0, 2.84, 0.368, 0.164, 0.1, 0.0621, 0.0378, 0.0195, 0.01] | [10.0, 1.82, 0.344, 0.1, 0.0467, 0.0269, 0.01] | 0 | [189.0, 220.0, 300.0, 350.0, 393.0, 450.0, 530.0, 700.0, 961.0] | [378.0, 500.0, 700.0, 934.0, 1200.0, 1500.0, 2366.0]
HV 80A | HV 80A | 80 | 0 | [10.0, 2.05, 0.369, 0.198, 0.1, 0.051, 0.0298, 0.01] | [10.0, 4.15, 1.03, 0.198, 0.1, 0.051, 0.0172, 0.01] | 0 | [240.0, 300.0, 400.0, 450.0, 530.0, 650.0, 800.0, 1311.0] | [480.0, 550.0, 700.0, 1000.0, 1260.0, 1600.0, 2500.0, 3227.0]
Siemens NH-1-100 | Siemens NH-1-100 | 100 | [5400.0, 2000.0, 400.0, 20.0, 1.0, 0.2, 0.012, 0.004] | 0 | 0 | [150.0, 190.0, 250.0, 430.0, 900.0, 1250.0, 2700.0, 3600.0] | 0 | 0
Siemens NH-1-125 | Siemens NH-1-125 | 125 | [4800.0, 120.0, 7.0, 0.1, 0.004] | 0 | 0 | [180.0, 400.0, 740.0, 2000.0, 4250.0] | 0 | 0
Siemens NH-1-16 | Siemens NH-1-16 | 16 | [4000.0, 400.0, 2.0, 0.1, 0.04, 0.01] | 0 | 0 | [26.0, 35.0, 75.0, 150.0, 200.0, 300.0] | 0 | 0
Siemens NH-1-160 | Siemens NH-1-160 | 160 | [4800.0, 120.0, 7.0, 0.1, 0.004] | 0 | 0 | [210.0, 500.0, 900.0, 2300.0, 5000.0] | 0 | 0
Siemens NH-1-25 | Siemens NH-1-25 | 25 | [4000.0, 1000.0, 10.0, 0.2, 0.02, 0.01] | 0 | 0 | [40.0, 50.0, 100.0, 210.0, 400.0, 500.0] | 0 | 0
Siemens NH-1-50 | Siemens NH-1-50 | 50 | [4000.0, 40.0, 4.0, 1.0, 0.02, 0.01] | 0 | 0 | [86.0, 200.0, 300.0, 400.0, 1000.0, 1280.0] | 0 | 0
Siemens NH-1-63 | Siemens NH-1-63 | 63 | [4000.0, 100.0, 10.0, 2.0, 0.04, 0.01] | 0 | 0 | [100.0, 200.0, 300.0, 400.0, 1000.0, 1500.0] | 0 | 0
Siemens NH-1-80 | Siemens NH-1-80 | 80 | [4800.0, 120.0, 7.0, 0.1, 0.01] | 0 | 0 | [150.58, 250.0, 450.0, 1150.0, 2470.0] | 0 | 0
Siemens NH-2-1000 | Siemens NH-2-1000 | 1000 | [4800.0, 120.0, 7.0, 0.1, 0.004] | 0 | 0 | [1900.0, 3500.0, 8400.0, 24000.0, 52000.0] | 0 | 0
Siemens NH-2-200 | Siemens NH-2-200 | 200 | [4800.0, 120.0, 7.0, 0.1, 0.004] | 0 | 0 | [280.0, 650.0, 1200.0, 3000.0, 7000.0] | 0 | 0
Siemens NH-2-224 | Siemens NH-2-224 | 224 | [4800.0, 120.0, 7.0, 0.2, 0.04, 0.004] | 0 | 0 | [400.0, 750.0, 1453.0, 3025.0, 4315.0, 7600.0] | 0 | 0
Siemens NH-2-250 | Siemens NH-2-250 | 250 | [4800.0, 120.0, 7.0, 0.1, 0.004] | 0 | 0 | [450.0, 800.0, 1650.0, 4000.0, 8500.0] | 0 | 0
Siemens NH-2-315 | Siemens NH-2-315 | 315 | [4800.0, 120.0, 7.0, 0.1, 0.004] | 0 | 0 | [550.0, 920.0, 1900.0, 5000.0, 11000.0] | 0 | 0
Siemens NH-2-355 | Siemens NH-2-355 | 355 | [4800.0, 120.0, 6.0, 0.1, 0.004] | 0 | 0 | [650.0, 1116.27, 2350.0, 5840.0, 12790.0] | 0 | 0
Siemens NH-2-400 | Siemens NH-2-400 | 400 | [4800.0, 120.0, 7.0, 0.1, 0.004] | 0 | 0 | [720.0, 1350.0, 2800.0, 6500.0, 15000.0] | 0 | 0
Siemens NH-2-425 | Siemens NH-2-425 | 425 | [4800.0, 120.0, 7.0, 0.1, 0.004] | 0 | 0 | [850.0, 1500.0, 3050.0, 7500.0, 16500.0] | 0 | 0
Siemens NH-2-630 | Siemens NH-2-630 | 630 | [4800.0, 120.0, 7.0, 0.1, 0.004] | 0 | 0 | [1200.0, 2000.0, 4800.0, 12000.0, 26000.0] | 0 | 0

## res_bus
| vm_pu | va_degree | p_mw | q_mvar
0 | 0.98273 | -0.33124 | 0.0047785 | 0.0011976
1 | 0.98283 | -0.32911 | 0 | 0
2 | 0.98303 | -0.32527 | 0 | 0
3 | 0.98299 | -0.32601 | 0.0016092 | 0.00040329
4 | 0.9831 | -0.324 | 0 | 0
5 | 0.98721 | -0.2442 | 0 | 0
6 | 0.98714 | -0.24555 | 0.0038955 | 0.00097631
7 | 0.98755 | -0.23762 | 0 | 0
8 | 0.98519 | -0.28245 | 0 | 0
9 | 0.97497 | -0.48094 | 0 | 0
10 | 0.98655 | -0.25616 | 0.014583 | 0.0036548
11 | 0.99006 | -0.18898 | 0 | 0
12 | 0.98729 | -0.24258 | 0.0023976 | 0.0006009
13 | 0.9891 | -0.20742 | 0 | 0
14 | 0.99074 | -0.17598 | 0 | 0
15 | 0.98325 | -0.32094 | 0 | 0
16 | 0.98302 | -0.32553 | 0 | 0
17 | 0.98428 | -0.30094 | 0.02054 | 0.0051478
18 | 0.98801 | -0.22864 | 0 | 0
19 | 0.98759 | -0.23671 | 0.029012 | 0.007271
20 | 0.98293 | -0.32723 | 0.0025778 | 0.00064606
21 | 0.98299 | -0.32607 | 0.0027093 | 0.00067901
22 | 0.9893 | -0.20366 | 0 | 0
23 | 0.98928 | -0.20414 | 0.0050758 | 0.0012721
24 | 0.98299 | -0.32606 | 0 | 0
25 | 0.98299 | -0.32609 | 0.0073653 | 0.0018459
26 | 0.98365 | -0.31286 | 0 | 0
27 | 0.98751 | -0.23821 | 0 | 0
28 | 0.98189 | -0.34718 | 0 | 0
29 | 0.9933 | -0.12697 | 0.004111 | 0.0010303
30 | 0.98041 | -0.37606 | 0 | 0
31 | 0.98068 | -0.37066 | 0 | 0
32 | 0.97999 | -0.38418 | 0.0042311 | 0.0010604
33 | 0.98818 | -0.22534 | 0.031757 | 0.0079589
34 | 0.98091 | -0.3662 | 0.0027374 | 0.00068605
35 | 0.98293 | -0.32722 | 0.0016987 | 0.00042573
36 | 0.97864 | -0.41058 | 0 | 0
37 | 0.97798 | -0.42346 | 0.0017121 | 0.00042908
38 | 0.97993 | -0.38538 | 0.0023567 | 0.00059064
39 | 0.97161 | -0.54721 | 0.092753 | 0.023246
40 | 0.98719 | -0.24435 | 0 | 0
41 | 0.98471 | -0.29238 | 0 | 0
42 | 0.98281 | -0.32962 | 0.0015814 | 0.00039634
43 | 0.97949 | -0.39418 | 0.0017355 | 0.00043496
44 | 0.97951 | -0.39371 | 0 | 0
45 | 0.98101 | -0.36435 | 0 | 0
46 | 0.98064 | -0.37163 | 0.0034327 | 0.00086031
47 | 0.99357 | -0.12192 | 0.0028865 | 0.00072342
48 | 0.98291 | -0.32773 | 0.0010603 | 0.00026573
49 | 0.97716 | -0.4396 | 0.0023717 | 0.00059441
50 | 0.9805 | -0.37441 | 0 | 0
51 | 0.98027 | -0.37882 | 0.0015596 | 0.00039086
52 | 0.98032 | -0.37779 | 0.0031363 | 0.00078603
53 | 0.98077 | -0.3689 | 0.0039511 | 0.00099024
54 | 0.97925 | -0.39886 | 0.0029304 | 0.00073443
55 | 0.97928 | -0.39829 | 0.0029467 | 0.00073851
56 | 0.98023 | -0.37956 | 0.0032169 | 0.00080624
57 | 0.98019 | -0.38049 | 0.0032064 | 0.00080359
58 | 0.9807 | -0.37037 | 0.002041 | 0.00051152
59 | 0.97932 | -0.39757 | 0.0028769 | 0.00072102
60 | 0.98021 | -0.37994 | 0.0030689 | 0.00076915
61 | 0.97998 | -0.38455 | 0.003192 | 0.00079998
62 | 0.98067 | -0.37097 | 0.0016423 | 0.00041161
63 | 0.9794 | -0.39586 | 0.0028932 | 0.00072511
64 | 0.9798 | -0.38807 | 0.003186 | 0.00079848
65 | 0.99997 | -0.00065268 | 0.0031041 | 0.00077797
66 | 1 | 0 | -0.55713 | -0.14289
67 | 0.99994 | -0.0011039 | 0.0024037 | 0.00060242
68 | 0.99776 | -0.042221 | 0.01293 | 0.0032406
69 | 0.99704 | -0.05584 | 0.001432 | 0.00035891
70 | 0.99565 | -0.082287 | 0.0029572 | 0.00074115
71 | 0.98638 | -0.26012 | 0.010955 | 0.0027455
72 | 0.9863 | -0.26168 | 0.0093855 | 0.0023522
73 | 0.98042 | -0.37581 | 0.006237 | 0.0015631
74 | 0.98042 | -0.37587 | 0.0016621 | 0.00041656
75 | 0.97658 | -0.45096 | 0.0012443 | 0.00031186
76 | 0.9756 | -0.47028 | 0.001192 | 0.00029874
77 | 0.97517 | -0.47873 | 0.0017865 | 0.00044773
78 | 0.97477 | -0.48654 | 0 | 0
79 | 0.97438 | -0.49419 | 0.0033806 | 0.00084727
80 | 0.97463 | -0.48932 | 0 | 0
81 | 0.97418 | -0.49809 | 0.0025987 | 0.00065128
82 | 0.9746 | -0.48983 | 0.0028804 | 0.00072189
83 | 0.97454 | -0.49112 | 0.0027969 | 0.00070098
84 | 0.98112 | -0.3622 | 0.0068228 | 0.00171
85 | 0.98077 | -0.36907 | 0.0044075 | 0.0011046
86 | 0.9814 | -0.35667 | 0 | 0
87 | 0.97412 | -0.49885 | 0 | 0
88 | 0.98186 | -0.34773 | 0 | 0
89 | 0.97395 | -0.50236 | 0.001295 | 0.00032457
90 | 0.97272 | -0.52648 | 0.0039917 | 0.0010004
91 | 0.98146 | -0.3556 | 0.0011558 | 0.00028966
92 | 0.98371 | -0.31175 | 0.0023995 | 0.00060137
93 | 0.97356 | -0.50988 | 0.00034859 | 8.7366e-05
94 | 0.97252 | -0.53054 | 0.002647 | 0.00066341
95 | 0.98138 | -0.35711 | 0 | 0
96 | 0.98394 | -0.30749 | 0.01278 | 0.003203
97 | 0.97345 | -0.51218 | 0.003993 | 0.0010007
98 | 0.97226 | -0.53567 | 0.0026455 | 0.00066304
99 | 0.98133 | -0.35817 | 0 | 0
100 | 0.98413 | -0.30368 | 0.013494 | 0.003382
101 | 0.98618 | -0.26394 | 0.0082949 | 0.0020789
102 | 0.98511 | -0.28473 | 0.011467 | 0.0028739
103 | 0.98632 | -0.26133 | 0.011013 | 0.0027602
104 | 0.98571 | -0.27316 | 0.013272 | 0.0033262
105 | 0.98571 | -0.27319 | 0.010935 | 0.0027405
106 | 0.98278 | -0.33024 | 0.0026689 | 0.00066889
107 | 0.97395 | -0.50269 | 0.00092142 | 0.00023093
108 | 0.97375 | -0.50661 | 0.0016792 | 0.00042086
109 | 0.97375 | -0.50672 | 0.0016245 | 0.00040714
110 | 0.97358 | -0.50997 | 0 | 0
111 | 0.97344 | -0.51269 | 0.0031569 | 0.00079118
112 | 0.97346 | -0.51243 | 0.00086732 | 0.00021737
113 | 0.97341 | -0.51333 | 0.0022904 | 0.00057402
114 | 0.97338 | -0.51402 | 0.0018391 | 0.00046091
115 | 0.97335 | -0.5145 | 0.00085235 | 0.00021362
116 | 0.97344 | -0.51278 | 0.0034124 | 0.00085523
117 | 0.97339 | -0.51367 | 0.0022087 | 0.00055354
118 | 0.97151 | -0.55043 | 0.0061917 | 0.0015518
119 | 0.97197 | -0.54141 | 0.0031965 | 0.00080112
120 | 0.97115 | -0.55745 | 0.0053095 | 0.0013307
121 | 0.97197 | -0.54128 | 0.0031984 | 0.00080159
122 | 0.97114 | -0.55765 | 0.0035422 | 0.00088775
123 | 0.97113 | -0.55789 | 0.0026489 | 0.00066387
124 | 0.97113 | -0.5579 | 0.0026455 | 0.00066304
125 | 0.97113 | -0.5579 | 0.0026472 | 0.00066345
126 | 0.98545 | -0.27829 | 0.0021088 | 0.00052851
127 | 0.98545 | -0.27826 | 0.010801 | 0.002707
128 | 0.98539 | -0.27943 | 0.0019921 | 0.00049926
129 | 0.98539 | -0.27943 | 0.0018625 | 0.00046679
130 | 0.98125 | -0.35973 | 0.00074172 | 0.00018589
131 | 0.97336 | -0.514 | 0.0056798 | 0.0014235
132 | 0.98121 | -0.3604 | 0.00074172 | 0.00018589
133 | 0.9812 | -0.36057 | 0.0022236 | 0.00055729
134 | 0.97327 | -0.51562 | 0.0020619 | 0.00051675
135 | 0.99998 | 149.9956 | 0 | 0

## res_line
| p_from_mw | q_from_mvar | p_to_mw | q_to_mvar | pl_mw | ql_mvar | i_from_ka | i_to_ka | i_ka | vm_from_pu | va_from_degree | vm_to_pu | va_to_degree | loading_percent
0 | -0.0047785 | -0.0011976 | 0.004779 | 0.0011976 | 4.8364e-07 | -2.6405e-09 | 0.0072354 | 0.0072353 | 0.0072354 | 0.98273 | -0.33124 | 0.98283 | -0.32911 | 1.9878
1 | -0.004779 | -0.0011976 | 0.0047798 | 0.0011976 | 8.7504e-07 | -4.9772e-09 | 0.0072353 | 0.0072351 | 0.0072353 | 0.98283 | -0.32911 | 0.98303 | -0.32527 | 1.9877
2 | 0.0016092 | 0.00040301 | -0.0016092 | -0.00040329 | 5.69e-08 | -2.8779e-07 | 0.0024358 | 0.0024359 | 0.0024359 | 0.98303 | -0.32527 | 0.98299 | -0.32601 | 0.6692
3 | -0.0063891 | -0.0016006 | 0.0063894 | 0.0016007 | 3.865e-07 | 1.0764e-07 | 0.0096709 | 0.0096708 | 0.0096709 | 0.98303 | -0.32527 | 0.9831 | -0.324 | 2.6568
4 | 0.0068298 | 0.0017114 | -0.0068287 | -0.0017111 | 1.05e-06 | 3.3983e-07 | 0.010337 | 0.010338 | 0.010338 | 0.9831 | -0.324 | 0.98293 | -0.32723 | 2.84
5 | 0.0027095 | 0.00067864 | -0.0027093 | -0.00067901 | 2.6687e-07 | -3.6564e-07 | 0.004101 | 0.0041012 | 0.0041012 | 0.9831 | -0.324 | 0.98299 | -0.32607 | 1.1267
6 | -0.015929 | -0.0039908 | 0.015931 | 0.0039921 | 2.3251e-06 | 1.3528e-06 | 0.024109 | 0.024109 | 0.024109 | 0.9831 | -0.324 | 0.98325 | -0.32094 | 6.6234
7 | 0.0038958 | 0.00097622 | -0.0038955 | -0.00097631 | 2.5e-07 | -8.7185e-08 | 0.005872 | 0.0058721 | 0.0058721 | 0.98721 | -0.2442 | 0.98714 | -0.24555 | 1.6132
8 | -0.0038958 | -0.00097622 | 0.003897 | 0.00097579 | 1.2201e-06 | -4.2611e-07 | 0.005872 | 0.0058716 | 0.005872 | 0.98721 | -0.2442 | 0.98755 | -0.23762 | 1.6132
9 | -0.003897 | -0.00097579 | 0.0038972 | 0.00097574 | 1.698e-07 | -5.9381e-08 | 0.0058716 | 0.0058715 | 0.0058716 | 0.98755 | -0.23762 | 0.98759 | -0.23671 | 1.6131
10 | 0.093939 | 0.024003 | -0.093047 | -0.023434 | 0.00089237 | 0.00056963 | 0.14205 | 0.14205 | 0.14205 | 0.98519 | -0.28245 | 0.97497 | -0.48094 | 39.0249
11 | -0.093939 | -0.024003 | 0.094059 | 0.024079 | 0.00011958 | 7.5728e-05 | 0.14205 | 0.14205 | 0.14205 | 0.98519 | -0.28245 | 0.98655 | -0.25616 | 19.5124
12 | 0.093047 | 0.023434 | -0.092753 | -0.023246 | 0.00029385 | 0.00018758 | 0.14205 | 0.14205 | 0.14205 | 0.97497 | -0.48094 | 0.97161 | -0.54721 | 39.025
13 | -0.10864 | -0.027734 | 0.1089 | 0.027893 | 0.00025651 | 0.00015896 | 0.16404 | 0.16404 | 0.16404 | 0.98655 | -0.25616 | 0.9891 | -0.20742 | 11.2668
14 | 0.23971 | 0.060758 | -0.23909 | -0.060367 | 0.00061573 | 0.00039148 | 0.36051 | 0.36052 | 0.36052 | 0.99006 | -0.18898 | 0.98729 | -0.24258 | 24.7607
15 | 0.14198 | 0.036248 | -0.14185 | -0.036168 | 0.00012642 | 7.9391e-05 | 0.21363 | 0.21363 | 0.21363 | 0.99006 | -0.18898 | 0.9891 | -0.20742 | 14.6721
16 | -0.38169 | -0.097006 | 0.38193 | 0.097158 | 0.00023901 | 0.00015257 | 0.57414 | 0.57414 | 0.57414 | 0.99006 | -0.18898 | 0.99074 | -0.17598 | 39.4327
17 | 0.2367 | 0.059766 | -0.23668 | -0.059753 | 2.0051e-05 | 1.2747e-05 | 0.3569 | 0.3569 | 0.3569 | 0.98729 | -0.24258 | 0.98719 | -0.24435 | 24.5125
18 | 0.032955 | 0.0082755 | -0.032921 | -0.0082547 | 3.3326e-05 | 2.0865e-05 | 0.049583 | 0.049584 | 0.049584 | 0.9891 | -0.20742 | 0.98801 | -0.22864 | 13.6219
19 | -0.52111 | -0.13251 | 0.52234 | 0.1333 | 0.0012335 | 0.00078836 | 0.78335 | 0.78335 | 0.78335 | 0.99074 | -0.17598 | 0.9933 | -0.12697 | 53.8013
20 | 0.13918 | 0.03535 | -0.139 | -0.035234 | 0.00018515 | 0.00011617 | 0.20921 | 0.20921 | 0.20921 | 0.99074 | -0.17598 | 0.9893 | -0.20366 | 14.3687
21 | 0.010127 | 0.0025379 | -0.010125 | -0.0025368 | 2.2186e-06 | 1.1005e-06 | 0.015326 | 0.015326 | 0.015326 | 0.98325 | -0.32094 | 0.98302 | -0.32553 | 4.2104
22 | -0.026058 | -0.0065301 | 0.026083 | 0.0065454 | 2.4839e-05 | 1.5356e-05 | 0.039435 | 0.039435 | 0.039435 | 0.98325 | -0.32094 | 0.98428 | -0.30094 | 10.8338
23 | 0.0027592 | 0.00069084 | -0.0027591 | -0.00069093 | 6.9124e-08 | -8.9732e-08 | 0.0041764 | 0.0041764 | 0.0041764 | 0.98302 | -0.32553 | 0.98299 | -0.32606 | 1.1474
24 | 0.0073655 | 0.001846 | -0.0073653 | -0.0018459 | 1.9367e-07 | 7.1281e-08 | 0.011149 | 0.011149 | 0.011149 | 0.98302 | -0.32553 | 0.98299 | -0.32609 | 3.063
25 | -0.046623 | -0.011693 | 0.046642 | 0.011705 | 1.9033e-05 | 1.2051e-05 | 0.070487 | 0.070487 | 0.070487 | 0.98428 | -0.30094 | 0.98471 | -0.29238 | 19.3645
26 | 0.032921 | 0.0082547 | -0.032909 | -0.0082467 | 1.2657e-05 | 7.9246e-06 | 0.049584 | 0.049584 | 0.049584 | 0.98801 | -0.22864 | 0.98759 | -0.23671 | 13.6219
27 | 0.0042509 | 0.001065 | -0.0042504 | -0.0010651 | 4.8463e-07 | -8.5345e-08 | 0.0064351 | 0.0064353 | 0.0064353 | 0.98293 | -0.32723 | 0.98281 | -0.32962 | 1.7679
28 | 0.139 | 0.035234 | -0.13899 | -0.035232 | 3.1807e-06 | 1.9959e-06 | 0.20921 | 0.20921 | 0.20921 | 0.9893 | -0.20366 | 0.98928 | -0.20414 | 14.3687
29 | 0.13392 | 0.03396 | -0.13378 | -0.033875 | 0.00013634 | 8.5424e-05 | 0.20157 | 0.20157 | 0.20157 | 0.98928 | -0.20414 | 0.98818 | -0.22534 | 13.8444
30 | 0.0027591 | 0.00069093 | -0.002759 | -0.00069113 | 1.5175e-07 | -1.9696e-07 | 0.0041764 | 0.0041765 | 0.0041765 | 0.98299 | -0.32606 | 0.98293 | -0.32722 | 1.1474
31 | -0.1016 | -0.025652 | 0.10196 | 0.025877 | 0.00036474 | 0.00022505 | 0.15376 | 0.15376 | 0.15376 | 0.98365 | -0.31286 | 0.98751 | -0.23821 | 10.5603
32 | 0.1016 | 0.025652 | -0.10143 | -0.025549 | 0.00016678 | 0.00010293 | 0.15376 | 0.15376 | 0.15376 | 0.98365 | -0.31286 | 0.98189 | -0.34718 | 10.5604
33 | -0.10196 | -0.025877 | 0.10202 | 0.025916 | 6.315e-05 | 3.8957e-05 | 0.15376 | 0.15375 | 0.15376 | 0.98751 | -0.23821 | 0.98818 | -0.22534 | 10.5601
34 | 0.063979 | 0.016138 | -0.063927 | -0.016107 | 5.2553e-05 | 3.0622e-05 | 0.096995 | 0.096996 | 0.096996 | 0.98189 | -0.34718 | 0.98101 | -0.36435 | 6.6618
35 | 0.037451 | 0.0094108 | -0.037407 | -0.0093833 | 4.3661e-05 | 2.7487e-05 | 0.056765 | 0.056765 | 0.056765 | 0.98189 | -0.34718 | 0.98064 | -0.37163 | 15.5947
36 | -0.52645 | -0.13433 | 0.52658 | 0.13441 | 0.00012864 | 8.2217e-05 | 0.78951 | 0.78951 | 0.78951 | 0.9933 | -0.12697 | 0.99357 | -0.12192 | 54.2242
37 | -0.045624 | -0.011511 | 0.045635 | 0.011518 | 1.1815e-05 | 6.2366e-06 | 0.069273 | 0.069273 | 0.069273 | 0.98041 | -0.37606 | 0.98068 | -0.37066 | 4.7578
38 | 0.045624 | 0.011511 | -0.045606 | -0.011502 | 1.7719e-05 | 9.3545e-06 | 0.069273 | 0.069274 | 0.069274 | 0.98041 | -0.37606 | 0.97999 | -0.38418 | 4.7578
39 | -0.045635 | -0.011518 | 0.045645 | 0.011523 | 9.7453e-06 | 5.1435e-06 | 0.069273 | 0.069272 | 0.069273 | 0.98068 | -0.37066 | 0.98091 | -0.3662 | 4.7577
40 | 0.041375 | 0.010442 | -0.041372 | -0.01044 | 2.3854e-06 | 1.202e-06 | 0.062849 | 0.062849 | 0.062849 | 0.97999 | -0.38418 | 0.97993 | -0.38538 | 4.3166
41 | -0.048383 | -0.012209 | 0.048387 | 0.012211 | 4.284e-06 | 2.3137e-06 | 0.073425 | 0.073425 | 0.073425 | 0.98091 | -0.3662 | 0.98101 | -0.36435 | 5.0429
42 | 0.0010603 | 0.0002654 | -0.0010603 | -0.00026573 | 2.5792e-08 | -3.2188e-07 | 0.001605 | 0.0016051 | 0.0016051 | 0.98293 | -0.32722 | 0.98291 | -0.32773 | 0.44097
43 | 0.038969 | 0.0098215 | -0.038945 | -0.0098063 | 2.3984e-05 | 1.5121e-05 | 0.059271 | 0.059271 | 0.059271 | 0.97864 | -0.41058 | 0.97798 | -0.42346 | 16.2834
44 | -0.038969 | -0.0098215 | 0.039016 | 0.0098498 | 4.7048e-05 | 2.8313e-05 | 0.059271 | 0.059271 | 0.059271 | 0.97864 | -0.41058 | 0.97993 | -0.38538 | 8.1417
45 | 0.037233 | 0.0093773 | -0.037204 | -0.0093592 | 2.8718e-05 | 1.8081e-05 | 0.056667 | 0.056667 | 0.056667 | 0.97798 | -0.42346 | 0.97716 | -0.4396 | 15.5678
46 | 0.063017 | 0.015823 | -0.062969 | -0.015793 | 4.7367e-05 | 3.0136e-05 | 0.094997 | 0.094997 | 0.094997 | 0.98719 | -0.24435 | 0.98638 | -0.26012 | 26.098
47 | 0.17366 | 0.04393 | -0.17351 | -0.043839 | 0.00014428 | 9.1191e-05 | 0.2619 | 0.26191 | 0.26191 | 0.98719 | -0.24435 | 0.9863 | -0.26168 | 17.988
48 | 0.0975 | 0.024686 | -0.097447 | -0.024654 | 5.2832e-05 | 3.2494e-05 | 0.14742 | 0.14742 | 0.14742 | 0.98471 | -0.29238 | 0.98413 | -0.30368 | 10.1252
49 | -0.14414 | -0.036392 | 0.14419 | 0.036425 | 5.2872e-05 | 3.3234e-05 | 0.21791 | 0.21791 | 0.21791 | 0.98471 | -0.29238 | 0.98511 | -0.28473 | 14.9663
50 | 0.002669 | 0.00066878 | -0.0026689 | -0.00066889 | 7.89e-08 | -1.1278e-07 | 0.0040409 | 0.004041 | 0.004041 | 0.98281 | -0.32962 | 0.98278 | -0.33024 | 1.1102
51 | -0.0017355 | -0.00043496 | 0.0017355 | 0.00043479 | 3.8551e-08 | -1.6148e-07 | 0.0026365 | 0.0026365 | 0.0026365 | 0.97949 | -0.39418 | 0.97951 | -0.39371 | 0.72432
52 | 0.011649 | 0.00292 | -0.011648 | -0.0029193 | 1.1924e-06 | 6.3536e-07 | 0.017697 | 0.017697 | 0.017697 | 0.97951 | -0.39371 | 0.9794 | -0.39586 | 4.8619
53 | -0.013385 | -0.0033548 | 0.013389 | 0.0033568 | 3.5941e-06 | 2.0084e-06 | 0.020334 | 0.020334 | 0.020334 | 0.97951 | -0.39371 | 0.9798 | -0.38807 | 5.5862
54 | 0.01554 | 0.0038963 | -0.015536 | -0.0038944 | 3.3696e-06 | 1.9524e-06 | 0.023572 | 0.023572 | 0.023572 | 0.98101 | -0.36435 | 0.98077 | -0.3689 | 6.4758
55 | 0.033975 | 0.008523 | -0.03397 | -0.0085201 | 4.4918e-06 | 2.8179e-06 | 0.051556 | 0.051556 | 0.051556 | 0.98064 | -0.37163 | 0.9805 | -0.37441 | 14.1638
56 | -0.52947 | -0.13513 | 0.53048 | 0.13578 | 0.0010158 | 0.00064925 | 0.79383 | 0.79383 | 0.79383 | 0.99357 | -0.12192 | 0.99565 | -0.082287 | 54.5211
57 | 0.034832 | 0.0087648 | -0.034813 | -0.0087529 | 1.8902e-05 | 1.1873e-05 | 0.053055 | 0.053055 | 0.053055 | 0.97716 | -0.4396 | 0.97658 | -0.45096 | 14.5756
58 | 0.0078474 | 0.0019669 | -0.0078457 | -0.0019663 | 1.6509e-06 | 6.6519e-07 | 0.011909 | 0.011909 | 0.011909 | 0.9805 | -0.37441 | 0.98027 | -0.37882 | 3.2718
59 | 0.026123 | 0.0065532 | -0.026119 | -0.0065506 | 4.2171e-06 | 2.6087e-06 | 0.039647 | 0.039647 | 0.039647 | 0.9805 | -0.37441 | 0.98032 | -0.37779 | 10.892
60 | 0.0062861 | 0.0015754 | -0.0062859 | -0.0015753 | 2.2106e-07 | 5.9864e-08 | 0.0095421 | 0.0095421 | 0.0095421 | 0.98027 | -0.37882 | 0.98023 | -0.37956 | 2.6215
61 | 0.022982 | 0.0057646 | -0.022979 | -0.0057628 | 2.9543e-06 | 1.8092e-06 | 0.034886 | 0.034886 | 0.034886 | 0.98032 | -0.37779 | 0.98019 | -0.38049 | 9.5841
62 | 0.011585 | 0.0029041 | -0.011585 | -0.0029037 | 8.083e-07 | 4.2928e-07 | 0.017577 | 0.017577 | 0.017577 | 0.98077 | -0.3689 | 0.9807 | -0.37037 | 4.8289
63 | -0.0029304 | -0.00073443 | 0.0029305 | 0.00073435 | 7.9468e-08 | -8.3599e-08 | 0.0044529 | 0.0044529 | 0.0044529 | 0.97925 | -0.39886 | 0.97928 | -0.39829 | 1.2233
64 | -0.0058772 | -0.0014729 | 0.0058774 | 0.0014729 | 2.0158e-07 | 4.4207e-08 | 0.0089303 | 0.0089303 | 0.0089303 | 0.97928 | -0.39829 | 0.97932 | -0.39757 | 2.4534
65 | 0.003069 | 0.0007691 | -0.0030689 | -0.00076915 | 5.6068e-08 | -5.0952e-08 | 0.0046588 | 0.0046588 | 0.0046588 | 0.98023 | -0.37956 | 0.98021 | -0.37994 | 1.2799
66 | 0.019773 | 0.0049592 | -0.019769 | -0.0049569 | 3.8246e-06 | 2.3051e-06 | 0.030019 | 0.030019 | 0.030019 | 0.98019 | -0.38049 | 0.97998 | -0.38455 | 8.2469
67 | 0.0095435 | 0.0023922 | -0.0095433 | -0.002392 | 2.7587e-07 | 1.3229e-07 | 0.014481 | 0.014481 | 0.014481 | 0.9807 | -0.37037 | 0.98067 | -0.37097 | 3.9782
68 | -0.0087543 | -0.0021939 | 0.008755 | 0.0021942 | 7.134e-07 | 3.2128e-07 | 0.013302 | 0.013302 | 0.013302 | 0.97932 | -0.39757 | 0.9794 | -0.39586 | 3.6543
69 | 0.016577 | 0.0041569 | -0.016574 | -0.0041553 | 2.7852e-06 | 1.6349e-06 | 0.025172 | 0.025172 | 0.025172 | 0.97998 | -0.38455 | 0.9798 | -0.38807 | 6.9154
70 | 0.0079009 | 0.0019804 | -0.0078991 | -0.0019797 | 1.8221e-06 | 7.3972e-07 | 0.011989 | 0.011989 | 0.011989 | 0.98067 | -0.37097 | 0.98042 | -0.37581 | 3.2936
71 | -0.0055079 | -0.0013803 | 0.005508 | 0.0013803 | 1.7125e-07 | 2.0415e-08 | 0.008196 | 0.008196 | 0.008196 | 0.99997 | -0.00065268 | 1 | 0 | 2.2517
72 | 0.0024037 | 0.00060231 | -0.0024037 | -0.00060242 | 5.1666e-08 | -1.082e-07 | 0.0035768 | 0.0035769 | 0.0035769 | 0.99997 | -0.00065268 | 0.99994 | -0.0011039 | 0.98266
73 | 0.54997 | 0.14151 | -0.54884 | -0.14079 | 0.0011266 | 0.00072007 | 0.81967 | 0.81967 | 0.81967 | 1 | 0 | 0.99776 | -0.042221 | 56.2958
74 | 0.53591 | 0.13755 | -0.53556 | -0.13732 | 0.00035393 | 0.00022621 | 0.80038 | 0.80038 | 0.80038 | 0.99776 | -0.042221 | 0.99704 | -0.05584 | 54.9714
75 | 0.53413 | 0.13696 | -0.53344 | -0.13652 | 0.00068405 | 0.00043719 | 0.79825 | 0.79825 | 0.79825 | 0.99704 | -0.05584 | 0.99565 | -0.082287 | 54.8247
76 | 0.052015 | 0.013047 | -0.052012 | -0.013045 | 3.0001e-06 | 1.9035e-06 | 0.078471 | 0.078471 | 0.078471 | 0.98638 | -0.26012 | 0.98632 | -0.26133 | 21.5579
77 | 0.16413 | 0.041487 | -0.16411 | -0.041475 | 1.7787e-05 | 1.1226e-05 | 0.24775 | 0.24775 | 0.24775 | 0.9863 | -0.26168 | 0.98618 | -0.26394 | 17.0155
78 | 0.0016621 | 0.00041654 | -0.0016621 | -0.00041656 | 4.418e-09 | -2.052e-08 | 0.0025226 | 0.0025226 | 0.0025226 | 0.98042 | -0.37581 | 0.98042 | -0.37587 | 0.69302
79 | 0.033569 | 0.008441 | -0.033538 | -0.0084216 | 3.0939e-05 | 1.9407e-05 | 0.051159 | 0.051159 | 0.051159 | 0.97658 | -0.45096 | 0.9756 | -0.47028 | 14.0547
80 | 0.032346 | 0.0081229 | -0.032333 | -0.0081147 | 1.3038e-05 | 8.1659e-06 | 0.049341 | 0.049341 | 0.049341 | 0.9756 | -0.47028 | 0.97517 | -0.47873 | 13.5553
81 | 0.030546 | 0.007667 | -0.030535 | -0.0076599 | 1.1368e-05 | 7.1014e-06 | 0.046615 | 0.046615 | 0.046615 | 0.97517 | -0.47873 | 0.97477 | -0.48654 | 12.8064
82 | 0.024857 | 0.0062372 | -0.024848 | -0.0062316 | 9.0675e-06 | 5.594e-06 | 0.037947 | 0.037947 | 0.037947 | 0.97477 | -0.48654 | 0.97438 | -0.49419 | 10.4251
83 | 0.0056784 | 0.0014227 | -0.0056777 | -0.0014225 | 7.5149e-07 | 1.4853e-07 | 0.0086681 | 0.0086682 | 0.0086682 | 0.97477 | -0.48654 | 0.97463 | -0.48932 | 2.3814
84 | 0.021467 | 0.0053844 | -0.021463 | -0.0053819 | 3.99e-06 | 2.4303e-06 | 0.032785 | 0.032785 | 0.032785 | 0.97438 | -0.49419 | 0.97418 | -0.49809 | 9.0068
85 | 0.0028805 | 0.00072182 | -0.0028804 | -0.00072189 | 7.019e-08 | -7.5683e-08 | 0.0043977 | 0.0043978 | 0.0043978 | 0.97463 | -0.48932 | 0.9746 | -0.48983 | 1.2082
86 | 0.0027972 | 0.0007007 | -0.0027969 | -0.00070098 | 2.3987e-07 | -2.8353e-07 | 0.0042705 | 0.0042706 | 0.0042706 | 0.97463 | -0.48932 | 0.97454 | -0.49112 | 1.1733
87 | 0.018864 | 0.0047306 | -0.01886 | -0.0047282 | 4.1362e-06 | 2.4818e-06 | 0.028815 | 0.028815 | 0.028815 | 0.97418 | -0.49809 | 0.97395 | -0.50269 | 7.9163
88 | 0.0044089 | 0.0011045 | -0.0044075 | -0.0011046 | 1.441e-06 | -1.6266e-07 | 0.0066866 | 0.006687 | 0.006687 | 0.98112 | -0.3622 | 0.98077 | -0.36907 | 1.8371
89 | -0.011232 | -0.0028144 | 0.011235 | 0.002816 | 2.9607e-06 | 1.5511e-06 | 0.017035 | 0.017034 | 0.017035 | 0.98112 | -0.3622 | 0.9814 | -0.35667 | 4.6798
90 | 0.052497 | 0.013329 | -0.05214 | -0.013103 | 0.00035652 | 0.0002263 | 0.079659 | 0.079659 | 0.079659 | 0.9814 | -0.35667 | 0.97412 | -0.49885 | 21.8845
91 | -0.063732 | -0.016145 | 0.063759 | 0.016161 | 2.7374e-05 | 1.594e-05 | 0.096693 | 0.096693 | 0.096693 | 0.9814 | -0.35667 | 0.98186 | -0.34773 | 6.641
92 | 0.013387 | 0.003357 | -0.013385 | -0.0033558 | 2.2351e-06 | 1.2531e-06 | 0.02045 | 0.02045 | 0.02045 | 0.97412 | -0.49885 | 0.97395 | -0.50236 | 5.6181
93 | 0.038753 | 0.0097459 | -0.038702 | -0.0097137 | 5.1068e-05 | 3.22e-05 | 0.05921 | 0.05921 | 0.05921 | 0.97412 | -0.49885 | 0.97272 | -0.52648 | 16.2664
94 | 0.0048655 | 0.0012183 | -0.0048636 | -0.0012183 | 1.8218e-06 | 3.6267e-08 | 0.0073733 | 0.0073737 | 0.0073737 | 0.98186 | -0.34773 | 0.98146 | -0.3556 | 2.0257
95 | -0.068624 | -0.017379 | 0.068743 | 0.01745 | 0.00011878 | 7.0089e-05 | 0.10407 | 0.10406 | 0.10407 | 0.98186 | -0.34773 | 0.98371 | -0.31175 | 7.1474
96 | 0.01209 | 0.0030312 | -0.012085 | -0.0030289 | 4.3357e-06 | 2.3533e-06 | 0.018471 | 0.018471 | 0.018471 | 0.97395 | -0.50236 | 0.97356 | -0.50988 | 5.0746
97 | 0.034711 | 0.0087133 | -0.034704 | -0.0087091 | 6.7254e-06 | 4.2253e-06 | 0.053104 | 0.053104 | 0.053104 | 0.97272 | -0.52648 | 0.97252 | -0.53054 | 14.5889
98 | 0.0037079 | 0.00092862 | -0.0037076 | -0.00092873 | 2.665e-07 | -1.1362e-07 | 0.0056214 | 0.0056215 | 0.0056215 | 0.98146 | -0.3556 | 0.98138 | -0.35711 | 1.5444
99 | -0.071143 | -0.018051 | 0.071157 | 0.01806 | 1.4592e-05 | 8.6573e-06 | 0.10769 | 0.10769 | 0.10769 | 0.98371 | -0.31175 | 0.98394 | -0.30749 | 7.3965
100 | 0.011737 | 0.0029415 | -0.011735 | -0.0029408 | 1.2845e-06 | 6.8971e-07 | 0.017939 | 0.017939 | 0.017939 | 0.97356 | -0.50988 | 0.97345 | -0.51218 | 4.9282
101 | 0.032057 | 0.0080457 | -0.032049 | -0.0080408 | 7.833e-06 | 4.9054e-06 | 0.049053 | 0.049053 | 0.049053 | 0.97252 | -0.53054 | 0.97226 | -0.53567 | 13.4762
102 | 0.0037076 | 0.00092873 | -0.0037074 | -0.00092881 | 1.8698e-07 | -7.9682e-08 | 0.0056215 | 0.0056216 | 0.0056216 | 0.98138 | -0.35711 | 0.98133 | -0.35817 | 1.5444
103 | -0.083937 | -0.021263 | 0.083953 | 0.021272 | 1.5374e-05 | 9.3227e-06 | 0.12702 | 0.12702 | 0.12702 | 0.98394 | -0.30749 | 0.98413 | -0.30368 | 8.7239
104 | 0.0077424 | 0.0019401 | -0.0077418 | -0.0019398 | 6.6961e-07 | 2.7008e-07 | 0.011835 | 0.011835 | 0.011835 | 0.97345 | -0.51218 | 0.97336 | -0.514 | 3.2514
105 | 0.029404 | 0.0073778 | -0.029396 | -0.0073728 | 7.8713e-06 | 4.9092e-06 | 0.045005 | 0.045005 | 0.045005 | 0.97226 | -0.53567 | 0.97197 | -0.54128 | 12.3639
106 | 0.0037074 | 0.00092881 | -0.0037071 | -0.00092893 | 2.7582e-07 | -1.175e-07 | 0.0056216 | 0.0056217 | 0.0056217 | 0.98133 | -0.35817 | 0.98125 | -0.35973 | 1.5444
107 | 0.15582 | 0.039397 | -0.15566 | -0.039299 | 0.00015521 | 9.7808e-05 | 0.23523 | 0.23523 | 0.23523 | 0.98618 | -0.26394 | 0.98511 | -0.28473 | 16.1559
108 | 0.040998 | 0.010285 | -0.040975 | -0.010271 | 2.3107e-05 | 1.4583e-05 | 0.061856 | 0.061856 | 0.061856 | 0.98632 | -0.26133 | 0.98571 | -0.27316 | 16.9933
109 | 0.027703 | 0.0069444 | -0.027703 | -0.0069444 | 4.4444e-08 | 2.7582e-08 | 0.041821 | 0.041821 | 0.041821 | 0.98571 | -0.27316 | 0.98571 | -0.27319 | 11.4893
110 | 0.016769 | 0.0042039 | -0.016765 | -0.0042015 | 4.048e-06 | 2.3761e-06 | 0.025314 | 0.025314 | 0.025314 | 0.98571 | -0.27319 | 0.98545 | -0.27826 | 6.9545
111 | 0.017939 | 0.0044972 | -0.017935 | -0.0044952 | 3.3464e-06 | 1.9939e-06 | 0.027408 | 0.027408 | 0.027408 | 0.97395 | -0.50269 | 0.97375 | -0.50661 | 7.5296
112 | 0.016256 | 0.0040744 | -0.016256 | -0.0040743 | 8.2335e-08 | 4.8269e-08 | 0.024842 | 0.024842 | 0.024842 | 0.97375 | -0.50661 | 0.97375 | -0.50672 | 6.8246
113 | 0.014632 | 0.0036672 | -0.014629 | -0.0036659 | 2.2693e-06 | 1.3018e-06 | 0.022359 | 0.022359 | 0.022359 | 0.97375 | -0.50672 | 0.97358 | -0.50997 | 6.1426
114 | 0.0087792 | 0.0022003 | -0.0087781 | -0.0021998 | 1.1366e-06 | 5.1811e-07 | 0.013418 | 0.013418 | 0.013418 | 0.97358 | -0.50997 | 0.97344 | -0.51269 | 3.6863
115 | 0.0058501 | 0.0014656 | -0.0058494 | -0.0014655 | 6.8528e-07 | 1.5436e-07 | 0.0089411 | 0.0089412 | 0.0089412 | 0.97358 | -0.50997 | 0.97346 | -0.51243 | 2.4564
116 | 0.0056212 | 0.0014086 | -0.0056212 | -0.0014086 | 2.4465e-08 | 4.6727e-09 | 0.0085925 | 0.0085926 | 0.0085926 | 0.97344 | -0.51269 | 0.97344 | -0.51278 | 2.3606
117 | 0.0049821 | 0.0012481 | -0.0049819 | -0.0012481 | 2.1404e-07 | 1.4636e-08 | 0.0076154 | 0.0076154 | 0.0076154 | 0.97346 | -0.51243 | 0.97341 | -0.51333 | 2.0922
118 | 0.0026915 | 0.00067406 | -0.0026914 | -0.00067417 | 8.8592e-08 | -1.1679e-07 | 0.0041143 | 0.0041143 | 0.0041143 | 0.97341 | -0.51333 | 0.97338 | -0.51402 | 1.1303
119 | 0.00085237 | 0.00021326 | -0.00085235 | -0.00021362 | 1.9104e-08 | -3.6076e-07 | 0.0013029 | 0.001303 | 0.001303 | 0.97338 | -0.51402 | 0.97335 | -0.5145 | 0.35798
120 | 0.0022088 | 0.00055333 | -0.0022087 | -0.00055354 | 9.3499e-08 | -2.1205e-07 | 0.0033763 | 0.0033764 | 0.0033764 | 0.97344 | -0.51278 | 0.97339 | -0.51367 | 0.92757
121 | -0.022991 | -0.005764 | 0.023001 | 0.00577 | 9.8888e-06 | 6.0654e-06 | 0.035215 | 0.035214 | 0.035215 | 0.97151 | -0.55043 | 0.97197 | -0.54141 | 9.6743
122 | 0.016799 | 0.0042122 | -0.016793 | -0.0042089 | 5.6143e-06 | 3.3133e-06 | 0.025731 | 0.025731 | 0.025731 | 0.97151 | -0.55043 | 0.97115 | -0.55745 | 7.069
123 | -0.026197 | -0.0065712 | 0.026197 | 0.0065713 | 1.6102e-07 | 9.9746e-08 | 0.040108 | 0.040108 | 0.040108 | 0.97197 | -0.54141 | 0.97197 | -0.54128 | 11.0187
124 | 0.011484 | 0.0028782 | -0.011484 | -0.0028781 | 1.0896e-07 | 5.8124e-08 | 0.017596 | 0.017596 | 0.017596 | 0.97115 | -0.55745 | 0.97114 | -0.55765 | 4.834
125 | 0.0079417 | 0.0019904 | -0.0079416 | -0.0019903 | 9.1801e-08 | 3.8297e-08 | 0.012168 | 0.012168 | 0.012168 | 0.97114 | -0.55765 | 0.97113 | -0.55789 | 3.343
126 | 0.0052927 | 0.0013265 | -0.0052927 | -0.0013265 | 1.8229e-09 | 2.5161e-10 | 0.0081098 | 0.0081098 | 0.0081098 | 0.97113 | -0.55789 | 0.97113 | -0.5579 | 2.228
127 | 0.0026472 | 0.00066345 | -0.0026472 | -0.00066345 | 4.7347e-10 | -6.4623e-10 | 0.0040562 | 0.0040562 | 0.0040562 | 0.97113 | -0.5579 | 0.97113 | -0.5579 | 1.1143
128 | -0.0059636 | -0.0014945 | 0.0059636 | 0.0014945 | 8.5764e-09 | 1.8955e-09 | 0.0090049 | 0.0090049 | 0.0090049 | 0.98545 | -0.27829 | 0.98545 | -0.27826 | 2.4739
129 | 0.0038548 | 0.00096598 | -0.0038546 | -0.00096605 | 2.0953e-07 | -7.5999e-08 | 0.0058207 | 0.0058207 | 0.0058207 | 0.98545 | -0.27829 | 0.98539 | -0.27943 | 1.5991
130 | 0.0018625 | 0.00046679 | -0.0018625 | -0.00046679 | 2.3281e-10 | -8.4194e-10 | 0.0028125 | 0.0028125 | 0.0028125 | 0.98539 | -0.27943 | 0.98539 | -0.27943 | 0.77267
131 | 0.0029654 | 0.00074304 | -0.0029653 | -0.00074314 | 9.5051e-08 | -9.7492e-08 | 0.0044969 | 0.0044969 | 0.0044969 | 0.98125 | -0.35973 | 0.98121 | -0.3604 | 1.2354
132 | 0.002062 | 0.00051632 | -0.0020619 | -0.00051675 | 1.5982e-07 | -4.3078e-07 | 0.0031521 | 0.0031523 | 0.0031523 | 0.97336 | -0.514 | 0.97327 | -0.51562 | 0.86602
133 | 0.0022236 | 0.00055725 | -0.0022236 | -0.00055729 | 1.764e-08 | -4.096e-08 | 0.0033721 | 0.0033721 | 0.0033721 | 0.98121 | -0.3604 | 0.9812 | -0.36057 | 0.92641

## res_trafo
| p_hv_mw | q_hv_mvar | p_lv_mw | q_lv_mvar | pl_mw | ql_mvar | i_hv_ka | i_lv_ka | vm_hv_pu | va_hv_degree | vm_lv_pu | va_lv_degree | loading_percent
0 | -1.2729e-15 | -1.3162e-15 | 0.00165 | 1.2699e-07 | 0.00165 | 1.2699e-07 | 5.2857e-17 | 0.0023815 | 0.99998 | 149.9956 | 1 | 0 | 0.2619

## res_ext_grid
| p_mw | q_mvar
0 | 0.55964 | 0.14352

## res_load
| p_mw | q_mvar
0 | 0.0047785 | 0.0011976
1 | 0.0016092 | 0.00040329
2 | 0.0038955 | 0.00097631
3 | 0.014583 | 0.0036548
4 | 0.0023976 | 0.0006009
5 | 0.02054 | 0.0051478
6 | 0.029012 | 0.007271
7 | 0.0025778 | 0.00064606
8 | 0.0027093 | 0.00067901
9 | 0.0050758 | 0.0012721
10 | 0.0073653 | 0.0018459
11 | 0.004111 | 0.0010303
12 | 0.0042311 | 0.0010604
13 | 0.031757 | 0.0079589
14 | 0.0027374 | 0.00068605
15 | 0.0016987 | 0.00042573
16 | 0.0017121 | 0.00042908
17 | 0.0023567 | 0.00059064
18 | 0.092753 | 0.023246
19 | 0.0015814 | 0.00039634
20 | 0.0017355 | 0.00043496
21 | 0.0034327 | 0.00086031
22 | 0.0028865 | 0.00072342
23 | 0.0010603 | 0.00026573
24 | 0.0023717 | 0.00059441
25 | 0.0015596 | 0.00039086
26 | 0.0031363 | 0.00078603
27 | 0.0039511 | 0.00099024
28 | 0.0029304 | 0.00073443
29 | 0.0029467 | 0.00073851
30 | 0.0032169 | 0.00080624
31 | 0.0032064 | 0.00080359
32 | 0.002041 | 0.00051152
33 | 0.0028769 | 0.00072102
34 | 0.0030689 | 0.00076915
35 | 0.003192 | 0.00079998
36 | 0.0016423 | 0.00041161
37 | 0.0028932 | 0.00072511
38 | 0.003186 | 0.00079848
39 | 0.0031041 | 0.00077797
40 | 0.0025181 | 0.0006311
41 | 0.0024037 | 0.00060242
42 | 0.01293 | 0.0032406
43 | 0.001432 | 0.00035891
44 | 0.0029572 | 0.00074115
45 | 0.010955 | 0.0027455
46 | 0.0093855 | 0.0023522
47 | 0.006237 | 0.0015631
48 | 0.0016621 | 0.00041656
49 | 0.0012443 | 0.00031186
50 | 0.001192 | 0.00029874
51 | 0.0017865 | 0.00044773
52 | 0.0033806 | 0.00084727
53 | 0.0025987 | 0.00065128
54 | 0.0028804 | 0.00072189
55 | 0.0027969 | 0.00070098
56 | 0.0068228 | 0.00171
57 | 0.0044075 | 0.0011046
58 | 0.001295 | 0.00032457
59 | 0.0039917 | 0.0010004
60 | 0.0011558 | 0.00028966
61 | 0.0023995 | 0.00060137
62 | 0.00034859 | 8.7366e-05
63 | 0.002647 | 0.00066341
64 | 0.01278 | 0.003203
65 | 0.003993 | 0.0010007
66 | 0.0026455 | 0.00066304
67 | 0.013494 | 0.003382
68 | 0.0082949 | 0.0020789
69 | 0.011467 | 0.0028739
70 | 0.011013 | 0.0027602
71 | 0.013272 | 0.0033262
72 | 0.010935 | 0.0027405
73 | 0.0026689 | 0.00066889
74 | 0.00092142 | 0.00023093
75 | 0.0016792 | 0.00042086
76 | 0.0016245 | 0.00040714
77 | 0.0031569 | 0.00079118
78 | 0.00086732 | 0.00021737
79 | 0.0022904 | 0.00057402
80 | 0.0018391 | 0.00046091
81 | 0.00085235 | 0.00021362
82 | 0.0034124 | 0.00085523
83 | 0.0022087 | 0.00055354
84 | 0.0061917 | 0.0015518
85 | 0.0031965 | 0.00080112
86 | 0.0053095 | 0.0013307
87 | 0.0031984 | 0.00080159
88 | 0.0035422 | 0.00088775
89 | 0.0026489 | 0.00066387
90 | 0.0026455 | 0.00066304
91 | 0.0026472 | 0.00066345
92 | 0.0021088 | 0.00052851
93 | 0.010801 | 0.002707
94 | 0.0019921 | 0.00049926
95 | 0.0018625 | 0.00046679
96 | 0.00074172 | 0.00018589
97 | 0.0056798 | 0.0014235
98 | 0.00074172 | 0.00018589
99 | 0.0022236 | 0.00055729
100 | 0.0020619 | 0.00051675

## dtypes
| element | column | dtype
0 | bus | name | object
1 | bus | vn_kv | float64
2 | bus | type | object
3 | bus | zone | object
4 | bus | in_service | bool
5 | load | name | object
6 | load | bus | uint32
7 | load | p_mw | float64
8 | load | q_mvar | float64
9 | load | const_z_percent | float64
10 | load | const_i_percent | float64
11 | load | sn_mva | float64
12 | load | scaling | float64
13 | load | in_service | bool
14 | load | type | object
15 | ext_grid | name | object
16 | ext_grid | bus | uint32
17 | ext_grid | vm_pu | float64
18 | ext_grid | va_degree | float64
19 | ext_grid | slack_weight | float64
20 | ext_grid | in_service | bool
21 | line | name | object
22 | line | std_type | object
23 | line | from_bus | uint32
24 | line | to_bus | uint32
25 | line | length_km | float64
26 | line | r_ohm_per_km | float64
27 | line | x_ohm_per_km | float64
28 | line | c_nf_per_km | float64
29 | line | g_us_per_km | float64
30 | line | max_i_ka | float64
31 | line | df | float64
32 | line | parallel | uint32
33 | line | type | object
34 | line | in_service | bool
35 | trafo | name | object
36 | trafo | std_type | object
37 | trafo | hv_bus | uint32
38 | trafo | lv_bus | uint32
39 | trafo | sn_mva | float64
40 | trafo | vn_hv_kv | float64
41 | trafo | vn_lv_kv | float64
42 | trafo | vk_percent | float64
43 | trafo | vkr_percent | float64
44 | trafo | pfe_kw | float64
45 | trafo | i0_percent | float64
46 | trafo | shift_degree | float64
47 | trafo | tap_side | object
48 | trafo | tap_neutral | int32
49 | trafo | tap_min | int32
50 | trafo | tap_max | int32
51 | trafo | tap_step_percent | float64
52 | trafo | tap_step_degree | float64
53 | trafo | tap_pos | int32
54 | trafo | tap_phase_shifter | bool
55 | trafo | parallel | uint32
56 | trafo | df | float64
57 | trafo | in_service | bool
58 | line_geodata | coords | object
59 | bus_geodata | x | float64
60 | bus_geodata | y | float64
61 | bus_geodata | coords | object
62 | res_bus | vm_pu | float64
63 | res_bus | va_degree | float64
64 | res_bus | p_mw | float64
65 | res_bus | q_mvar | float64
66 | res_line | p_from_mw | float64
67 | res_line | q_from_mvar | float64
68 | res_line | p_to_mw | float64
69 | res_line | q_to_mvar | float64
70 | res_line | pl_mw | float64
71 | res_line | ql_mvar | float64
72 | res_line | i_from_ka | float64
73 | res_line | i_to_ka | float64
74 | res_line | i_ka | float64
75 | res_line | vm_from_pu | float64
76 | res_line | va_from_degree | float64
77 | res_line | vm_to_pu | float64
78 | res_line | va_to_degree | float64
79 | res_line | loading_percent | float64
80 | res_trafo | p_hv_mw | float64
81 | res_trafo | q_hv_mvar | float64
82 | res_trafo | p_lv_mw | float64
83 | res_trafo | q_lv_mvar | float64
84 | res_trafo | pl_mw | float64
85 | res_trafo | ql_mvar | float64
86 | res_trafo | i_hv_ka | float64
87 | res_trafo | i_lv_ka | float64
88 | res_trafo | vm_hv_pu | float64
89 | res_trafo | va_hv_degree | float64
90 | res_trafo | vm_lv_pu | float64
91 | res_trafo | va_lv_degree | float64
92 | res_trafo | loading_percent | float64
93 | res_ext_grid | p_mw | float64
94 | res_ext_grid | q_mvar | float64
95 | res_load | p_mw | float64
96 | res_load | q_mvar | float64

## parameters
| version | format_version | converged | OPF_converged | name | f_hz | sn_mva
0 | 2.14.6 | 2.14.0 | TRUE | FALSE |  | 50 | 1