## bus
| name | vn_kv | type | zone | in_service
0 | bus_LV_230-133_0_4_node_0 | 0.4 | n |  | TRUE
1 | bus_LV_230-133_0_4_node_1 | 0.4 | n |  | TRUE
2 | bus_LV_230-133_0_4_node_2 | 0.4 | n |  | TRUE
3 | bus_LV_230-133_0_4_node_3 | 0.4 | n |  | TRUE
4 | bus_LV_230-133_0_4_node_4 | 0.4 | n |  | TRUE
5 | bus_LV_230-133_0_4_node_5 | 0.4 | n |  | TRUE
6 | bus_LV_230-133_0_4_node_16 | 0.4 | n |  | TRUE
7 | bus_LV_230-133_0_4_node_24 | 0.4 | n |  | TRUE
8 | bus_LV_230-133_0_4_node_8 | 0.4 | n |  | TRUE
9 | bus_LV_230-133_0_4_node_141 | 0.4 | n |  | TRUE
10 | bus_LV_230-133_0_4_node_21 | 0.4 | n |  | TRUE
11 | bus_LV_230-133_0_4_node_9 | 0.4 | n |  | TRUE
12 | bus_LV_230-133_0_4_node_13 | 0.4 | n |  | TRUE
13 | bus_LV_230-133_0_4_node_28 | 0.4 | n |  | TRUE
14 | bus_LV_230-133_0_4_node_86 | 0.4 | n |  | TRUE
15 | bus_LV_230-133_0_4_node_10 | 0.4 | n |  | TRUE
16 | bus_LV_230-133_0_4_node_20 | 0.4 | n |  | TRUE
17 | bus_LV_230-133_0_4_node_134 | 0.4 | n |  | TRUE
18 | bus_LV_230-133_0_4_node_11 | 0.4 | n |  | TRUE
19 | bus_LV_230-133_0_4_node_27 | 0.4 | n |  | TRUE
20 | bus_LV_230-133_0_4_node_41 | 0.4 | n |  | TRUE
21 | bus_LV_230-133_0_4_node_74 | 0.4 | n |  | TRUE
22 | bus_LV_230-133_0_4_node_93 | 0.4 | n |  | TRUE
23 | bus_LV_230-133_0_4_node_14 | 0.4 | n |  | TRUE
24 | bus_LV_230-133_0_4_node_69 | 0.4 | n |  | TRUE
25 | bus_LV_230-133_0_4_node_66 | 0.4 | n |  | TRUE
26 | bus_LV_230-133_0_4_node_15 | 0.4 | n |  | TRUE
27 | bus_LV_230-133_0_4_node_22 | 0.4 | n |  | TRUE
28 | bus_LV_230-133_0_4_node_70 | 0.4 | n |  | TRUE
29 | bus_LV_230-133_0_4_node_110 | 0.4 | n |  | TRUE
30 | bus_LV_230-133_0_4_node_19 | 0.4 | n |  | TRUE
31 | bus_LV_230-133_0_4_node_18 | 0.4 | n |  | TRUE
32 | bus_LV_230-133_0_4_node_26 | 0.4 | n |  | TRUE
33 | bus_LV_230-133_0_4_node_52 | 0.4 | n |  | TRUE
34 | bus_LV_230-133_0_4_node_75 | 0.4 | n |  | TRUE
35 | bus_LV_230-133_0_4_node_71 | 0.4 | n |  | TRUE
36 | bus_LV_230-133_0_4_node_59 | 0.4 | n |  | TRUE
37 | bus_LV_230-133_0_4_node_135 | 0.4 | n |  | TRUE
38 | bus_LV_230-133_0_4_node_23 | 0.4 | n |  | TRUE
39 | bus_LV_230-133_0_4_node_85 | 0.4 | n |  | TRUE
40 | bus_LV_230-133_0_4_node_84 | 0.4 | n |  | TRUE
41 | bus_LV_230-133_0_4_node_51 | 0.4 | n |  | TRUE
42 | bus_LV_230-133_0_4_node_87 | 0.4 | n |  | TRUE
43 | bus_LV_230-133_0_4_node_29 | 0.4 | n |  | TRUE
44 | bus_LV_230-133_0_4_node_136 | 0.4 | n |  | TRUE
45 | bus_LV_230-133_0_4_node_139 | 0.4 | n |  | TRUE
46 | bus_LV_230-133_0_4_node_98 | 0.4 | n |  | TRUE
47 | bus_LV_230-133_0_4_node_97 | 0.4 | n |  | TRUE
48 | bus_LV_230-133_0_4_node_40 | 0.4 | n |  | TRUE
49 | bus_LV_230-133_0_4_node_94 | 0.4 | n |  | TRUE
50 | bus_LV_230-133_0_4_node_92 | 0.4 | n |  | TRUE
51 | bus_LV_230-133_0_4_node_67 | 0.4 | n |  | TRUE
52 | bus_LV_230-133_0_4_node_68 | 0.4 | n |  | TRUE
53 | bus_LV_230-133_0_4_node_58 | 0.4 | n |  | TRUE
54 | bus_LV_230-133_0_4_node_43 | 0.4 | n |  | TRUE
55 | bus_LV_230-133_0_4_node_76 | 0.4 | n |  | TRUE
56 | bus_LV_230-133_0_4_node_35 | 0.4 | n |  | TRUE
57 | bus_LV_230-133_0_4_node_140 | 0.4 | n |  | TRUE
58 | bus_LV_230-133_0_4_node_36 | 0.4 | n |  | TRUE
59 | bus_LV_230-133_0_4_node_73 | 0.4 | n |  | TRUE
60 | bus_LV_230-133_0_4_node_111 | 0.4 | n |  | TRUE
61 | bus_LV_230-133_0_4_node_77 | 0.4 | n |  | TRUE
62 | bus_LV_230-133_0_4_node_60 | 0.4 | n |  | TRUE
63 | bus_LV_230-133_0_4_node_137 | 0.4 | n |  | TRUE
64 | bus_LV_230-133_0_4_node_30 | 0.4 | n |  | TRUE
65 | bus_LV_230-133_0_4_node_31 | 0.4 | n |  | TRUE
66 | bus_LV_230-133_0_4_node_32 | 0.4 | n |  | TRUE
67 | bus_LV_230-133_0_4_node_33 | 0.4 | n |  | TRUE
68 | bus_LV_230-133_0_4_node_34 | 0.4 | n |  | TRUE
69 | bus_LV_230-133_0_4_node_37 | 0.4 | n |  | TRUE
70 | bus_LV_230-133_0_4_node_46 | 0.4 | n |  | TRUE
71 | bus_LV_230-133_0_4_node_44 | 0.4 | n |  | TRUE
72 | bus_LV_230-133_0_4_node_38 | 0.4 | n |  | TRUE
73 | bus_LV_230-133_0_4_node_72 | 0.4 | n |  | TRUE
74 | bus_LV_230-133_0_4_node_45 | 0.4 | n |  | TRUE
75 | bus_LV_230-133_0_4_node_132 | 0.4 | n |  | TRUE
76 | bus_LV_230-133_0_4_node_112 | 0.4 | n |  | TRUE
77 | bus_LV_230-133_0_4_node_39 | 0.4 | n |  | TRUE
78 | bus_LV_230-133_0_4_node_42 | 0.4 | n |  | TRUE
79 | bus_LV_230-133_0_4_node_47 | 0.4 | n |  | TRUE
80 | bus_LV_230-133_0_4_node_48 | 0.4 | n |  | TRUE
81 | bus_LV_230-133_0_4_node_109 | 0.4 | n |  | TRUE
82 | bus_LV_230-133_0_4_node_123 | 0.4 | n |  | TRUE
83 | bus_LV_230-133_0_4_node_49 | 0.4 | n |  | TRUE
84 | bus_LV_230-133_0_4_node_133 | 0.4 | n |  | TRUE
85 | bus_LV_230-133_0_4_node_50 | 0.4 | n |  | TRUE
86 | bus_LV_230-133_0_4_node_126 | 0.4 | n |  | TRUE
87 | bus_LV_230-133_0_4_node_124 | 0.4 | n |  | TRUE
88 | bus_LV_230-133_0_4_node_120 | 0.4 | n |  | TRUE
89 | bus_LV_230-133_0_4_node_129 | 0.4 | n |  | TRUE
90 | bus_LV_230-133_0_4_node_107 | 0.4 | n |  | TRUE
91 | bus_LV_230-133_0_4_node_125 | 0.4 | n |  | TRUE
92 | bus_LV_230-133_0_4_node_53 | 0.4 | n |  | TRUE
93 | bus_LV_230-133_0_4_node_55 | 0.4 | n |  | TRUE
94 | bus_LV_230-133_0_4_node_57 | 0.4 | n |  | TRUE
95 | bus_LV_230-133_0_4_node_56 | 0.4 | n |  | TRUE
96 | bus_LV_230-133_0_4_node_105 | 0.4 | n |  | TRUE
97 | bus_LV_230-133_0_4_node_108 | 0.4 | n |  | TRUE
98 | bus_LV_230-133_0_4_node_103 | 0.4 | n |  | TRUE
99 | bus_LV_230-133_0_4_node_62 | 0.4 | n |  | TRUE
100 | bus_LV_230-133_0_4_node_63 | 0.4 | n |  | TRUE
101 | bus_LV_230-133_0_4_node_64 | 0.4 | n |  | TRUE
102 | bus_LV_230-133_0_4_node_65 | 0.4 | n |  | TRUE
103 | bus_LV_230-133_0_4_node_90 | 0.4 | n |  | TRUE
104 | bus_LV_230-133_0_4_node_100 | 0.4 | n |  | TRUE
105 | bus_LV_230-133_0_4_node_88 | 0.4 | n |  | TRUE
106 | bus_LV_230-133_0_4_node_101 | 0.4 | n |  | TRUE
107 | bus_LV_230-133_0_4_node_83 | 0.4 | n |  | TRUE
108 | bus_LV_230-133_0_4_node_82 | 0.4 | n |  | TRUE
109 | bus_LV_230-133_0_4_node_127 | 0.4 | n |  | TRUE
110 | bus_LV_230-133_0_4_node_80 | 0.4 | n |  | TRUE
111 | bus_LV_230-133_0_4_node_78 | 0.4 | n |  | TRUE
112 | bus_LV_230-133_0_4_node_79 | 0.4 | n |  | TRUE
113 | bus_LV_230-133_0_4_node_81 | 0.4 | n |  | TRUE
114 | bus_LV_230-133_0_4_node_128 | 0.4 | n |  | TRUE
115 | bus_LV_230-133_0_4_node_89 | 0.4 | n |  | TRUE
116 | bus_LV_230-133_0_4_node_91 | 0.4 | n |  | TRUE
117 | bus_LV_230-133_0_4_node_95 | 0.4 | n |  | TRUE
118 | bus_LV_230-133_0_4_node_96 | 0.4 | n |  | TRUE
119 | bus_LV_230-133_0_4_node_99 | 0.4 | n |  | TRUE
120 | bus_LV_230-133_0_4_node_113 | 0.4 | n |  | TRUE
121 | bus_LV_230-133_0_4_node_102 | 0.4 | n |  | TRUE
122 | bus_LV_230-133_0_4_node_131 | 0.4 | n |  | TRUE
123 | bus_LV_230-133_0_4_node_119 | 0.4 | n |  | TRUE
124 | bus_LV_230-133_0_4_node_114 | 0.4 | n |  | TRUE
125 | bus_LV_230-133_0_4_node_115 | 0.4 | n |  | TRUE
126 | bus_LV_230-133_0_4_node_116 | 0.4 | n |  | TRUE
127 | bus_LV_230-133_0_4_node_117 | 0.4 | n |  | TRUE
128 | bus_LV_230-133_0_4_node_118 | 0.4 | n |  | TRUE
129 | bus_LV_230-133_0_4_node_121 | 0.4 | n |  | TRUE
130 | bus_LV_230-133_0_4_node_122 | 0.4 | n |  | TRUE
131 | bus_LV_230-133_0_4_node_138 | 0.4 | n |  | TRUE
132 | bus_MV_370_0_node_26 | 20 | n |  | TRUE

## load
| name | bus | p_mw | q_mvar | const_z_percent | const_i_percent | sn_mva | scaling | in_service | type
0 | LV_230-133_0_4_load_0 | 0 | 0.012256 | 0.0030716 | 0 | 0 |  | 1 | TRUE | wye
1 | LV_230-133_0_4_load_1 | 1 | 0.0043281 | 0.0010847 | 0 | 0 |  | 1 | TRUE | wye
2 | LV_230-133_0_4_load_3 | 3 | 0.0022662 | 0.00056797 | 0 | 0 |  | 1 | TRUE | wye
3 | LV_230-133_0_4_load_4 | 4 | 0.0028629 | 0.00071752 | 0 | 0 |  | 1 | TRUE | wye
4 | LV_230-133_0_4_load_141 | 9 | 0.016409 | 0.0041124 | 0 | 0 |  | 1 | TRUE | wye
5 | LV_230-133_0_4_load_86 | 14 | 0.011612 | 0.0029103 | 0 | 0 |  | 1 | TRUE | wye
6 | LV_230-133_0_4_load_134 | 17 | 0.00034496 | 8.6454e-05 | 0 | 0 |  | 1 | TRUE | wye
7 | LV_230-133_0_4_load_41 | 20 | 0.00036836 | 9.2319e-05 | 0 | 0 |  | 1 | TRUE | wye
8 | LV_230-133_0_4_load_74 | 21 | 0.0008813 | 0.00022088 | 0 | 0 |  | 1 | TRUE | wye
9 | LV_230-133_0_4_load_93 | 22 | 0.02883 | 0.0072254 | 0 | 0 |  | 1 | TRUE | wye
10 | LV_230-133_0_4_load_66 | 25 | 0.00073472 | 0.00018414 | 0 | 0 |  | 1 | TRUE | wye
11 | LV_230-133_0_4_load_110 | 29 | 0.0019929 | 0.00049946 | 0 | 0 |  | 1 | TRUE | wye
12 | LV_230-133_0_4_load_52 | 33 | 0.0034162 | 0.00085617 | 0 | 0 |  | 1 | TRUE | wye
13 | LV_230-133_0_4_load_75 | 34 | 0.00057625 | 0.00014442 | 0 | 0 |  | 1 | TRUE | wye
14 | LV_230-133_0_4_load_71 | 35 | 0.0031166 | 0.00078108 | 0 | 0 |  | 1 | TRUE | wye
15 | LV_230-133_0_4_load_135 | 37 | 0.00097396 | 0.0002441 | 0 | 0 |  | 1 | TRUE | wye
16 | LV_230-133_0_4_load_85 | 39 | 0.00086429 | 0.00021661 | 0 | 0 |  | 1 | TRUE | wye
17 | LV_230-133_0_4_load_84 | 40 | 0.00065344 | 0.00016377 | 0 | 0 |  | 1 | TRUE | wye
18 | LV_230-133_0_4_load_51 | 41 | 0.0014521 | 0.00036394 | 0 | 0 |  | 1 | TRUE | wye
19 | LV_230-133_0_4_load_87 | 42 | 0.0019019 | 0.00047665 | 0 | 0 |  | 1 | TRUE | wye
20 | LV_230-133_0_4_load_139 | 45 | 0.001558 | 0.00039048 | 0 | 0 |  | 1 | TRUE | wye
21 | LV_230-133_0_4_load_98 | 46 | 0.0035918 | 0.0009002 | 0 | 0 |  | 1 | TRUE | wye
22 | LV_230-133_0_4_load_40 | 48 | 0.0048018 | 0.0012034 | 0 | 0 |  | 1 | TRUE | wye
23 | LV_230-133_0_4_load_92 | 50 | 0.00019875 | 4.9812e-05 | 0 | 0 |  | 1 | TRUE | wye
24 | LV_230-133_0_4_load_67 | 51 | 0.0032513 | 0.00081486 | 0 | 0 |  | 1 | TRUE | wye
25 | LV_230-133_0_4_load_68 | 52 | 0.001696 | 0.00042505 | 0 | 0 |  | 1 | TRUE | wye
26 | LV_230-133_0_4_load_58 | 53 | 0.00054098 | 0.00013558 | 0 | 0 |  | 1 | TRUE | wye
27 | LV_230-133_0_4_load_43 | 54 | 0.0026265 | 0.00065827 | 0 | 0 |  | 1 | TRUE | wye
28 | LV_230-133_0_4_load_140 | 57 | 0.0043739 | 0.0010962 | 0 | 0 |  | 1 | TRUE | wye
29 | LV_230-133_0_4_load_111 | 60 | 0.0011218 | 0.00028115 | 0 | 0 |  | 1 | TRUE | wye
30 | LV_230-133_0_4_load_60 | 62 | 0.00018481 | 4.6317e-05 | 0 | 0 |  | 1 | TRUE | wye
31 | LV_230-133_0_4_load_137 | 63 | 0.0009739 | 0.00024408 | 0 | 0 |  | 1 | TRUE | wye
32 | LV_230-133_0_4_load_30 | 64 | 0.0029146 | 0.00073046 | 0 | 0 |  | 1 | TRUE | wye
33 | LV_230-133_0_4_load_32 | 66 | 0.00098665 | 0.00024728 | 0 | 0 |  | 1 | TRUE | wye
34 | LV_230-133_0_4_load_37 | 69 | 0.0034836 | 0.00087307 | 0 | 0 |  | 1 | TRUE | wye
35 | LV_230-133_0_4_load_44 | 71 | 0.0043523 | 0.0010908 | 0 | 0 |  | 1 | TRUE | wye
36 | LV_230-133_0_4_load_38 | 72 | 0.0038797 | 0.00097234 | 0 | 0 |  | 1 | TRUE | wye
37 | LV_230-133_0_4_load_72 | 73 | 0.010434 | 0.0026151 | 0 | 0 |  | 1 | TRUE | wye
38 | LV_230-133_0_4_load_132 | 75 | 0.0041665 | 0.0010442 | 0 | 0 |  | 1 | TRUE | wye
39 | LV_230-133_0_4_load_112 | 76 | 0.00080338 | 0.00020134 | 0 | 0 |  | 1 | TRUE | wye
40 | LV_230-133_0_4_load_39 | 77 | 0.0016206 | 0.00040615 | 0 | 0 |  | 1 | TRUE | wye
41 | LV_230-133_0_4_load_42 | 78 | 0.00099144 | 0.00024848 | 0 | 0 |  | 1 | TRUE | wye
42 | LV_230-133_0_4_load_47 | 79 | 0.002004 | 0.00050226 | 0 | 0 |  | 1 | TRUE | wye
43 | LV_230-133_0_4_load_123 | 82 | 0.01049 | 0.0026291 | 0 | 0 |  | 1 | TRUE | wye
44 | LV_230-133_0_4_load_133 | 84 | 0.0087431 | 0.0021912 | 0 | 0 |  | 1 | TRUE | wye
45 | LV_230-133_0_4_load_126 | 86 | 0.0087031 | 0.0021812 | 0 | 0 |  | 1 | TRUE | wye
46 | LV_230-133_0_4_load_124 | 87 | 0.01049 | 0.0026291 | 0 | 0 |  | 1 | TRUE | wye
47 | LV_230-133_0_4_load_129 | 89 | 0.0018375 | 0.00046052 | 0 | 0 |  | 1 | TRUE | wye
48 | LV_230-133_0_4_load_125 | 91 | 0.0012379 | 0.00031025 | 0 | 0 |  | 1 | TRUE | wye
49 | LV_230-133_0_4_load_53 | 92 | 0.0022068 | 0.00055307 | 0 | 0 |  | 1 | TRUE | wye
50 | LV_230-133_0_4_load_57 | 94 | 0.0018173 | 0.00045547 | 0 | 0 |  | 1 | TRUE | wye
51 | LV_230-133_0_4_load_105 | 96 | 0.0012764 | 0.0003199 | 0 | 0 |  | 1 | TRUE | wye
52 | LV_230-133_0_4_load_108 | 97 | 0.0012796 | 0.00032069 | 0 | 0 |  | 1 | TRUE | wye
53 | LV_230-133_0_4_load_103 | 98 | 0.0012769 | 0.00032002 | 0 | 0 |  | 1 | TRUE | wye
54 | LV_230-133_0_4_load_62 | 99 | 0.0012294 | 0.00030811 | 0 | 0 |  | 1 | TRUE | wye
55 | LV_230-133_0_4_load_64 | 101 | 0.00085166 | 0.00021345 | 0 | 0 |  | 1 | TRUE | wye
56 | LV_230-133_0_4_load_65 | 102 | 0.0011216 | 0.0002811 | 0 | 0 |  | 1 | TRUE | wye
57 | LV_230-133_0_4_load_100 | 104 | 0.0014739 | 0.00036939 | 0 | 0 |  | 1 | TRUE | wye
58 | LV_230-133_0_4_load_88 | 105 | 0.00077202 | 0.00019349 | 0 | 0 |  | 1 | TRUE | wye
59 | LV_230-133_0_4_load_101 | 106 | 0.00082487 | 0.00020673 | 0 | 0 |  | 1 | TRUE | wye
60 | LV_230-133_0_4_load_83 | 107 | 0.00088318 | 0.00022135 | 0 | 0 |  | 1 | TRUE | wye
61 | LV_230-133_0_4_load_78 | 111 | 0.0043491 | 0.00109 | 0 | 0 |  | 1 | TRUE | wye
62 | LV_230-133_0_4_load_79 | 112 | 0.0015149 | 0.00037968 | 0 | 0 |  | 1 | TRUE | wye
63 | LV_230-133_0_4_load_81 | 113 | 0.0094619 | 0.0023714 | 0 | 0 |  | 1 | TRUE | wye
64 | LV_230-133_0_4_load_128 | 114 | 0.0012379 | 0.00031025 | 0 | 0 |  | 1 | TRUE | wye
65 | LV_230-133_0_4_load_89 | 115 | 0.00059035 | 0.00014796 | 0 | 0 |  | 1 | TRUE | wye
66 | LV_230-133_0_4_load_91 | 116 | 0.0025563 | 0.00064068 | 0 | 0 |  | 1 | TRUE | wye
67 | LV_230-133_0_4_load_96 | 118 | 0.028823 | 0.0072237 | 0 | 0 |  | 1 | TRUE | wye
68 | LV_230-133_0_4_load_99 | 119 | 0.075163 | 0.018838 | 0 | 0 |  | 1 | TRUE | wye
69 | LV_230-133_0_4_load_113 | 120 | 0.00079784 | 0.00019996 | 0 | 0 |  | 1 | TRUE | wye
70 | LV_230-133_0_4_load_102 | 121 | 0.0012788 | 0.00032049 | 0 | 0 |  | 1 | TRUE | wye
71 | LV_230-133_0_4_load_131 | 122 | 0.0045947 | 0.0011516 | 0 | 0 |  | 1 | TRUE | wye
72 | LV_230-133_0_4_load_119 | 123 | 0.002145 | 0.00053759 | 0 | 0 |  | 1 | TRUE | wye
73 | LV_230-133_0_4_load_114 | 124 | 0.0024251 | 0.00060779 | 0 | 0 |  | 1 | TRUE | wye
74 | LV_230-133_0_4_load_115 | 125 | 0.0027533 | 0.00069003 | 0 | 0 |  | 1 | TRUE | wye
75 | LV_230-133_0_4_load_116 | 126 | 0.0021434 | 0.00053719 | 0 | 0 |  | 1 | TRUE | wye
76 | LV_230-133_0_4_load_117 | 127 | 0.0018717 | 0.00046909 | 0 | 0 |  | 1 | TRUE | wye
77 | LV_230-133_0_4_load_118 | 128 | 0.002145 | 0.0005376 | 0 | 0 |  | 1 | TRUE | wye
78 | LV_230-133_0_4_load_121 | 129 | 0.0018707 | 0.00046884 | 0 | 0 |  | 1 | TRUE | wye
79 | LV_230-133_0_4_load_122 | 130 | 0.0018716 | 0.00046908 | 0 | 0 |  | 1 | TRUE | wye
80 | LV_230-133_0_4_load_138 | 131 | 0.00097395 | 0.00024409 | 0 | 0 |  | 1 | TRUE | wye

## ext_grid
| name | bus | vm_pu | va_degree | slack_weight | in_service
0 |  | 111 | 1 | 0 | 1 | TRUE

## line
| name | std_type | from_bus | to_bus | length_km | r_ohm_per_km | x_ohm_per_km | c_nf_per_km | g_us_per_km | max_i_ka | df | parallel | type | in_service
0 | LV_230-133_0_4_line_0 |  | 0 | 1 | 0.06577 | 0.125 | 0.08 | 261 | 0 | 0.364 | 1 | 1 | cs | TRUE
1 | LV_230-133_0_4_line_1 |  | 0 | 2 | 0.015572 | 0.125 | 0.08 | 261 | 0 | 0.364 | 1 | 1 | cs | TRUE
2 | LV_230-133_0_4_line_2 |  | 1 | 3 | 0.0026788 | 0.125 | 0.08 | 261 | 0 | 0.364 | 1 | 1 | cs | TRUE
3 | LV_230-133_0_4_line_3 |  | 2 | 4 | 0.0099861 | 0.125 | 0.08 | 261 | 0 | 0.364 | 1 | 1 | cs | TRUE
4 | LV_230-133_0_4_line_4 |  | 3 | 5 | 0.014007 | 0.125 | 0.08 | 261 | 0 | 0.364 | 1 | 1 | cs | TRUE
5 | LV_230-133_0_4_line_5 |  | 4 | 6 | 0.02389 | 0.125 | 0.08 | 261 | 0 | 0.364 | 1 | 1 | cs | TRUE
6 | LV_230-133_0_4_line_6 |  | 5 | 7 | 0.007795 | 0.125 | 0.08 | 261 | 0 | 0.364 | 1 | 1 | cs | TRUE
7 | LV_230-133_0_4_line_7 |  | 6 | 30 | 0.025239 | 0.125 | 0.08 | 261 | 0 | 0.364 | 1 | 3 | cs | TRUE
8 | LV_230-133_0_4_line_8 |  | 6 | 19 | 0.037335 | 0.125 | 0.08 | 261 | 0 | 0.364 | 1 | 1 | cs | TRUE
9 | LV_230-133_0_4_line_9 |  | 6 | 13 | 0.023392 | 0.125 | 0.08 | 261 | 0 | 0.364 | 1 | 3 | cs | TRUE
10 | LV_230-133_0_4_line_10 |  | 7 | 39 | 0.038277 | 0.125 | 0.08 | 261 | 0 | 0.364 | 1 | 1 | cs | TRUE
11 | LV_230-133_0_4_line_11 |  | 8 | 9 | 0.046719 | 0.125 | 0.08 | 261 | 0 | 0.364 | 1 | 1 | cs | TRUE
12 | LV_230-133_0_4_line_12 |  | 8 | 10 | 0.049096 | 0.125 | 0.08 | 261 | 0 | 0.364 | 1 | 1 | cs | TRUE
13 | LV_230-133_0_4_line_13 |  | 10 | 29 | 0.0045328 | 0.125 | 0.08 | 261 | 0 | 0.364 | 1 | 1 | cs | TRUE
14 | LV_230-133_0_4_line_14 |  | 11 | 12 | 0.072997 | 0.125 | 0.08 | 261 | 0 | 0.364 | 1 | 3 | cs | TRUE
15 | LV_230-133_0_4_line_15 |  | 11 | 13 | 0.027158 | 0.125 | 0.08 | 261 | 0 | 0.364 | 1 | 3 | cs | TRUE
16 | LV_230-133_0_4_line_16 |  | 11 | 14 | 0.0056293 | 0.125 | 0.08 | 261 | 0 | 0.364 | 1 | 1 | cs | TRUE
17 | LV_230-133_0_4_line_17 |  | 12 | 22 | 0.050523 | 0.125 | 0.08 | 261 | 0 | 0.364 | 1 | 3 | cs | TRUE
18 | LV_230-133_0_4_line_18 |  | 13 | 35 | 0.030165 | 0.125 | 0.08 | 261 | 0 | 0.364 | 1 | 1 | cs | TRUE
19 | LV_230-133_0_4_line_19 |  | 15 | 16 | 0.30387 | 0.125 | 0.08 | 261 | 0 | 0.364 | 1 | 1 | cs | TRUE
20 | LV_230-133_0_4_line_20 |  | 15 | 17 | 0.28502 | 0.125 | 0.08 | 261 | 0 | 0.364 | 1 | 1 | cs | TRUE
21 | LV_230-133_0_4_line_21 |  | 16 | 35 | 0.037486 | 0.125 | 0.08 | 261 | 0 | 0.364 | 1 | 1 | cs | TRUE
22 | LV_230-133_0_4_line_22 |  | 18 | 19 | 0.016696 | 0.125 | 0.08 | 261 | 0 | 0.364 | 1 | 1 | cs | TRUE
23 | LV_230-133_0_4_line_23 |  | 18 | 20 | 0.045842 | 0.125 | 0.08 | 261 | 0 | 0.364 | 1 | 1 | cs | TRUE
24 | LV_230-133_0_4_line_24 |  | 18 | 21 | 0.0093093 | 0.125 | 0.08 | 261 | 0 | 0.364 | 1 | 1 | cs | TRUE
25 | LV_230-133_0_4_line_25 |  | 19 | 42 | 0.013783 | 0.125 | 0.08 | 261 | 0 | 0.364 | 1 | 1 | cs | TRUE
26 | LV_230-133_0_4_line_26 |  | 20 | 48 | 0.033721 | 0.125 | 0.08 | 261 | 0 | 0.364 | 1 | 1 | cs | TRUE
27 | LV_230-133_0_4_line_27 |  | 22 | 49 | 0.036275 | 0.125 | 0.08 | 261 | 0 | 0.364 | 1 | 3 | cs | TRUE
28 | LV_230-133_0_4_line_28 |  | 23 | 24 | 0.044602 | 0.125 | 0.08 | 261 | 0 | 0.364 | 1 | 1 | cs | TRUE
29 | LV_230-133_0_4_line_29 |  | 23 | 25 | 0.030932 | 0.125 | 0.08 | 261 | 0 | 0.364 | 1 | 1 | cs | TRUE
30 | LV_230-133_0_4_line_30 |  | 24 | 50 | 0.021706 | 0.125 | 0.08 | 261 | 0 | 0.364 | 1 | 1 | cs | TRUE
31 | LV_230-133_0_4_line_31 |  | 25 | 51 | 0.038464 | 0.125 | 0.08 | 261 | 0 | 0.364 | 1 | 1 | cs | TRUE
32 | LV_230-133_0_4_line_32 |  | 26 | 27 | 0.042024 | 0.125 | 0.08 | 261 | 0 | 0.364 | 1 | 1 | cs | TRUE
33 | LV_230-133_0_4_line_33 |  | 26 | 28 | 0.002883 | 0.125 | 0.08 | 261 | 0 | 0.364 | 1 | 1 | cs | TRUE
34 | LV_230-133_0_4_line_34 |  | 26 | 29 | 0.024061 | 0.125 | 0.08 | 261 | 0 | 0.364 | 1 | 1 | cs | TRUE
35 | LV_230-133_0_4_line_35 |  | 27 | 36 | 0.05937 | 0.125 | 0.08 | 261 | 0 | 0.364 | 1 | 1 | cs | TRUE
36 | LV_230-133_0_4_line_36 |  | 27 | 37 | 0.021501 | 0.125 | 0.08 | 261 | 0 | 0.364 | 1 | 1 | cs | TRUE
37 | LV_230-133_0_4_line_37 |  | 28 | 52 | 0.0069665 | 0.125 | 0.08 | 261 | 0 | 0.364 | 1 | 1 | cs | TRUE
38 | LV_230-133_0_4_line_38 |  | 30 | 34 | 0.013608 | 0.125 | 0.08 | 261 | 0 | 0.364 | 1 | 3 | cs | TRUE
39 | LV_230-133_0_4_line_39 |  | 31 | 32 | 0.015862 | 0.125 | 0.08 | 261 | 0 | 0.364 | 1 | 1 | cs | TRUE
40 | LV_230-133_0_4_line_40 |  | 31 | 33 | 0.01235 | 0.125 | 0.08 | 261 | 0 | 0.364 | 1 | 1 | cs | TRUE
41 | LV_230-133_0_4_line_41 |  | 32 | 41 | 0.036942 | 0.125 | 0.08 | 261 | 0 | 0.364 | 1 | 1 | cs | TRUE
42 | LV_230-133_0_4_line_42 |  | 33 | 54 | 0.027627 | 0.125 | 0.08 | 261 | 0 | 0.364 | 1 | 1 | cs | TRUE
43 | LV_230-133_0_4_line_43 |  | 34 | 55 | 0.059435 | 0.125 | 0.08 | 261 | 0 | 0.364 | 1 | 3 | cs | TRUE
44 | LV_230-133_0_4_line_44 |  | 36 | 62 | 0.043199 | 0.125 | 0.08 | 261 | 0 | 0.364 | 1 | 1 | cs | TRUE
45 | LV_230-133_0_4_line_45 |  | 36 | 53 | 0.01649 | 0.125 | 0.08 | 261 | 0 | 0.364 | 1 | 1 | cs | TRUE
46 | LV_230-133_0_4_line_46 |  | 37 | 44 | 0.010243 | 0.125 | 0.08 | 261 | 0 | 0.364 | 1 | 1 | cs | TRUE
47 | LV_230-133_0_4_line_47 |  | 38 | 39 | 0.0083038 | 0.125 | 0.08 | 261 | 0 | 0.364 | 1 | 1 | cs | TRUE
48 | LV_230-133_0_4_line_48 |  | 38 | 40 | 0.012348 | 0.125 | 0.08 | 261 | 0 | 0.364 | 1 | 1 | cs | TRUE
49 | LV_230-133_0_4_line_49 |  | 43 | 44 | 0.042285 | 0.125 | 0.08 | 261 | 0 | 0.364 | 1 | 1 | cs | TRUE
50 | LV_230-133_0_4_line_50 |  | 43 | 45 | 0.023434 | 0.125 | 0.08 | 261 | 0 | 0.364 | 1 | 1 | cs | TRUE
51 | LV_230-133_0_4_line_51 |  | 44 | 63 | 0.024105 | 0.125 | 0.08 | 261 | 0 | 0.364 | 1 | 1 | cs | TRUE
52 | LV_230-133_0_4_line_52 |  | 46 | 47 | 0.012487 | 0.125 | 0.08 | 261 | 0 | 0.364 | 1 | 1 | cs | TRUE
53 | LV_230-133_0_4_line_53 |  | 47 | 119 | 0.14198 | 0.125 | 0.08 | 261 | 0 | 0.364 | 1 | 2 | cs | TRUE
54 | LV_230-133_0_4_line_54 |  | 47 | 117 | 0.017348 | 0.125 | 0.08 | 261 | 0 | 0.364 | 1 | 3 | cs | TRUE
55 | LV_230-133_0_4_line_55 |  | 48 | 78 | 0.032018 | 0.125 | 0.08 | 261 | 0 | 0.364 | 1 | 1 | cs | TRUE
56 | LV_230-133_0_4_line_56 |  | 49 | 117 | 0.02063 | 0.125 | 0.08 | 261 | 0 | 0.364 | 1 | 3 | cs | TRUE
57 | LV_230-133_0_4_line_57 |  | 49 | 118 | 0.0096359 | 0.125 | 0.08 | 261 | 0 | 0.364 | 1 | 1 | cs | TRUE
58 | LV_230-133_0_4_line_58 |  | 50 | 103 | 0.0038998 | 0.125 | 0.08 | 261 | 0 | 0.364 | 1 | 1 | cs | TRUE
59 | LV_230-133_0_4_line_59 |  | 51 | 52 | 0.036906 | 0.125 | 0.08 | 261 | 0 | 0.364 | 1 | 1 | cs | TRUE
60 | LV_230-133_0_4_line_60 |  | 54 | 78 | 0.02397 | 0.125 | 0.08 | 261 | 0 | 0.364 | 1 | 1 | cs | TRUE
61 | LV_230-133_0_4_line_61 |  | 55 | 61 | 0.011046 | 0.125 | 0.08 | 261 | 0 | 0.364 | 1 | 3 | cs | TRUE
62 | LV_230-133_0_4_line_62 |  | 56 | 57 | 0.072265 | 0.125 | 0.08 | 261 | 0 | 0.364 | 1 | 1 | cs | TRUE
63 | LV_230-133_0_4_line_63 |  | 56 | 58 | 0.013727 | 0.125 | 0.08 | 261 | 0 | 0.364 | 1 | 1 | cs | TRUE
64 | LV_230-133_0_4_line_64 |  | 56 | 59 | 0.089245 | 0.125 | 0.08 | 261 | 0 | 0.364 | 1 | 2 | cs | TRUE
65 | LV_230-133_0_4_line_65 |  | 58 | 60 | 0.042777 | 0.125 | 0.08 | 261 | 0 | 0.364 | 1 | 1 | cs | TRUE
66 | LV_230-133_0_4_line_66 |  | 59 | 75 | 0.017028 | 0.125 | 0.08 | 261 | 0 | 0.364 | 1 | 1 | cs | TRUE
67 | LV_230-133_0_4_line_67 |  | 59 | 70 | 0.007529 | 0.125 | 0.08 | 261 | 0 | 0.364 | 1 | 3 | cs | TRUE
68 | LV_230-133_0_4_line_68 |  | 60 | 76 | 0.012332 | 0.125 | 0.08 | 261 | 0 | 0.364 | 1 | 1 | cs | TRUE
69 | LV_230-133_0_4_line_69 |  | 61 | 107 | 0.026998 | 0.125 | 0.08 | 261 | 0 | 0.364 | 1 | 3 | cs | TRUE
70 | LV_230-133_0_4_line_70 |  | 63 | 131 | 0.031532 | 0.125 | 0.08 | 261 | 0 | 0.364 | 1 | 1 | cs | TRUE
71 | LV_230-133_0_4_line_71 |  | 64 | 65 | 0.012918 | 0.125 | 0.08 | 261 | 0 | 0.364 | 1 | 1 | cs | TRUE
72 | LV_230-133_0_4_line_72 |  | 64 | 66 | 0.008585 | 0.125 | 0.08 | 261 | 0 | 0.364 | 1 | 1 | cs | TRUE
73 | LV_230-133_0_4_line_73 |  | 65 | 67 | 0.004414 | 0.125 | 0.08 | 261 | 0 | 0.364 | 1 | 1 | cs | TRUE
74 | LV_230-133_0_4_line_74 |  | 65 | 68 | 0.086306 | 0.125 | 0.08 | 261 | 0 | 0.364 | 1 | 1 | cs | TRUE
75 | LV_230-133_0_4_line_75 |  | 67 | 69 | 0.014828 | 0.125 | 0.08 | 261 | 0 | 0.364 | 1 | 1 | cs | TRUE
76 | LV_230-133_0_4_line_76 |  | 68 | 70 | 0.003508 | 0.125 | 0.08 | 261 | 0 | 0.364 | 1 | 3 | cs | TRUE
77 | LV_230-133_0_4_line_77 |  | 68 | 71 | 0.035743 | 0.125 | 0.08 | 261 | 0 | 0.364 | 1 | 3 | cs | TRUE
78 | LV_230-133_0_4_line_78 |  | 69 | 72 | 0.021136 | 0.125 | 0.08 | 261 | 0 | 0.364 | 1 | 1 | cs | TRUE
79 | LV_230-133_0_4_line_79 |  | 70 | 73 | 0.024091 | 0.125 | 0.08 | 261 | 0 | 0.364 | 1 | 1 | cs | TRUE
80 | LV_230-133_0_4_line_80 |  | 71 | 74 | 0.0057328 | 0.125 | 0.08 | 261 | 0 | 0.364 | 1 | 3 | cs | TRUE
81 | LV_230-133_0_4_line_81 |  | 72 | 77 | 0.013354 | 0.125 | 0.08 | 261 | 0 | 0.364 | 1 | 1 | cs | TRUE
82 | LV_230-133_0_4_line_82 |  | 74 | 79 | 0.024144 | 0.125 | 0.08 | 261 | 0 | 0.364 | 1 | 1 | cs | TRUE
83 | LV_230-133_0_4_line_83 |  | 74 | 80 | 0.039941 | 0.125 | 0.08 | 261 | 0 | 0.364 | 1 | 3 | cs | TRUE
84 | LV_230-133_0_4_line_84 |  | 76 | 120 | 9.4048e-05 | 0.125 | 0.08 | 261 | 0 | 0.364 | 1 | 1 | cs | TRUE
85 | LV_230-133_0_4_line_85 |  | 80 | 81 | 0.032537 | 0.125 | 0.08 | 261 | 0 | 0.364 | 1 | 1 | cs | TRUE
86 | LV_230-133_0_4_line_86 |  | 80 | 82 | 0.024574 | 0.125 | 0.08 | 261 | 0 | 0.364 | 1 | 3 | cs | TRUE
87 | LV_230-133_0_4_line_87 |  | 81 | 88 | 0.014183 | 0.125 | 0.08 | 261 | 0 | 0.364 | 1 | 1 | cs | TRUE
88 | LV_230-133_0_4_line_88 |  | 81 | 89 | 0.015595 | 0.125 | 0.08 | 261 | 0 | 0.364 | 1 | 1 | cs | TRUE
89 | LV_230-133_0_4_line_89 |  | 81 | 90 | 0.004748 | 0.125 | 0.08 | 261 | 0 | 0.364 | 1 | 1 | cs | TRUE
90 | LV_230-133_0_4_line_90 |  | 82 | 87 | 0.024921 | 0.125 | 0.08 | 261 | 0 | 0.364 | 1 | 3 | cs | TRUE
91 | LV_230-133_0_4_line_91 |  | 83 | 84 | 0.036975 | 0.125 | 0.08 | 261 | 0 | 0.364 | 1 | 1 | cs | TRUE
92 | LV_230-133_0_4_line_92 |  | 83 | 85 | 0.040002 | 0.125 | 0.08 | 261 | 0 | 0.364 | 1 | 3 | cs | TRUE
93 | LV_230-133_0_4_line_93 |  | 83 | 86 | 0.003286 | 0.125 | 0.08 | 261 | 0 | 0.364 | 1 | 3 | cs | TRUE
94 | LV_230-133_0_4_line_94 |  | 85 | 87 | 0.028137 | 0.125 | 0.08 | 261 | 0 | 0.364 | 1 | 3 | cs | TRUE
95 | LV_230-133_0_4_line_95 |  | 86 | 91 | 0.022356 | 0.125 | 0.08 | 261 | 0 | 0.364 | 1 | 3 | cs | TRUE
96 | LV_230-133_0_4_line_96 |  | 88 | 122 | 0.009826 | 0.125 | 0.08 | 261 | 0 | 0.364 | 1 | 1 | cs | TRUE
97 | LV_230-133_0_4_line_97 |  | 88 | 123 | 0.0016642 | 0.125 | 0.08 | 261 | 0 | 0.364 | 1 | 1 | cs | TRUE
98 | LV_230-133_0_4_line_98 |  | 89 | 94 | 0.0066856 | 0.125 | 0.08 | 261 | 0 | 0.364 | 1 | 1 | cs | TRUE
99 | LV_230-133_0_4_line_99 |  | 90 | 97 | 0.020435 | 0.125 | 0.08 | 261 | 0 | 0.364 | 1 | 1 | cs | TRUE
100 | LV_230-133_0_4_line_100 |  | 91 | 109 | 0.021093 | 0.125 | 0.08 | 261 | 0 | 0.364 | 1 | 3 | cs | TRUE
101 | LV_230-133_0_4_line_101 |  | 92 | 93 | 0.013802 | 0.125 | 0.08 | 261 | 0 | 0.364 | 1 | 1 | cs | TRUE
102 | LV_230-133_0_4_line_102 |  | 93 | 94 | 0.026175 | 0.125 | 0.08 | 261 | 0 | 0.364 | 1 | 1 | cs | TRUE
103 | LV_230-133_0_4_line_103 |  | 95 | 96 | 0.027945 | 0.125 | 0.08 | 261 | 0 | 0.364 | 1 | 1 | cs | TRUE
104 | LV_230-133_0_4_line_104 |  | 95 | 97 | 0.019548 | 0.125 | 0.08 | 261 | 0 | 0.364 | 1 | 1 | cs | TRUE
105 | LV_230-133_0_4_line_105 |  | 96 | 98 | 0.0062145 | 0.125 | 0.08 | 261 | 0 | 0.364 | 1 | 1 | cs | TRUE
106 | LV_230-133_0_4_line_106 |  | 98 | 121 | 0.0057232 | 0.125 | 0.08 | 261 | 0 | 0.364 | 1 | 1 | cs | TRUE
107 | LV_230-133_0_4_line_107 |  | 99 | 100 | 0.0016239 | 0.125 | 0.08 | 261 | 0 | 0.364 | 1 | 1 | cs | TRUE
108 | LV_230-133_0_4_line_108 |  | 100 | 101 | 0.023032 | 0.125 | 0.08 | 261 | 0 | 0.364 | 1 | 1 | cs | TRUE
109 | LV_230-133_0_4_line_109 |  | 100 | 102 | 0.013867 | 0.125 | 0.08 | 261 | 0 | 0.364 | 1 | 1 | cs | TRUE
110 | LV_230-133_0_4_line_110 |  | 101 | 103 | 0.025007 | 0.125 | 0.08 | 261 | 0 | 0.364 | 1 | 1 | cs | TRUE
111 | LV_230-133_0_4_line_111 |  | 102 | 104 | 0.01073 | 0.125 | 0.08 | 261 | 0 | 0.364 | 1 | 1 | cs | TRUE
112 | LV_230-133_0_4_line_112 |  | 103 | 105 | 0.0032682 | 0.125 | 0.08 | 261 | 0 | 0.364 | 1 | 1 | cs | TRUE
113 | LV_230-133_0_4_line_113 |  | 104 | 106 | 0.0010895 | 0.125 | 0.08 | 261 | 0 | 0.364 | 1 | 1 | cs | TRUE
114 | LV_230-133_0_4_line_114 |  | 105 | 115 | 0.0094822 | 0.125 | 0.08 | 261 | 0 | 0.364 | 1 | 1 | cs | TRUE
115 | LV_230-133_0_4_line_115 |  | 106 | 120 | 8.8039e-05 | 0.125 | 0.08 | 261 | 0 | 0.364 | 1 | 1 | cs | TRUE
116 | LV_230-133_0_4_line_116 |  | 107 | 110 | 0.023493 | 0.125 | 0.08 | 261 | 0 | 0.364 | 1 | 3 | cs | TRUE
117 | LV_230-133_0_4_line_117 |  | 108 | 109 | 0.007362 | 0.125 | 0.08 | 261 | 0 | 0.364 | 1 | 3 | cs | TRUE
118 | LV_230-133_0_4_line_118 |  | 108 | 110 | 0.03617 | 0.125 | 0.08 | 261 | 0 | 0.364 | 1 | 3 | cs | TRUE
119 | LV_230-133_0_4_line_119 |  | 109 | 114 | 0.013732 | 0.125 | 0.08 | 261 | 0 | 0.364 | 1 | 1 | cs | TRUE
120 | LV_230-133_0_4_line_120 |  | 110 | 111 | 0.039614 | 0.125 | 0.08 | 261 | 0 | 0.364 | 1 | 3 | cs | TRUE
121 | LV_230-133_0_4_line_121 |  | 111 | 112 | 0.032605 | 0.125 | 0.08 | 261 | 0 | 0.364 | 1 | 1 | cs | TRUE
122 | LV_230-133_0_4_line_122 |  | 112 | 113 | 0.0056727 | 0.125 | 0.08 | 261 | 0 | 0.364 | 1 | 1 | cs | TRUE
123 | LV_230-133_0_4_line_123 |  | 115 | 116 | 0.0027658 | 0.125 | 0.08 | 261 | 0 | 0.364 | 1 | 1 | cs | TRUE
124 | LV_230-133_0_4_line_124 |  | 123 | 128 | 0.0068287 | 0.125 | 0.08 | 261 | 0 | 0.364 | 1 | 1 | cs | TRUE
125 | LV_230-133_0_4_line_125 |  | 124 | 125 | 0.0031574 | 0.125 | 0.08 | 261 | 0 | 0.364 | 1 | 1 | cs | TRUE
126 | LV_230-133_0_4_line_126 |  | 124 | 126 | 0.0073453 | 0.125 | 0.08 | 261 | 0 | 0.364 | 1 | 1 | cs | TRUE
127 | LV_230-133_0_4_line_127 |  | 125 | 127 | 0.0045734 | 0.125 | 0.08 | 261 | 0 | 0.364 | 1 | 1 | cs | TRUE
128 | LV_230-133_0_4_line_128 |  | 126 | 128 | 0.0067433 | 0.125 | 0.08 | 261 | 0 | 0.364 | 1 | 1 | cs | TRUE
129 | LV_230-133_0_4_line_129 |  | 127 | 129 | 0.01075 | 0.125 | 0.08 | 261 | 0 | 0.364 | 1 | 1 | cs | TRUE
130 | LV_230-133_0_4_line_130 |  | 129 | 130 | 0.0059548 | 0.125 | 0.08 | 261 | 0 | 0.364 | 1 | 1 | cs | TRUE

## trafo
| name | std_type | hv_bus | lv_bus | sn_mva | vn_hv_kv | vn_lv_kv | vk_percent | vkr_percent | pfe_kw | i0_percent | shift_degree | tap_side | tap_neutral | tap_min | tap_max | tap_step_percent | tap_step_degree | tap_pos | tap_phase_shifter | parallel | df | in_service
0 | LV_230-133_0_4_trafo_78 | 0.63 MVA 20/0.4 kV | 132 | 111 | 0.63 | 20 | 0.4 | 6 | 1.206 | 1.65 | 0.2619 | 150 | hv | 0 | -2 | 2 | 2.5 | 0 | 0 | FALSE | 1 | 1 | TRUE

## line_geodata
| x0 | y0 | x1 | y1 | x2 | y2 | x3 | y3 | x4 | y4 | x5 | y5 | x6 | y6 | x7 | y7 | x8 | y8 | x9 | y9 | x10 | y10 | x11 | y11 | x12 | y12 | x13 | y13 | x14 | y14 | x15 | y15 | x16 | y16
0 | 2695357.7826 | 1259311.885 | 2695357.7275 | 1259318.3057 | 2695354.3066 | 1259322.4095 | 2695348.7399 | 1259326.334 | 2695348.149 | 1259331.184 | 2695354.9908 | 1259351.5105 | 2695357.7796 | 1259352.4784 | 2695375.6817 | 1259353.023
1 | 2695357.9163 | 1259296.3134 | 2695357.7826 | 1259311.885
2 | 2695375.6817 | 1259353.023 | 2695378.3592 | 1259353.1044
3 | 2695357.9163 | 1259296.3134 | 2695347.9544 | 1259297.0084
4 | 2695392.3577 | 1259353.581 | 2695381.8997 | 1259353.2121 | 2695378.3592 | 1259353.1044
5 | 2695331.4346 | 1259288.6695 | 2695333.8458 | 1259298.1048 | 2695341.8629 | 1259297.4334 | 2695347.9544 | 1259297.0084
6 | 2695400.1711 | 1259353.8516 | 2695392.3577 | 1259353.581
7 | 2695309.6791 | 1259285.7501 | 2695312.4218 | 1259286.3059 | 2695314.1342 | 1259287.1786 | 2695315.9632 | 1259288.7649 | 2695317.0618 | 1259290.2949 | 2695317.9186 | 1259292.3326 | 2695321.8107 | 1259291.2722 | 2695324.1125 | 1259290.6532 | 2695327.8228 | 1259289.6455 | 2695331.4346 | 1259288.6695
8 | 2695326.0619 | 1259321.7206 | 2695327.6064 | 1259321.3118 | 2695326.1997 | 1259315.5067 | 2695326.9285 | 1259308.6463 | 2695328.2885 | 1259291.1542 | 2695327.8228 | 1259289.6455 | 2695331.4346 | 1259288.6695
9 | 2695329.5282 | 1259266.6323 | 2695331.339 | 1259272.1548 | 2695332.9269 | 1259277.0064 | 2695330.8039 | 1259280.097 | 2695330.3144 | 1259283.3361 | 2695331.4346 | 1259288.6695
10 | 2695400.1711 | 1259353.8516 | 2695397.4303 | 1259392.0303
11 | 2695067.6763 | 1259275.6054 | 2695068.0694 | 1259268.039 | 2695064.4811 | 1259261.4538 | 2695058.8046 | 1259251.5881 | 2695054.0922 | 1259242.7053 | 2695045.0508 | 1259247.5306
12 | 2695057.0034 | 1259307.3594 | 2695048.9289 | 1259297.5329 | 2695068.1846 | 1259289.9472 | 2695066.1488 | 1259285.2775 | 2695064.7599 | 1259282.097 | 2695065.8704 | 1259279.6129 | 2695067.6763 | 1259275.6054
13 | 2695057.0034 | 1259307.3594 | 2695053.3787 | 1259310.0811
14 | 2695291.9043 | 1259196.7259 | 2695297.7843 | 1259194.8858 | 2695303.3387 | 1259214.1796 | 2695309.2579 | 1259235.6365 | 2695311.5901 | 1259244.3589 | 2695317.6647 | 1259242.5997 | 2695326.4367 | 1259240.0056
15 | 2695329.5282 | 1259266.6323 | 2695330.3816 | 1259255.3147 | 2695326.4367 | 1259240.0056
16 | 2695326.4367 | 1259240.0056 | 2695325.0359 | 1259234.5534
17 | 2695291.9043 | 1259196.7259 | 2695290.548 | 1259197.1489 | 2695251.9357 | 1259209.1481 | 2695243.6487 | 1259211.6913
18 | 2695329.5282 | 1259266.6323 | 2695332.7345 | 1259266.962 | 2695335.5621 | 1259266.4627 | 2695358.0999 | 1259258.0122
19 | 2695393.1993 | 1259244.8518 | 2695399.0393 | 1259242.6887 | 2695403.8021 | 1259239.5296 | 2695407.0958 | 1259235.8464 | 2695409.2614 | 1259231.0552 | 2695410.0111 | 1259226.6416 | 2695410.2329 | 1259223.1757 | 2695416.5708 | 1259223.3224 | 2695425.1991 | 1259223.5617 | 2695426.9933 | 1259154.4242 | 2695428.9002 | 1259154.4549 | 2695460.7852 | 1259155.2586 | 2695469.9364 | 1259155.8067 | 2695467.5311 | 1259224.4785 | 2695466.1794 | 1259259.1734 | 2695464.1462 | 1259293.5904 | 2695469.9048 | 1259300.1997
20 | 2695469.9048 | 1259300.1997 | 2695470.439 | 1259438.9529 | 2695475.8093 | 1259497.1529 | 2695480.7767 | 1259528.0022 | 2695483.9265 | 1259535.0921 | 2695488.1493 | 1259538.752 | 2695495.4845 | 1259539.6823 | 2695530.3848 | 1259531.5541
21 | 2695393.1993 | 1259244.8518 | 2695358.0999 | 1259258.0122
22 | 2695330.4688 | 1259337.8267 | 2695326.0619 | 1259321.7206
23 | 2695330.4688 | 1259337.8267 | 2695342.5468 | 1259382.0492
24 | 2695330.4688 | 1259337.8267 | 2695321.518 | 1259340.3853
25 | 2695326.0619 | 1259321.7206 | 2695312.7347 | 1259325.2347
26 | 2695351.4313 | 1259414.5785 | 2695342.5468 | 1259382.0492
27 | 2695208.9695 | 1259222.334 | 2695243.6487 | 1259211.6913
28 | 2694952.4176 | 1259395.0729 | 2694968.8122 | 1259397.0932 | 2694990.1452 | 1259415.5058
29 | 2694952.4176 | 1259395.0729 | 2694959.207 | 1259383.9952 | 2694965.9 | 1259374.2281 | 2694969.6165 | 1259369.392
30 | 2694990.1452 | 1259415.5058 | 2695003.4259 | 1259398.3369
31 | 2694969.6165 | 1259369.392 | 2694972.1214 | 1259366.1326 | 2694980.8739 | 1259355.8092 | 2694989.4557 | 1259346.7286 | 2694995.5692 | 1259341.0777
32 | 2695009.1741 | 1259284.0505 | 2695012.9815 | 1259290.6057 | 2695017.1054 | 1259296.699 | 2695019.9048 | 1259301.2365 | 2695023.843 | 1259308.0941 | 2695028.1398 | 1259305.3053 | 2695030.2353 | 1259308.6083 | 2695032.702 | 1259312.7401
33 | 2695030.3088 | 1259314.3585 | 2695032.702 | 1259312.7401
34 | 2695032.702 | 1259312.7401 | 2695043.7905 | 1259306.2463 | 2695046.2271 | 1259305.6849 | 2695049.2778 | 1259306.3122 | 2695051.7427 | 1259308.2089 | 2695053.3787 | 1259310.0811
35 | 2694967.8387 | 1259247.8692 | 2694985.3119 | 1259250.3516 | 2694997.3672 | 1259262.0545 | 2695001.8054 | 1259268.7644 | 2695009.1741 | 1259284.0505
36 | 2695009.1741 | 1259284.0505 | 2694997.4908 | 1259287.6769 | 2694991.1216 | 1259292.3006 | 2694989.9324 | 1259293.0344
37 | 2695030.3088 | 1259314.3585 | 2695024.6245 | 1259318.386
38 | 2695309.6791 | 1259285.7501 | 2695306.8055 | 1259285.8262 | 2695299.0923 | 1259286.8139 | 2695296.1521 | 1259287.1339
39 | 2695371.2492 | 1259522.3094 | 2695369.8993 | 1259517.1947 | 2695369.481 | 1259514.1522 | 2695369.6529 | 1259512.3757 | 2695370.8128 | 1259510.1037 | 2695373.1319 | 1259507.9393
40 | 2695373.1319 | 1259507.9393 | 2695371.424 | 1259495.7082
41 | 2695371.2492 | 1259522.3094 | 2695372.1364 | 1259526.6605 | 2695372.6075 | 1259531.5721 | 2695372.6248 | 1259537.5105 | 2695372.3159 | 1259545.9122 | 2695371.5899 | 1259559.1136
42 | 2695366.0102 | 1259468.634 | 2695366.4264 | 1259470.3011 | 2695367.7317 | 1259475.8377 | 2695368.8898 | 1259481.1606 | 2695370.0597 | 1259486.6839 | 2695370.922 | 1259492.1133 | 2695371.424 | 1259495.7082
43 | 2695236.8742 | 1259286.3008 | 2695265.9503 | 1259288.2703 | 2695275.705 | 1259288.7833 | 2695284.7658 | 1259288.3733 | 2695296.1521 | 1259287.1339
44 | 2694967.8387 | 1259247.8692 | 2694931.069 | 1259225.1938
45 | 2694967.8387 | 1259247.8692 | 2694981.3182 | 1259238.37
46 | 2694981.2153 | 1259298.4132 | 2694989.9324 | 1259293.0344
47 | 2695396.8358 | 1259400.3128 | 2695397.4303 | 1259392.0303
48 | 2695396.8358 | 1259400.3128 | 2695395.8789 | 1259412.6239
49 | 2694981.2153 | 1259298.4132 | 2694975.2983 | 1259305.8576 | 2694975.2328 | 1259313.2179 | 2694979.924 | 1259319.6651 | 2694992.0028 | 1259332.2468
50 | 2694992.0028 | 1259332.2468 | 2694988.8515 | 1259335.0651 | 2694986.8551 | 1259336.8567 | 2694975.3337 | 1259348.7017
51 | 2694981.2153 | 1259298.4132 | 2694966.6248 | 1259304.6841 | 2694959.1758 | 1259308.1689
52 | 2695231.8289 | 1259236.78 | 2695243.7347 | 1259233.0131
53 | 2695231.8289 | 1259236.78 | 2695238.3399 | 1259261.7603 | 2695229.6507 | 1259267.1804 | 2695218.5765 | 1259264.8003 | 2695174.6039 | 1259255.2965 | 2695147.7383 | 1259264.4608 | 2695126.5316 | 1259265.3762
54 | 2695231.8289 | 1259236.78 | 2695215.2346 | 1259241.9949
55 | 2695359.8671 | 1259445.4654 | 2695351.4313 | 1259414.5785
56 | 2695208.9695 | 1259222.334 | 2695215.2346 | 1259241.9949
57 | 2695208.9695 | 1259222.334 | 2695199.7574 | 1259225.1599
58 | 2695005.812 | 1259395.2522 | 2695003.4259 | 1259398.3369
59 | 2694995.5692 | 1259341.0777 | 2695000.0391 | 1259336.9462 | 2695011.7859 | 1259327.4827 | 2695024.6245 | 1259318.386
60 | 2695366.0102 | 1259468.634 | 2695365.0385 | 1259464.7409 | 2695363.6983 | 1259459.4929 | 2695359.8671 | 1259445.4654
61 | 2695236.8742 | 1259286.3008 | 2695239.6345 | 1259296.9983
62 | 2695103.9823 | 1259361.0237 | 2695111.5242 | 1259355.2069 | 2695143.3532 | 1259330.8435 | 2695161.7681 | 1259317.4176
63 | 2695094.8706 | 1259355.6953 | 2695100.8527 | 1259363.4309 | 2695103.9823 | 1259361.0237
64 | 2695103.9823 | 1259361.0237 | 2695125.1456 | 1259388.0966 | 2695142.5517 | 1259411.1171 | 2695158.6116 | 1259431.5917
65 | 2695094.8706 | 1259355.6953 | 2695088.5567 | 1259361.5652 | 2695067.2102 | 1259388.229
66 | 2695158.6116 | 1259431.5917 | 2695171.9985 | 1259421.068
67 | 2695158.6116 | 1259431.5917 | 2695163.2579 | 1259437.5267
68 | 2695067.2102 | 1259388.229 | 2695059.503 | 1259397.856
69 | 2695239.6345 | 1259296.9983 | 2695237.1035 | 1259301.5501 | 2695235.7505 | 1259305.9874 | 2695235.1665 | 1259310.4149 | 2695235.0586 | 1259314.3051 | 2695235.6393 | 1259319.4408 | 2695236.1916 | 1259323.0229
70 | 2694959.1758 | 1259308.1689 | 2694955.7549 | 1259309.7693 | 2694931.6679 | 1259323.5601
71 | 2695105.652 | 1259469.0816 | 2695095.9247 | 1259460.5813
72 | 2695089.4602 | 1259454.9323 | 2695095.9247 | 1259460.5813
73 | 2695105.652 | 1259469.0816 | 2695102.6744 | 1259472.3474
74 | 2695105.652 | 1259469.0816 | 2695136.3818 | 1259429.5883 | 2695145.3667 | 1259421.2371 | 2695155.5573 | 1259434.0001 | 2695160.5753 | 1259439.7965
75 | 2695102.6744 | 1259472.3474 | 2695113.9893 | 1259481.931
76 | 2695163.2579 | 1259437.5267 | 2695160.5753 | 1259439.7965
77 | 2695160.5753 | 1259439.7965 | 2695182.5351 | 1259467.9981
78 | 2695113.9893 | 1259481.931 | 2695130.1172 | 1259495.5912
79 | 2695163.2579 | 1259437.5267 | 2695169.2954 | 1259432.4419 | 2695172.5653 | 1259432.5613 | 2695174.8347 | 1259434.8885 | 2695181.6611 | 1259441.7442
80 | 2695186.0572 | 1259472.5214 | 2695182.5351 | 1259467.9981
81 | 2695140.3074 | 1259504.2223 | 2695130.1172 | 1259495.5912
82 | 2695186.0572 | 1259472.5214 | 2695195.7673 | 1259490.303 | 2695196.5976 | 1259494.0973
83 | 2695186.0572 | 1259472.5214 | 2695188.5867 | 1259469.9267 | 2695196.6711 | 1259481.9219 | 2695202.3131 | 1259491.5648 | 2695204.3271 | 1259495.7116 | 2695207.6562 | 1259497.7668 | 2695209.7432 | 1259498.312
84 | 2695059.4442 | 1259397.9295 | 2695059.503 | 1259397.856
85 | 2695209.7432 | 1259498.312 | 2695211.8151 | 1259498.8568 | 2695217.6891 | 1259500.1746 | 2695224.0832 | 1259502.4349 | 2695229.796 | 1259506.2743 | 2695233.8848 | 1259509.843 | 2695237.202 | 1259514.0442
86 | 2695209.7432 | 1259498.312 | 2695226.1595 | 1259480.0264
87 | 2695237.202 | 1259514.0442 | 2695239.4322 | 1259511.7782 | 2695245.0354 | 1259502.2941
88 | 2695237.202 | 1259514.0442 | 2695240.3308 | 1259520.1105 | 2695242.3267 | 1259528.6495
89 | 2695237.202 | 1259514.0442 | 2695233.7494 | 1259517.3135
90 | 2695226.1595 | 1259480.0264 | 2695242.8082 | 1259461.4819
91 | 2695234.0471 | 1259421.5859 | 2695219.6847 | 1259404.3299 | 2695210.2038 | 1259411.1718 | 2695211.5956 | 1259413.6962
92 | 2695234.0471 | 1259421.5859 | 2695231.1348 | 1259424.0744 | 2695245.42 | 1259437.693 | 2695261.605 | 1259440.5447
93 | 2695234.0471 | 1259421.5859 | 2695235.454 | 1259420.3632 | 2695235.6601 | 1259418.9562
94 | 2695261.605 | 1259440.5447 | 2695242.8082 | 1259461.4819
95 | 2695238.901 | 1259396.8359 | 2695235.6601 | 1259418.9562
96 | 2695245.0354 | 1259502.2941 | 2695254.4526 | 1259499.3989
97 | 2695245.0354 | 1259502.2941 | 2695245.8363 | 1259500.8353
98 | 2695242.4301 | 1259535.3343 | 2695242.3267 | 1259528.6495 | 2695242.3267 | 1259528.6495
99 | 2695233.7494 | 1259517.3135 | 2695237.7038 | 1259525.4836 | 2695238.4805 | 1259532.9577 | 2695237.9832 | 1259536.769
100 | 2695241.9588 | 1259375.9656 | 2695238.901 | 1259396.8359
101 | 2695235.841 | 1259560.6374 | 2695248.6185 | 1259565.8543
102 | 2695235.841 | 1259560.6374 | 2695237.8165 | 1259553.1187 | 2695241.7902 | 1259539.494 | 2695242.4301 | 1259535.3343
103 | 2695233.1317 | 1259555.6676 | 2695219.5288 | 1259552.1237 | 2695209.605 | 1259542.408
104 | 2695233.1317 | 1259555.6676 | 2695237.4743 | 1259540.6699 | 2695237.9832 | 1259536.769
105 | 2695209.605 | 1259542.408 | 2695205.1643 | 1259538.0606
106 | 2695201.0747 | 1259534.0568 | 2695205.1643 | 1259538.0606
107 | 2695043.3355 | 1259418.0507 | 2695042.3649 | 1259419.3526
108 | 2695043.3355 | 1259418.0507 | 2695025.0761 | 1259404.0129
109 | 2695043.3355 | 1259418.0507 | 2695052.0023 | 1259407.2251
110 | 2695005.812 | 1259395.2522 | 2695021.7849 | 1259407.5629 | 2695025.0761 | 1259404.0129
111 | 2695052.0023 | 1259407.2251 | 2695058.7083 | 1259398.8487
112 | 2695005.812 | 1259395.2522 | 2695007.7941 | 1259392.6537
113 | 2695059.3892 | 1259397.9982 | 2695058.7083 | 1259398.8487
114 | 2695007.7941 | 1259392.6537 | 2695013.5451 | 1259385.1147
115 | 2695059.3892 | 1259397.9982 | 2695059.4442 | 1259397.9295
116 | 2695234.8311 | 1259343.4137 | 2695239.8089 | 1259339.5351 | 2695240.2571 | 1259338.3859 | 2695240.1799 | 1259336.6277 | 2695238.9333 | 1259332.5821 | 2695237.806 | 1259329.0834 | 2695236.3697 | 1259324.1786 | 2695236.1916 | 1259323.0229
117 | 2695237.7211 | 1259369.937 | 2695241.9588 | 1259375.9656
118 | 2695237.7211 | 1259369.937 | 2695232.7316 | 1259363.307 | 2695243.3979 | 1259354.9497 | 2695234.8311 | 1259343.4137
119 | 2695241.9588 | 1259375.9656 | 2695252.4367 | 1259367.0903
120 | 2695234.8311 | 1259343.4137 | 2695203.4139 | 1259367.5433
121 | 2695203.4139 | 1259367.5433 | 2695181.368 | 1259384.4754 | 2695177.5549 | 1259387.4032
122 | 2695173.0555 | 1259390.858 | 2695177.5549 | 1259387.4032
123 | 2695015.2226 | 1259382.9156 | 2695013.5451 | 1259385.1147
124 | 2695249.1225 | 1259494.8493 | 2695245.8363 | 1259500.8353
125 | 2695255.9525 | 1259482.527 | 2695257.4839 | 1259479.7659
126 | 2695255.9525 | 1259482.527 | 2695252.39 | 1259488.9506
127 | 2695257.4839 | 1259479.7659 | 2695259.2996 | 1259476.4919 | 2695260.0219 | 1259476.0836
128 | 2695249.1225 | 1259494.8493 | 2695249.5012 | 1259494.1595 | 2695252.39 | 1259488.9506
129 | 2695266.6089 | 1259467.9774 | 2695262.7612 | 1259474.535 | 2695260.0219 | 1259476.0836
130 | 2695266.6089 | 1259467.9774 | 2695269.6224 | 1259462.8414

## bus_geodata
| x | y | coords
0 | 2695357.7826 | 1259311.885
1 | 2695375.6817 | 1259353.023
2 | 2695357.9163 | 1259296.3134
3 | 2695378.3592 | 1259353.1044
4 | 2695347.9544 | 1259297.0084
5 | 2695392.3577 | 1259353.581
6 | 2695331.4346 | 1259288.6695
7 | 2695400.1711 | 1259353.8516
8 | 2695067.6763 | 1259275.6054
9 | 2695045.0508 | 1259247.5306
10 | 2695057.0034 | 1259307.3594
11 | 2695326.4367 | 1259240.0056
12 | 2695291.9043 | 1259196.7259
13 | 2695329.5282 | 1259266.6323
14 | 2695325.0359 | 1259234.5534
15 | 2695469.9048 | 1259300.1997
16 | 2695393.1993 | 1259244.8518
17 | 2695530.3848 | 1259531.5541
18 | 2695330.4688 | 1259337.8267
19 | 2695326.0619 | 1259321.7206
20 | 2695342.5468 | 1259382.0492
21 | 2695321.518 | 1259340.3853
22 | 2695243.6487 | 1259211.6913
23 | 2694952.4176 | 1259395.0729
24 | 2694990.1452 | 1259415.5058
25 | 2694969.6165 | 1259369.392
26 | 2695032.702 | 1259312.7401
27 | 2695009.1741 | 1259284.0505
28 | 2695030.3088 | 1259314.3585
29 | 2695053.3787 | 1259310.0811
30 | 2695309.6791 | 1259285.7501
31 | 2695373.1319 | 1259507.9393
32 | 2695371.2492 | 1259522.3094
33 | 2695371.424 | 1259495.7082
34 | 2695296.1521 | 1259287.1339
35 | 2695358.0999 | 1259258.0122
36 | 2694967.8387 | 1259247.8692
37 | 2694989.9324 | 1259293.0344
38 | 2695396.8358 | 1259400.3128
39 | 2695397.4303 | 1259392.0303
40 | 2695395.8789 | 1259412.6239
41 | 2695371.5899 | 1259559.1136
42 | 2695312.7347 | 1259325.2347
43 | 2694992.0028 | 1259332.2468
44 | 2694981.2153 | 1259298.4132
45 | 2694975.3337 | 1259348.7017
46 | 2695243.7347 | 1259233.0131
47 | 2695231.8289 | 1259236.78
48 | 2695351.4313 | 1259414.5785
49 | 2695208.9695 | 1259222.334
50 | 2695003.4259 | 1259398.3369
51 | 2694995.5692 | 1259341.0777
52 | 2695024.6245 | 1259318.386
53 | 2694981.3182 | 1259238.37
54 | 2695366.0102 | 1259468.634
55 | 2695236.8742 | 1259286.3008
56 | 2695103.9823 | 1259361.0237
57 | 2695161.7681 | 1259317.4176
58 | 2695094.8706 | 1259355.6953
59 | 2695158.6115 | 1259431.5917
60 | 2695067.2102 | 1259388.229
61 | 2695239.6345 | 1259296.9983
62 | 2694931.069 | 1259225.1938
63 | 2694959.1758 | 1259308.1689
64 | 2695095.9247 | 1259460.5813
65 | 2695105.652 | 1259469.0816
66 | 2695089.4602 | 1259454.9323
67 | 2695102.6744 | 1259472.3474
68 | 2695160.5753 | 1259439.7965
69 | 2695113.9893 | 1259481.931
70 | 2695163.2579 | 1259437.5267
71 | 2695182.5351 | 1259467.9981
72 | 2695130.1172 | 1259495.5912
73 | 2695181.6611 | 1259441.7442
74 | 2695186.0572 | 1259472.5214
75 | 2695171.9985 | 1259421.068
76 | 2695059.503 | 1259397.856
77 | 2695140.3074 | 1259504.2223
78 | 2695359.8671 | 1259445.4654
79 | 2695196.5976 | 1259494.0973
80 | 2695209.7432 | 1259498.312
81 | 2695237.202 | 1259514.0442
82 | 2695226.1595 | 1259480.0264
83 | 2695234.0471 | 1259421.586
84 | 2695211.5956 | 1259413.6962
85 | 2695261.605 | 1259440.5447
86 | 2695235.6601 | 1259418.9562
87 | 2695242.8082 | 1259461.4819
88 | 2695245.0354 | 1259502.2941
89 | 2695242.3267 | 1259528.6495
90 | 2695233.7494 | 1259517.3135
91 | 2695238.901 | 1259396.8359
92 | 2695248.6185 | 1259565.8543
93 | 2695235.841 | 1259560.6374
94 | 2695242.4301 | 1259535.3343
95 | 2695233.1317 | 1259555.6676
96 | 2695209.605 | 1259542.408
97 | 2695237.9832 | 1259536.769
98 | 2695205.1643 | 1259538.0606
99 | 2695042.3649 | 1259419.3526
100 | 2695043.3355 | 1259418.0507
101 | 2695025.0761 | 1259404.0129
102 | 2695052.0023 | 1259407.2251
103 | 2695005.812 | 1259395.2522
104 | 2695058.7083 | 1259398.8487
105 | 2695007.7941 | 1259392.6537
106 | 2695059.3892 | 1259397.9982
107 | 2695236.1916 | 1259323.0229
108 | 2695237.7211 | 1259369.937
109 | 2695241.9588 | 1259375.9656
110 | 2695234.8311 | 1259343.4137
111 | 2695203.4139 | 1259367.5433
112 | 2695177.5549 | 1259387.4032
113 | 2695173.0555 | 1259390.858
114 | 2695252.4367 | 1259367.0903
115 | 2695013.5451 | 1259385.1147
116 | 2695015.2226 | 1259382.9156
117 | 2695215.2346 | 1259241.9949
118 | 2695199.7574 | 1259225.1599
119 | 2695126.5316 | 1259265.3762
120 | 2695059.4442 | 1259397.9295
121 | 2695201.0747 | 1259534.0568
122 | 2695254.4526 | 1259499.3989
123 | 2695245.8363 | 1259500.8353
124 | 2695255.9525 | 1259482.527
125 | 2695257.4839 | 1259479.7659
126 | 2695252.39 | 1259488.9506
127 | 2695260.0219 | 1259476.0836
128 | 2695249.1225 | 1259494.8493
129 | 2695266.6089 | 1259467.9774
130 | 2695269.6224 | 1259462.8414
131 | 2694931.6679 | 1259323.5601
132 | 2695173.0555 | 1259390.858

## line_std_types
| c_nf_per_km | r_ohm_per_km | x_ohm_per_km | max_i_ka | type | q_mm2 | alpha | voltage_rating
NAYY 4x50 SE | 210 | 0.642 | 0.083 | 0.142 | cs | 50 | 0.00403 | LV
NAYY 4x120 SE | 264 | 0.225 | 0.08 | 0.242 | cs | 120 | 0.00403 | LV
NAYY 4x150 SE | 261 | 0.208 | 0.08 | 0.27 | cs | 150 | 0.00403 | LV
NA2XS2Y 1x95 RM/25 12/20 kV | 216 | 0.313 | 0.132 | 0.252 | cs | 95 | 0.00403 | MV
NA2XS2Y 1x185 RM/25 12/20 kV | 273 | 0.161 | 0.117 | 0.362 | cs | 185 | 0.00403 | MV
NA2XS2Y 1x240 RM/25 12/20 kV | 304 | 0.122 | 0.112 | 0.421 | cs | 240 | 0.00403 | MV
NA2XS2Y 1x95 RM/25 6/10 kV | 315 | 0.313 | 0.123 | 0.249 | cs | 95 | 0.00403 | MV
NA2XS2Y 1x185 RM/25 6/10 kV | 406 | 0.161 | 0.11 | 0.358 | cs | 185 | 0.00403 | MV
NA2XS2Y 1x240 RM/25 6/10 kV | 456 | 0.122 | 0.105 | 0.416 | cs | 240 | 0.00403 | MV
NA2XS2Y 1x150 RM/25 12/20 kV | 250 | 0.206 | 0.116 | 0.319 | cs | 150 | 0.00403 | MV
NA2XS2Y 1x120 RM/25 12/20 kV | 230 | 0.253 | 0.119 | 0.283 | cs | 120 | 0.00403 | MV
NA2XS2Y 1x70 RM/25 12/20 kV | 190 | 0.443 | 0.132 | 0.22 | cs | 70 | 0.00403 | MV
NA2XS2Y 1x150 RM/25 6/10 kV | 360 | 0.206 | 0.11 | 0.315 | cs | 150 | 0.00403 | MV
NA2XS2Y 1x120 RM/25 6/10 kV | 340 | 0.253 | 0.113 | 0.28 | cs | 120 | 0.00403 | MV
NA2XS2Y 1x70 RM/25 6/10 kV | 280 | 0.443 | 0.123 | 0.217 | cs | 70 | 0.00403 | MV
N2XS(FL)2Y 1x120 RM/35 64/110 kV | 112 | 0.153 | 0.166 | 0.366 | cs | 120 | 0.00393 | HV
N2XS(FL)2Y 1x185 RM/35 64/110 kV | 125 | 0.099 | 0.156 | 0.457 | cs | 185 | 0.00393 | HV
N2XS(FL)2Y 1x240 RM/35 64/110 kV | 135 | 0.075 | 0.149 | 0.526 | cs | 240 | 0.00393 | HV
N2XS(FL)2Y 1x300 RM/35 64/110 kV | 144 | 0.06 | 0.144 | 0.588 | cs | 300 | 0.00393 | HV
15-AL1/3-ST1A 0.4 | 11 | 1.8769 | 0.35 | 0.105 | ol | 16 | 0.00403 | LV
24-AL1/4-ST1A 0.4 | 11.25 | 1.2012 | 0.335 | 0.14 | ol | 24 | 0.00403 | LV
48-AL1/8-ST1A 0.4 | 12.2 | 0.5939 | 0.3 | 0.21 | ol | 48 | 0.00403 | LV
94-AL1/15-ST1A 0.4 | 13.2 | 0.306 | 0.29 | 0.35 | ol | 94 | 0.00403 | LV
34-AL1/6-ST1A 10.0 | 9.7 | 0.8342 | 0.36 | 0.17 | ol | 34 | 0.00403 | MV
48-AL1/8-ST1A 10.0 | 10.1 | 0.5939 | 0.35 | 0.21 | ol | 48 | 0.00403 | MV
70-AL1/11-ST1A 10.0 | 10.4 | 0.4132 | 0.339 | 0.29 | ol | 70 | 0.00403 | MV
94-AL1/15-ST1A 10.0 | 10.75 | 0.306 | 0.33 | 0.35 | ol | 94 | 0.00403 | MV
122-AL1/20-ST1A 10.0 | 11.1 | 0.2376 | 0.323 | 0.41 | ol | 122 | 0.00403 | MV
149-AL1/24-ST1A 10.0 | 11.25 | 0.194 | 0.315 | 0.47 | ol | 149 | 0.00403 | MV
34-AL1/6-ST1A 20.0 | 9.15 | 0.8342 | 0.382 | 0.17 | ol | 34 | 0.00403 | MV
48-AL1/8-ST1A 20.0 | 9.5 | 0.5939 | 0.372 | 0.21 | ol | 48 | 0.00403 | MV
70-AL1/11-ST1A 20.0 | 9.7 | 0.4132 | 0.36 | 0.29 | ol | 70 | 0.00403 | MV
94-AL1/15-ST1A 20.0 | 10 | 0.306 | 0.35 | 0.35 | ol | 94 | 0.00403 | MV
122-AL1/20-ST1A 20.0 | 10.3 | 0.2376 | 0.344 | 0.41 | ol | 122 | 0.00403 | MV
149-AL1/24-ST1A 20.0 | 10.5 | 0.194 | 0.337 | 0.47 | ol | 149 | 0.00403 | MV
184-AL1/30-ST1A 20.0 | 10.75 | 0.1571 | 0.33 | 0.535 | ol | 184 | 0.00403 | MV
243-AL1/39-ST1A 20.0 | 11 | 0.1188 | 0.32 | 0.645 | ol | 243 | 0.00403 | MV
48-AL1/8-ST1A 110.0 | 8 | 0.5939 | 0.46 | 0.21 | ol | 48 | 0.00403 | HV
70-AL1/11-ST1A 110.0 | 8.4 | 0.4132 | 0.45 | 0.29 | ol | 70 | 0.00403 | HV
94-AL1/15-ST1A 110.0 | 8.65 | 0.306 | 0.44 | 0.35 | ol | 94 | 0.00403 | HV
122-AL1/20-ST1A 110.0 | 8.5 | 0.2376 | 0.43 | 0.41 | ol | 122 | 0.00403 | HV
149-AL1/24-ST1A 110.0 | 8.75 | 0.194 | 0.41 | 0.47 | ol | 149 | 0.00403 | HV
184-AL1/30-ST1A 110.0 | 8.8 | 0.1571 | 0.4 | 0.535 | ol | 184 | 0.00403 | HV
243-AL1/39-ST1A 110.0 | 9 | 0.1188 | 0.39 | 0.645 | ol | 243 | 0.00403 | HV
305-AL1/39-ST1A 110.0 | 9.2 | 0.0949 | 0.38 | 0.74 | ol | 305 | 0.00403 | HV
490-AL1/64-ST1A 110.0 | 9.75 | 0.059 | 0.37 | 0.96 | ol | 490 | 0.00403 | HV
679-AL1/86-ST1A 110.0 | 9.95 | 0.042 | 0.36 | 1.15 | ol | 679 | 0.00403 | HV
490-AL1/64-ST1A 220.0 | 10 | 0.059 | 0.285 | 0.96 | ol | 490 | 0.00403 | HV
679-AL1/86-ST1A 220.0 | 11.7 | 0.042 | 0.275 | 1.15 | ol | 679 | 0.00403 | HV
490-AL1/64-ST1A 380.0 | 11 | 0.059 | 0.253 | 0.96 | ol | 490 | 0.00403 | HV
679-AL1/86-ST1A 380.0 | 14.6 | 0.042 | 0.25 | 1.15 | ol | 679 | 0.00403 | HV

## trafo_std_types
| i0_percent | pfe_kw | vkr_percent | sn_mva | vn_lv_kv | vn_hv_kv | vk_percent | shift_degree | vector_group | tap_side | tap_neutral | tap_min | tap_max | tap_step_degree | tap_step_percent | tap_phase_shifter
160 MVA 380/110 kV | 0.06 | 60 | 0.25 | 160 | 110 | 380 | 12.2 | 0 | Yy0 | hv | 0 | -9 | 9 | 0 | 1.5 | FALSE
100 MVA 220/110 kV | 0.06 | 55 | 0.26 | 100 | 110 | 220 | 12 | 0 | Yy0 | hv | 0 | -9 | 9 | 0 | 1.5 | FALSE
63 MVA 110/20 kV | 0.04 | 22 | 0.32 | 63 | 20 | 110 | 18 | 150 | YNd5 | hv | 0 | -9 | 9 | 0 | 1.5 | FALSE
40 MVA 110/20 kV | 0.05 | 18 | 0.34 | 40 | 20 | 110 | 16.2 | 150 | YNd5 | hv | 0 | -9 | 9 | 0 | 1.5 | FALSE
25 MVA 110/20 kV | 0.07 | 14 | 0.41 | 25 | 20 | 110 | 12 | 150 | YNd5 | hv | 0 | -9 | 9 | 0 | 1.5 | FALSE
63 MVA 110/10 kV | 0.04 | 22 | 0.32 | 63 | 10 | 110 | 18 | 150 | YNd5 | hv | 0 | -9 | 9 | 0 | 1.5 | FALSE
40 MVA 110/10 kV | 0.05 | 18 | 0.34 | 40 | 10 | 110 | 16.2 | 150 | YNd5 | hv | 0 | -9 | 9 | 0 | 1.5 | FALSE
25 MVA 110/10 kV | 0.07 | 14 | 0.41 | 25 | 10 | 110 | 12 | 150 | YNd5 | hv | 0 | -9 | 9 | 0 | 1.5 | FALSE
0.25 MVA 20/0.4 kV | 0.32 | 0.8 | 1.44 | 0.25 | 0.4 | 20 | 6 | 150 | Yzn5 | hv | 0 | -2 | 2 | 0 | 2.5 | FALSE
0.4 MVA 20/0.4 kV | 0.3375 | 1.35 | 1.425 | 0.4 | 0.4 | 20 | 6 | 150 | Dyn5 | hv | 0 | -2 | 2 | 0 | 2.5 | FALSE
0.63 MVA 20/0.4 kV | 0.2619 | 1.65 | 1.206 | 0.63 | 0.4 | 20 | 6 | 150 | Dyn5 | hv | 0 | -2 | 2 | 0 | 2.5 | FALSE
0.25 MVA 10/0.4 kV | 0.24 | 0.6 | 1.2 | 0.25 | 0.4 | 10 | 4 | 150 | Dyn5 | hv | 0 | -2 | 2 | 0 | 2.5 | FALSE
0.4 MVA 10/0.4 kV | 0.2375 | 0.95 | 1.325 | 0.4 | 0.4 | 10 | 4 | 150 | Dyn5 | hv | 0 | -2 | 2 | 0 | 2.5 | FALSE
0.63 MVA 10/0.4 kV | 0.1873 | 1.18 | 1.0794 | 0.63 | 0.4 | 10 | 4 | 150 | Dyn5 | hv | 0 | -2 | 2 | 0 | 2.5 | FALSE

## trafo3w_std_types
| sn_hv_mva | sn_mv_mva | sn_lv_mva | vn_hv_kv | vn_mv_kv | vn_lv_kv | vk_hv_percent | vk_mv_percent | vk_lv_percent | vkr_hv_percent | vkr_mv_percent | vkr_lv_percent | pfe_kw | i0_percent | shift_mv_degree | shift_lv_degree | vector_group | tap_side | tap_neutral | tap_min | tap_max | tap_step_percent
63/25/38 MVA 110/20/10 kV | 63 | 25 | 38 | 110 | 20 | 10 | 10.4 | 10.4 | 10.4 | 0.28 | 0.32 | 0.35 | 35 | 0.89 | 0 | 0 | YN0yn0yn0 | hv | 0 | -10 | 10 | 1.2
63/25/38 MVA 110/10/10 kV | 63 | 25 | 38 | 110 | 10 | 10 | 10.4 | 10.4 | 10.4 | 0.28 | 0.32 | 0.35 | 35 | 0.89 | 0 | 0 | YN0yn0yn0 | hv | 0 | -10 | 10 | 1.2

## fuse_std_types
| fuse_type | i_rated_a | t_avg | t_min | t_total | x_avg | x_min | x_total
HV 100A | HV 100A | 100 | 0 | [10.0, 3.64, 0.854, 0.281, 0.1, 0.0531, 0.022, 0.01] | [10.0, 4.267, 1.21, 0.403, 0.1, 0.058, 0.022, 0.01] | 0 | [300.0, 350.0, 450.0, 550.0, 700.0, 850.0, 1200.0, 1752.0] | [600.0, 700.0, 900.0, 1150.0, 1665.0, 2000.0, 3000.0, 4313.0]
HV 10A | HV 10A | 10 | 0 | [10.0, 1675.0, 0.344, 0.156, 0.1, 0.0417, 0.0171, 0.01] | [10.0, 1.3, 0.3, 0.155, 0.1, 0.0555, 0.023, 0.01] | 0 | [30.0, 32.0, 35.0, 37.0, 39.0, 50.0, 70.0, 88.0] | [60.0, 70.0, 80.0, 87.0, 94.0, 110.0, 150.0, 216.0]
HV 125A | HV 125A | 125 | 0 | [10.0, 1.82, 0.344, 0.1, 0.0467, 0.0269, 0.01] | [10.0, 2.478, 0.426, 0.1, 0.0427, 0.0211, 0.01] | 0 | [375.0, 500.0, 700.0, 925.0, 1200.0, 1500.0, 2341.0] | [750.0, 1000.0, 1500.0, 2200.0, 3000.0, 4000.0, 5765.0]
HV 160A | HV 160A | 160 | 0 | [10.0, 4.15, 1.03, 0.198, 0.1, 0.051, 0.0172, 0.01] | [10.0, 2.3, 0.734, 0.274, 0.1, 0.046, 0.0177, 0.01] | 0 | [480.0, 550.0, 700.0, 1000.0, 1260.0, 1600.0, 2500.0, 3227.0] | [960.0, 1300.0, 1700.0, 2200.0, 2996.0, 4000.0, 6000.0, 7946.0]
HV 16A | HV 16A | 16 | 0 | [10.0, 0.352, 0.164, 0.1, 0.0649, 0.0342, 0.01] | [10.0, 2.34, 0.722, 0.181, 0.1, 0.055, 0.0296, 0.01] | 0 | [48.0, 60.0, 65.0, 71.0, 80.0, 100.0, 162.0] | [96.0, 110.0, 125.0, 150.0, 168.0, 200.0, 250.0, 398.0]
HV 200A | HV 200A | 200 | 0 | [10.0, 4.267, 1.21, 0.403, 0.1, 0.058, 0.022, 0.01] | [10.0, 3.73, 1.654, 0.328, 0.1, 0.0531, 0.019, 0.01] | 0 | [600.0, 700.0, 900.0, 1150.0, 1665.0, 2000.0, 3000.0, 4313.0] | [1200.0, 1500.0, 1800.0, 2700.0, 3960.0, 5000.0, 7500.0, 10620.0]
HV 20A | HV 20A | 20 | 0 | [10.0, 1.3, 0.3, 0.155, 0.1, 0.0555, 0.023, 0.01] | [10.0, 1.3, 0.161, 0.1, 0.0611, 0.0399, 0.0141, 0.01] | 0 | [60.0, 70.0, 80.0, 87.0, 94.0, 110.0, 150.0, 216.0] | [120.0, 150.0, 200.0, 223.0, 260.0, 300.0, 450.0, 532.0]
HV 25A | HV 25A | 25 | 0 | [10.0, 2.512, 0.833, 0.299, 0.1, 0.0372, 0.0223, 0.01] | [10.0, 3.125, 0.597, 0.198, 0.1, 0.0378, 0.022, 0.01] | 0 | [75.0, 82.0, 90.0, 100.0, 124.0, 170.0, 200.0, 289.0] | [150.0, 170.0, 210.0, 250.0, 294.0, 400.0, 500.0, 711.0]
HV 31.5A | HV 31.5A | 31.5 | 0 | [10.0, 2.34, 0.722, 0.181, 0.1, 0.055, 0.0296, 0.01] | [10.0, 2.84, 0.368, 0.164, 0.1, 0.0621, 0.0378, 0.0195, 0.01] | 0 | [95.0, 110.0, 125.0, 150.0, 165.0, 200.0, 250.0, 390.0] | [189.0, 220.0, 300.0, 350.0, 393.0, 450.0, 530.0, 700.0, 960.0]
HV 40A | HV 40A | 40 | 0 | [10.0, 1.3, 0.161, 0.1, 0.0611, 0.0399, 0.0141, 0.01] | [10.0, 2.05, 0.369, 0.198, 0.1, 0.051, 0.0298, 0.01] | 0 | [120.0, 150.0, 200.0, 223.0, 260.0, 300.0, 450.0, 532.0] | [240.0, 300.0, 400.0, 450.0, 530.0, 650.0, 800.0, 1311.0]
HV 50A | HV 50A | 50 | 0 | [10.0, 3.215, 0.597, 0.198, 0.1, 0.0378, 0.022, 0.01] | [10.0, 3.64, 0.854, 0.281, 0.1, 0.0531, 0.022, 0.01] | 0 | [150.0, 170.0, 210.0, 250.0, 294.0, 400.0, 500.0, 711.0] | [300.0, 350.0, 450.0, 550.0, 700.0, 850.0, 1200.0, 1752.0]
HV 6.3A | HV 6.3A | 6.3 | 0 | [10.0, 1.39, 0.344, 0.168, 0.1, 0.056, 0.0263, 0.01] | [10.0, 1.711, 0.516, 0.198, 0.1, 0.0634, 0.0303, 0.01] | 0 | [19.0, 19.5, 20.4, 20.8, 22.0, 25.0, 32.0, 48.0] | [38.0, 40.0, 43.0, 48.0, 53.0, 60.0, 75.0, 118.0]
HV 63A | HV 63A | 63 | 0 | [10.0, 2.84, 0.368, 0.164, 0.1, 0.0621, 0.0378, 0.0195, 0.01] | [10.0, 1.82, 0.344, 0.1, 0.0467, 0.0269, 0.01] | 0 | [189.0, 220.0, 300.0, 350.0, 393.0, 450.0, 530.0, 700.0, 961.0] | [378.0, 500.0, 700.0, 934.0, 1200.0, 1500.0, 2366.0]
HV 80A | HV 80A | 80 | 0 | [10.0, 2.05, 0.369, 0.198, 0.1, 0.051, 0.0298, 0.01] | [10.0, 4.15, 1.03, 0.198, 0.1, 0.051, 0.0172, 0.01] | 0 | [240.0, 300.0, 400.0, 450.0, 530.0, 650.0, 800.0, 1311.0] | [480.0, 550.0, 700.0, 1000.0, 1260.0, 1600.0, 2500.0, 3227.0]
Siemens NH-1-100 | Siemens NH-1-100 | 100 | [5400.0, 2000.0, 400.0, 20.0, 1.0, 0.2, 0.012, 0.004] | 0 | 0 | [150.0, 190.0, 250.0, 430.0, 900.0, 1250.0, 2700.0, 3600.0] | 0 | 0
Siemens NH-1-125 | Siemens NH-1-125 | 125 | [4800.0, 120.0, 7.0, 0.1, 0.004] | 0 | 0 | [180.0, 400.0, 740.0, 2000.0, 4250.0] | 0 | 0
Siemens NH-1-16 | Siemens NH-1-16 | 16 | [4000.0, 400.0, 2.0, 0.1, 0.04, 0.01] | 0 | 0 | [26.0, 35.0, 75.0, 150.0, 200.0, 300.0] | 0 | 0
Siemens NH-1-160 | Siemens NH-1-160 | 160 | [4800.0, 120.0, 7.0, 0.1, 0.004] | 0 | 0 | [210.0, 500.0, 900.0, 2300.0, 5000.0] | 0 | 0
Siemens NH-1-25 | Siemens NH-1-25 | 25 | [4000.0, 1000.0, 10.0, 0.2, 0.02, 0.01] | 0 | 0 | [40.0, 50.0, 100.0, 210.0, 400.0, 500.0] | 0 | 0
Siemens NH-1-50 | Siemens NH-1-50 | 50 | [4000.0, 40.0, 4.0, 1.0, 0.02, 0.01] | 0 | 0 | [86.0, 200.0, 300.0, 400.0, 1000.0, 1280.0] | 0 | 0
Siemens NH-1-63 | Siemens NH-1-63 | 63 | [4000.0, 100.0, 10.0, 2.0, 0.04, 0.01] | 0 | 0 | [100.0, 200.0, 300.0, 400.0, 1000.0, 1500.0] | 0 | 0
Siemens NH-1-80 | Siemens NH-1-80 | 80 | [4800.0, 120.0, 7.0, 0.1, 0.01] | 0 | 0 | [150.58, 250.0, 450.0, 1150.0, 2470.0] | 0 | 0
Siemens NH-2-1000 | Siemens NH-2-1000 | 1000 | [4800.0, 120.0, 7.0, 0.1, 0.004] | 0 | 0 | [1900.0, 3500.0, 8400.0, 24000.0, 52000.0] | 0 | 0
Siemens NH-2-200 | Siemens NH-2-200 | 200 | [4800.0, 120.0, 7.0, 0.1, 0.004] | 0 | 0 | [280.0, 650.0, 1200.0, 3000.0, 7000.0] | 0 | 0
Siemens NH-2-224 | Siemens NH-2-224 | 224 | [4800.0, 120.0, 7.0, 0.2, 0.04, 0.004] | 0 | 0 | [400.0, 750.0, 1453.0, 3025.0, 4315.0, 7600.0] | 0 | 0
Siemens NH-2-250 | Siemens NH-2-250 | 250 | [4800.0, 120.0, 7.0, 0.1, 0.004] | 0 | 0 | [450.0, 800.0, 1650.0, 4000.0, 8500.0] | 0 | 0
Siemens NH-2-315 | Siemens NH-2-315 | 315 | [4800.0, 120.0, 7.0, 0.1, 0.004] | 0 | 0 | [550.0, 920.0, 1900.0, 5000.0, 11000.0] | 0 | 0
Siemens NH-2-355 | Siemens NH-2-355 | 355 | [4800.0, 120.0, 6.0, 0.1, 0.004] | 0 | 0 | [650.0, 1116.27, 2350.0, 5840.0, 12790.0] | 0 | 0
Siemens NH-2-400 | Siemens NH-2-400 | 400 | [4800.0, 120.0, 7.0, 0.1, 0.004] | 0 | 0 | [720.0, 1350.0, 2800.0, 6500.0, 15000.0] | 0 | 0
Siemens NH-2-425 | Siemens NH-2-425 | 425 | [4800.0, 120.0, 7.0, 0.1, 0.004] | 0 | 0 | [850.0, 1500.0, 3050.0, 7500.0, 16500.0] | 0 | 0
Siemens NH-2-630 | Siemens NH-2-630 | 630 | [4800.0, 120.0, 7.0, 0.1, 0.004] | 0 | 0 | [1200.0, 2000.0, 4800.0, 12000.0, 26000.0] | 0 | 0

## res_bus
| vm_pu | va_degree | p_mw | q_mvar
0 | 0.98529 | -0.28068 | 0.012256 | 0.0030716
1 | 0.9848 | -0.29026 | 0.0043281 | 0.0010847
2 | 0.98558 | -0.27498 | 0 | 0
3 | 0.98479 | -0.29045 | 0.0022662 | 0.00056797
4 | 0.98577 | -0.27133 | 0.0028629 | 0.00071752
5 | 0.98477 | -0.29083 | 0 | 0
6 | 0.98628 | -0.26138 | 0 | 0
7 | 0.98476 | -0.29104 | 0 | 0
8 | 0.97175 | -0.54605 | 0 | 0
9 | 0.97104 | -0.56021 | 0.016409 | 0.0041124
10 | 0.9725 | -0.53119 | 0 | 0
11 | 0.98393 | -0.30667 | 0 | 0
12 | 0.98084 | -0.36663 | 0 | 0
13 | 0.98518 | -0.28257 | 0 | 0
14 | 0.98387 | -0.30785 | 0.011612 | 0.0029103
15 | 0.98497 | -0.28667 | 0 | 0
16 | 0.98507 | -0.28471 | 0 | 0
17 | 0.98488 | -0.28846 | 0.00034496 | 8.6454e-05
18 | 0.98549 | -0.27675 | 0 | 0
19 | 0.98571 | -0.27239 | 0 | 0
20 | 0.98491 | -0.28799 | 0.00036836 | 9.2319e-05
21 | 0.98548 | -0.27689 | 0.0008813 | 0.00022088
22 | 0.9787 | -0.40834 | 0.02883 | 0.0072254
23 | 0.97594 | -0.46343 | 0 | 0
24 | 0.97716 | -0.43954 | 0 | 0
25 | 0.9751 | -0.48003 | 0.00073472 | 0.00018414
26 | 0.97299 | -0.52166 | 0 | 0
27 | 0.97278 | -0.52569 | 0 | 0
28 | 0.97305 | -0.5204 | 0 | 0
29 | 0.97257 | -0.52981 | 0.0019929 | 0.00049946
30 | 0.98777 | -0.2326 | 0 | 0
31 | 0.98394 | -0.30692 | 0 | 0
32 | 0.98392 | -0.30734 | 0 | 0
33 | 0.98396 | -0.3066 | 0.0034162 | 0.00085617
34 | 0.98857 | -0.21711 | 0.00057625 | 0.00014442
35 | 0.98508 | -0.28446 | 0.0031166 | 0.00078108
36 | 0.97274 | -0.52649 | 0 | 0
37 | 0.97269 | -0.52747 | 0.00097396 | 0.0002441
38 | 0.9847 | -0.29218 | 0 | 0
39 | 0.9847 | -0.29209 | 0.00086429 | 0.00021661
40 | 0.98469 | -0.29233 | 0.00065344 | 0.00016377
41 | 0.98387 | -0.3083 | 0.0014521 | 0.00036394
42 | 0.98569 | -0.27286 | 0.0019019 | 0.00047665
43 | 0.9726 | -0.52935 | 0 | 0
44 | 0.97266 | -0.52813 | 0 | 0
45 | 0.97256 | -0.53002 | 0.001558 | 0.00039048
46 | 0.97652 | -0.45107 | 0.0035918 | 0.0009002
47 | 0.97656 | -0.45025 | 0 | 0
48 | 0.9845 | -0.29605 | 0.0048018 | 0.0012034
49 | 0.97749 | -0.43205 | 0 | 0
50 | 0.97776 | -0.42793 | 0.00019875 | 4.9812e-05
51 | 0.97407 | -0.5002 | 0.0032513 | 0.00081486
52 | 0.9732 | -0.51738 | 0.001696 | 0.00042505
53 | 0.97273 | -0.52665 | 0.00054098 | 0.00013558
54 | 0.98408 | -0.30418 | 0.0026265 | 0.00065827
55 | 0.9921 | -0.14958 | 0 | 0
56 | 0.9829 | -0.32767 | 0 | 0
57 | 0.98261 | -0.33338 | 0.0043739 | 0.0010962
58 | 0.98237 | -0.33799 | 0 | 0
59 | 0.98482 | -0.29068 | 0 | 0
60 | 0.98071 | -0.37023 | 0.0011218 | 0.00028115
61 | 0.99276 | -0.13709 | 0 | 0
62 | 0.97273 | -0.52664 | 0.00018481 | 4.6317e-05
63 | 0.97262 | -0.529 | 0.0009739 | 0.00024408
64 | 0.98393 | -0.30806 | 0.0029146 | 0.00073046
65 | 0.98397 | -0.30715 | 0 | 0
66 | 0.98392 | -0.30821 | 0.00098665 | 0.00024728
67 | 0.98394 | -0.30786 | 0 | 0
68 | 0.985 | -0.28715 | 0 | 0
69 | 0.98381 | -0.31026 | 0.0034836 | 0.00087307
70 | 0.98493 | -0.28842 | 0 | 0
71 | 0.98581 | -0.27142 | 0.0043523 | 0.0010908
72 | 0.98371 | -0.31236 | 0.0038797 | 0.00097234
73 | 0.9847 | -0.29294 | 0.010434 | 0.0026151
74 | 0.98595 | -0.26875 | 0 | 0
75 | 0.98475 | -0.29196 | 0.0041665 | 0.0010442
76 | 0.98025 | -0.37929 | 0.00080338 | 0.00020134
77 | 0.98369 | -0.31275 | 0.0016206 | 0.00040615
78 | 0.98425 | -0.30094 | 0.00099144 | 0.00024848
79 | 0.9859 | -0.26962 | 0.002004 | 0.00050226
80 | 0.98693 | -0.2497 | 0 | 0
81 | 0.98595 | -0.26881 | 0 | 0
82 | 0.98779 | -0.23319 | 0.01049 | 0.0026291
83 | 0.99154 | -0.16095 | 0 | 0
84 | 0.99124 | -0.16668 | 0.0087431 | 0.0021912
85 | 0.98989 | -0.1926 | 0 | 0
86 | 0.99168 | -0.15818 | 0.0087031 | 0.0021812
87 | 0.98873 | -0.21493 | 0.01049 | 0.0026291
88 | 0.98567 | -0.27437 | 0 | 0
89 | 0.98587 | -0.27045 | 0.0018375 | 0.00046052
90 | 0.98593 | -0.26925 | 0 | 0
91 | 0.99272 | -0.13824 | 0.0012379 | 0.00031025
92 | 0.98576 | -0.27252 | 0.0022068 | 0.00055307
93 | 0.98579 | -0.27197 | 0 | 0
94 | 0.98584 | -0.27094 | 0.0018173 | 0.00045547
95 | 0.98576 | -0.27247 | 0 | 0
96 | 0.98567 | -0.27439 | 0.0012764 | 0.0003199
97 | 0.98583 | -0.27112 | 0.0012796 | 0.00032069
98 | 0.98565 | -0.27467 | 0.0012769 | 0.00032002
99 | 0.97938 | -0.39629 | 0.0012294 | 0.00030811
100 | 0.97938 | -0.39625 | 0 | 0
101 | 0.97864 | -0.41061 | 0.00085166 | 0.00021345
102 | 0.97984 | -0.38731 | 0.0011216 | 0.0002811
103 | 0.97786 | -0.42583 | 0 | 0
104 | 0.9802 | -0.38017 | 0.0014739 | 0.00036939
105 | 0.97785 | -0.42607 | 0.00077202 | 0.00019349
106 | 0.98024 | -0.37942 | 0.00082487 | 0.00020673
107 | 0.99436 | -0.10661 | 0.00088318 | 0.00022135
108 | 0.99405 | -0.11266 | 0 | 0
109 | 0.99371 | -0.11931 | 0 | 0
110 | 0.99576 | -0.080046 | 0 | 0
111 | 1 | 0 | -0.36524 | -0.093573
112 | 0.99968 | -0.0062405 | 0.0015149 | 0.00037968
113 | 0.99963 | -0.0071767 | 0.0094619 | 0.0023714
114 | 0.99369 | -0.11961 | 0.0012379 | 0.00031025
115 | 0.97782 | -0.42661 | 0.00059035 | 0.00014796
116 | 0.97782 | -0.42674 | 0.0025563 | 0.00064068
117 | 0.97698 | -0.44193 | 0 | 0
118 | 0.97723 | -0.43711 | 0.028823 | 0.0072237
119 | 0.97158 | -0.54828 | 0.075163 | 0.018838
120 | 0.98025 | -0.37936 | 0.00079784 | 0.00019996
121 | 0.98564 | -0.27481 | 0.0012788 | 0.00032049
122 | 0.98563 | -0.27518 | 0.0045947 | 0.0011516
123 | 0.98564 | -0.27488 | 0.002145 | 0.00053759
124 | 0.98539 | -0.27972 | 0.0024251 | 0.00060779
125 | 0.98537 | -0.28019 | 0.0027533 | 0.00069003
126 | 0.98547 | -0.27829 | 0.0021434 | 0.00053719
127 | 0.98534 | -0.28065 | 0.0018717 | 0.00046909
128 | 0.98555 | -0.27673 | 0.002145 | 0.0005376
129 | 0.98531 | -0.28137 | 0.0018707 | 0.00046884
130 | 0.9853 | -0.28157 | 0.0018716 | 0.00046908
131 | 0.97259 | -0.52956 | 0.00097395 | 0.00024409
132 | 0.99998 | 149.9956 | 0 | 0

## res_line
| p_from_mw | q_from_mvar | p_to_mw | q_to_mvar | pl_mw | ql_mvar | i_from_ka | i_to_ka | i_ka | vm_from_pu | va_from_degree | vm_to_pu | va_to_degree | loading_percent
0 | 0.0081159 | 0.0020336 | -0.0081122 | -0.0020321 | 3.7053e-06 | 1.5342e-06 | 0.012257 | 0.012257 | 0.012257 | 0.98529 | -0.28068 | 0.9848 | -0.29026 | 3.3673
1 | -0.020372 | -0.0051052 | 0.020377 | 0.0051086 | 5.5274e-06 | 3.3392e-06 | 0.030766 | 0.030766 | 0.030766 | 0.98529 | -0.28068 | 0.98558 | -0.27498 | 8.4522
2 | 0.0037841 | 0.00094739 | -0.0037841 | -0.0009474 | 3.2837e-08 | -1.3067e-08 | 0.0057174 | 0.0057174 | 0.0057174 | 0.9848 | -0.29026 | 0.98479 | -0.29045 | 1.5707
3 | -0.020377 | -0.0051086 | 0.020381 | 0.0051107 | 3.5446e-06 | 2.1413e-06 | 0.030766 | 0.030766 | 0.030766 | 0.98558 | -0.27498 | 0.98577 | -0.27133 | 8.4522
4 | 0.0015179 | 0.00037943 | -0.0015178 | -0.00037959 | 2.7621e-08 | -1.6053e-07 | 0.0022931 | 0.0022932 | 0.0022932 | 0.98479 | -0.29045 | 0.98477 | -0.29083 | 0.63
5 | -0.023244 | -0.0058282 | 0.023255 | 0.005835 | 1.1029e-05 | 6.7541e-06 | 0.035087 | 0.035087 | 0.035087 | 0.98577 | -0.27133 | 0.98628 | -0.26138 | 9.6394
6 | 0.0015178 | 0.00037959 | -0.0015178 | -0.00037968 | 1.5372e-08 | -8.9334e-08 | 0.0022932 | 0.0022932 | 0.0022932 | 0.98477 | -0.29083 | 0.98476 | -0.29104 | 0.63001
7 | -0.19276 | -0.048906 | 0.19302 | 0.049076 | 0.00026721 | 0.00017005 | 0.29103 | 0.29103 | 0.29103 | 0.98628 | -0.26138 | 0.98777 | -0.2326 | 26.6509
8 | 0.016468 | 0.0041342 | -0.016459 | -0.0041291 | 8.644e-06 | 5.056e-06 | 0.024847 | 0.024848 | 0.024848 | 0.98628 | -0.26138 | 0.98571 | -0.27239 | 6.8263
9 | 0.15303 | 0.038936 | -0.15288 | -0.038837 | 0.00015615 | 9.9044e-05 | 0.23109 | 0.23109 | 0.23109 | 0.98628 | -0.26138 | 0.98518 | -0.28257 | 21.1624
10 | 0.0015178 | 0.00037968 | -0.0015177 | -0.00038012 | 7.5492e-08 | -4.3863e-07 | 0.0022932 | 0.0022934 | 0.0022934 | 0.98476 | -0.29104 | 0.9847 | -0.29209 | 0.63006
11 | 0.01642 | 0.0041189 | -0.016409 | -0.0041124 | 1.1077e-05 | 6.5108e-06 | 0.025145 | 0.025145 | 0.025145 | 0.97175 | -0.54605 | 0.97104 | -0.56021 | 6.9079
12 | -0.01642 | -0.0041189 | 0.016431 | 0.0041258 | 1.164e-05 | 6.841e-06 | 0.025145 | 0.025144 | 0.025145 | 0.97175 | -0.54605 | 0.9725 | -0.53119 | 6.9078
13 | -0.016431 | -0.0041258 | 0.016433 | 0.0041264 | 1.0747e-06 | 6.3155e-07 | 0.025144 | 0.025144 | 0.025144 | 0.9725 | -0.53119 | 0.97257 | -0.52981 | 6.9078
14 | 0.13763 | 0.034957 | -0.13723 | -0.034707 | 0.00039593 | 0.00025062 | 0.20831 | 0.20831 | 0.20831 | 0.98393 | -0.30667 | 0.98084 | -0.36663 | 19.0757
15 | -0.14924 | -0.037868 | 0.14942 | 0.037978 | 0.00017319 | 0.0001098 | 0.22587 | 0.22587 | 0.22587 | 0.98393 | -0.30667 | 0.98518 | -0.28257 | 20.6839
16 | 0.011613 | 0.0029107 | -0.011612 | -0.0029103 | 6.5112e-07 | 3.4522e-07 | 0.017563 | 0.017563 | 0.017563 | 0.98393 | -0.30667 | 0.98387 | -0.30785 | 4.8249
17 | 0.13723 | 0.034707 | -0.13696 | -0.034533 | 0.00027404 | 0.00017347 | 0.20831 | 0.20831 | 0.20831 | 0.98084 | -0.36663 | 0.9787 | -0.40834 | 19.0758
18 | 0.0034619 | 0.00085942 | -0.0034616 | -0.00085961 | 3.0894e-07 | -1.8634e-07 | 0.0052259 | 0.0052261 | 0.0052261 | 0.98518 | -0.28257 | 0.98508 | -0.28446 | 1.4357
19 | -0.00034498 | -8.2845e-05 | 0.00034502 | 7.8997e-05 | 3.0725e-08 | -3.8484e-06 | 0.00051991 | 0.00051862 | 0.00051991 | 0.98497 | -0.28667 | 0.98507 | -0.28471 | 0.14283
20 | 0.00034498 | 8.2845e-05 | -0.00034496 | -8.6454e-05 | 2.8961e-08 | -3.6089e-06 | 0.00051991 | 0.00052118 | 0.00052118 | 0.98497 | -0.28667 | 0.98488 | -0.28846 | 0.14318
21 | -0.00034502 | -7.8997e-05 | 0.00034502 | 7.8522e-05 | 3.7797e-09 | -4.748e-07 | 0.00051862 | 0.00051846 | 0.00051862 | 0.98507 | -0.28471 | 0.98508 | -0.28446 | 0.14248
22 | -0.014554 | -0.0036509 | 0.014557 | 0.0036526 | 3.0239e-06 | 1.7225e-06 | 0.021977 | 0.021977 | 0.021977 | 0.98549 | -0.27675 | 0.98571 | -0.27239 | 6.0375
23 | 0.013673 | 0.0034301 | -0.013665 | -0.003426 | 7.3278e-06 | 4.106e-06 | 0.020646 | 0.020646 | 0.020646 | 0.98549 | -0.27675 | 0.98491 | -0.28799 | 5.672
24 | 0.00088131 | 0.00022076 | -0.0008813 | -0.00022088 | 6.1817e-09 | -1.1466e-07 | 0.0013307 | 0.0013307 | 0.0013307 | 0.98549 | -0.27675 | 0.98548 | -0.27689 | 0.36558
25 | 0.0019019 | 0.0004765 | -0.0019019 | -0.00047665 | 4.2604e-08 | -1.4842e-07 | 0.002871 | 0.0028711 | 0.0028711 | 0.98571 | -0.27239 | 0.98569 | -0.27286 | 0.78876
26 | 0.013297 | 0.0033337 | -0.013292 | -0.0033309 | 5.1036e-06 | 2.8374e-06 | 0.02009 | 0.02009 | 0.02009 | 0.98491 | -0.28799 | 0.9845 | -0.29605 | 5.5192
27 | 0.10813 | 0.027308 | -0.10801 | -0.027231 | 0.00012267 | 7.714e-05 | 0.16448 | 0.16448 | 0.16448 | 0.9787 | -0.40834 | 0.97749 | -0.43205 | 15.0619
28 | -0.029398 | -0.0074036 | 0.029432 | 0.0074245 | 3.3624e-05 | 2.0961e-05 | 0.044836 | 0.044836 | 0.044836 | 0.97594 | -0.46343 | 0.97716 | -0.43954 | 12.3177
29 | 0.029398 | 0.0074036 | -0.029375 | -0.007389 | 2.3319e-05 | 1.4538e-05 | 0.044836 | 0.044837 | 0.044837 | 0.97594 | -0.46343 | 0.9751 | -0.48003 | 12.3177
30 | -0.029432 | -0.0074245 | 0.029448 | 0.0074347 | 1.6363e-05 | 1.02e-05 | 0.044836 | 0.044836 | 0.044836 | 0.97716 | -0.43954 | 0.97776 | -0.42793 | 12.3176
31 | 0.02864 | 0.0072049 | -0.028613 | -0.0071877 | 2.7565e-05 | 1.7162e-05 | 0.043715 | 0.043716 | 0.043716 | 0.9751 | -0.48003 | 0.97407 | -0.5002 | 12.0098
32 | 0.0052074 | 0.0013019 | -0.0052064 | -0.0013018 | 9.992e-07 | 1.1766e-07 | 0.0079626 | 0.0079628 | 0.0079628 | 0.97299 | -0.52166 | 0.97278 | -0.52569 | 2.1876
33 | -0.02364 | -0.005932 | 0.023641 | 0.0059329 | 1.4133e-06 | 8.687e-07 | 0.036156 | 0.036156 | 0.036156 | 0.97299 | -0.52166 | 0.97305 | -0.5204 | 9.9329
34 | 0.018433 | 0.0046301 | -0.018425 | -0.0046259 | 7.1721e-06 | 4.2914e-06 | 0.028193 | 0.028193 | 0.028193 | 0.97299 | -0.52166 | 0.97257 | -0.52981 | 7.7454
35 | 0.00072582 | 0.00018044 | -0.00072579 | -0.00018116 | 2.7424e-08 | -7.1949e-07 | 0.0011097 | 0.00111 | 0.00111 | 0.97278 | -0.52569 | 0.97274 | -0.52649 | 0.30494
36 | 0.0044806 | 0.0011213 | -0.0044802 | -0.0011213 | 3.7868e-07 | -2.4553e-08 | 0.0068531 | 0.0068532 | 0.0068532 | 0.97278 | -0.52569 | 0.97269 | -0.52747 | 1.8827
37 | -0.023641 | -0.0059329 | 0.023645 | 0.005935 | 3.4151e-06 | 2.0991e-06 | 0.036156 | 0.036156 | 0.036156 | 0.97305 | -0.5204 | 0.9732 | -0.51738 | 9.9329
38 | -0.19302 | -0.049076 | 0.19317 | 0.049167 | 0.00014407 | 9.1684e-05 | 0.29103 | 0.29103 | 0.29103 | 0.98777 | -0.2326 | 0.98857 | -0.21711 | 26.6509
39 | 0.0014522 | 0.00036333 | -0.0014522 | -0.00036352 | 2.8686e-08 | -1.8311e-07 | 0.002196 | 0.0021961 | 0.0021961 | 0.98394 | -0.30692 | 0.98392 | -0.30734 | 0.60332
40 | -0.0014522 | -0.00036333 | 0.0014523 | 0.00036319 | 2.2333e-08 | -1.4257e-07 | 0.002196 | 0.0021959 | 0.002196 | 0.98394 | -0.30692 | 0.98396 | -0.3066 | 0.6033
41 | 0.0014522 | 0.00036352 | -0.0014521 | -0.00036394 | 6.6815e-08 | -4.2641e-07 | 0.0021961 | 0.0021962 | 0.0021962 | 0.98392 | -0.30734 | 0.98387 | -0.3083 | 0.60336
42 | -0.0048684 | -0.0012194 | 0.004869 | 0.0012194 | 5.6152e-07 | 8.4155e-09 | 0.0073621 | 0.007362 | 0.0073621 | 0.98396 | -0.3066 | 0.98408 | -0.30418 | 2.0226
43 | -0.19374 | -0.049312 | 0.19438 | 0.049715 | 0.00063299 | 0.00040282 | 0.29189 | 0.29189 | 0.29189 | 0.98857 | -0.21711 | 0.9921 | -0.14958 | 26.7303
44 | 0.00018481 | 4.5782e-05 | -0.00018481 | -4.6317e-05 | 1.2938e-09 | -5.3544e-07 | 0.00028251 | 0.0002827 | 0.0002827 | 0.97274 | -0.52649 | 0.97273 | -0.52664 | 0.077666
45 | 0.00054098 | 0.00013538 | -0.00054098 | -0.00013558 | 4.2346e-09 | -2.02e-07 | 0.00082747 | 0.00082755 | 0.00082755 | 0.97274 | -0.52649 | 0.97273 | -0.52665 | 0.22735
46 | 0.0035062 | 0.00087725 | -0.0035061 | -0.0008773 | 1.1049e-07 | -5.6425e-08 | 0.0053632 | 0.0053633 | 0.0053633 | 0.97269 | -0.52747 | 0.97266 | -0.52813 | 1.4734
47 | -0.00065344 | -0.00016361 | 0.00065344 | 0.00016351 | 3.0358e-09 | -1.0369e-07 | 0.00098739 | 0.00098735 | 0.00098739 | 0.9847 | -0.29218 | 0.9847 | -0.29209 | 0.27126
48 | 0.00065344 | 0.00016361 | -0.00065344 | -0.00016377 | 4.5147e-09 | -1.5419e-07 | 0.00098739 | 0.00098744 | 0.00098744 | 0.9847 | -0.29218 | 0.98469 | -0.29233 | 0.27128
49 | -0.0015581 | -0.00039022 | 0.0015582 | 0.00038975 | 9.0087e-08 | -4.6713e-07 | 0.0023836 | 0.0023835 | 0.0023836 | 0.9726 | -0.52935 | 0.97266 | -0.52813 | 0.65485
50 | 0.0015581 | 0.00039022 | -0.001558 | -0.00039048 | 4.9933e-08 | -2.5886e-07 | 0.0023836 | 0.0023838 | 0.0023838 | 0.9726 | -0.52935 | 0.97256 | -0.53002 | 0.65488
51 | 0.001948 | 0.00048755 | -0.0019479 | -0.0004878 | 8.0266e-08 | -2.478e-07 | 0.0029798 | 0.0029799 | 0.0029799 | 0.97266 | -0.52813 | 0.97262 | -0.529 | 0.81866
52 | -0.0035918 | -0.0009002 | 0.003592 | 0.00090014 | 1.4028e-07 | -6.645e-08 | 0.0054733 | 0.0054732 | 0.0054733 | 0.97652 | -0.45107 | 0.97656 | -0.45025 | 1.5036
53 | 0.075516 | 0.01906 | -0.075163 | -0.018838 | 0.00035278 | 0.00022225 | 0.11511 | 0.11512 | 0.11512 | 0.97656 | -0.45025 | 0.97158 | -0.54828 | 15.8127
54 | -0.079108 | -0.01996 | 0.07914 | 0.01998 | 3.1533e-05 | 1.953e-05 | 0.12059 | 0.12059 | 0.12059 | 0.97656 | -0.45025 | 0.97698 | -0.44193 | 11.0429
55 | 0.0084901 | 0.0021274 | -0.0084881 | -0.0021266 | 1.9771e-06 | 8.5833e-07 | 0.012832 | 0.012832 | 0.012832 | 0.9845 | -0.29605 | 0.98425 | -0.30094 | 3.5254
56 | 0.079177 | 0.020003 | -0.07914 | -0.01998 | 3.7499e-05 | 2.3224e-05 | 0.12059 | 0.12059 | 0.12059 | 0.97749 | -0.43205 | 0.97698 | -0.44193 | 11.0428
57 | 0.02883 | 0.007228 | -0.028823 | -0.0072237 | 6.9601e-06 | 4.3337e-06 | 0.043888 | 0.043888 | 0.043888 | 0.97749 | -0.43205 | 0.97723 | -0.43711 | 12.0571
58 | -0.029647 | -0.0074846 | 0.02965 | 0.0074864 | 2.9797e-06 | 1.8581e-06 | 0.045139 | 0.045139 | 0.045139 | 0.97776 | -0.42793 | 0.97786 | -0.42583 | 12.4007
59 | 0.025361 | 0.0063729 | -0.025341 | -0.00636 | 2.078e-05 | 1.284e-05 | 0.038749 | 0.038749 | 0.038749 | 0.97407 | -0.5002 | 0.9732 | -0.51738 | 10.6453
60 | -0.0074955 | -0.0018776 | 0.0074967 | 0.0018781 | 1.1546e-06 | 4.3435e-07 | 0.011334 | 0.011333 | 0.011334 | 0.98408 | -0.30418 | 0.98425 | -0.30094 | 3.1136
61 | -0.19438 | -0.049715 | 0.19449 | 0.049789 | 0.00011764 | 7.4863e-05 | 0.29189 | 0.29189 | 0.29189 | 0.9921 | -0.14958 | 0.99276 | -0.13709 | 26.7302
62 | 0.0043751 | 0.001096 | -0.0043739 | -0.0010962 | 1.1888e-06 | -1.548e-07 | 0.0066233 | 0.0066236 | 0.0066236 | 0.9829 | -0.32767 | 0.98261 | -0.33338 | 1.8197
63 | 0.041975 | 0.010644 | -0.041954 | -0.010631 | 2.0815e-05 | 1.3148e-05 | 0.06359 | 0.06359 | 0.06359 | 0.9829 | -0.32767 | 0.98237 | -0.33799 | 17.4697
64 | -0.04635 | -0.01174 | 0.046432 | 0.01179 | 8.2492e-05 | 5.0528e-05 | 0.070213 | 0.070212 | 0.070213 | 0.9829 | -0.32767 | 0.98482 | -0.29068 | 9.6446
65 | 0.041954 | 0.010631 | -0.041889 | -0.01059 | 6.4866e-05 | 4.0973e-05 | 0.06359 | 0.06359 | 0.06359 | 0.98237 | -0.33799 | 0.98071 | -0.37023 | 17.4697
66 | 0.0041668 | 0.0010442 | -0.0041665 | -0.0010442 | 2.5311e-07 | -5.4662e-08 | 0.0062958 | 0.0062959 | 0.0062959 | 0.98482 | -0.29068 | 0.98475 | -0.29196 | 1.7296
67 | -0.050599 | -0.012835 | 0.050604 | 0.012838 | 5.5088e-06 | 3.2382e-06 | 0.076508 | 0.076508 | 0.076508 | 0.98482 | -0.29068 | 0.98493 | -0.28842 | 7.0062
68 | 0.040767 | 0.010308 | -0.040749 | -0.010297 | 1.7712e-05 | 1.118e-05 | 0.061888 | 0.061888 | 0.061888 | 0.98071 | -0.37023 | 0.98025 | -0.37929 | 17.0021
69 | -0.19449 | -0.049789 | 0.19478 | 0.049972 | 0.00028753 | 0.00018297 | 0.29189 | 0.29189 | 0.29189 | 0.99276 | -0.13709 | 0.99436 | -0.10661 | 26.7302
70 | 0.00097398 | 0.00024372 | -0.00097395 | -0.00024409 | 2.6253e-08 | -3.7452e-07 | 0.00149 | 0.0014901 | 0.0014901 | 0.97262 | -0.529 | 0.97259 | -0.52956 | 0.40937
71 | -0.0039012 | -0.00097764 | 0.0039014 | 0.00097758 | 1.6862e-07 | -5.6161e-08 | 0.0058999 | 0.0058998 | 0.0058999 | 0.98393 | -0.30806 | 0.98397 | -0.30715 | 1.6209
72 | 0.00098666 | 0.00024717 | -0.00098665 | -0.00024728 | 7.1678e-09 | -1.0445e-07 | 0.0014921 | 0.0014922 | 0.0014922 | 0.98393 | -0.30806 | 0.98392 | -0.30821 | 0.40993
73 | 0.0089857 | 0.0022521 | -0.0089854 | -0.002252 | 3.0565e-07 | 1.3955e-07 | 0.013589 | 0.013589 | 0.013589 | 0.98397 | -0.30715 | 0.98394 | -0.30786 | 3.7332
74 | -0.012887 | -0.0032297 | 0.012899 | 0.0032365 | 1.2292e-05 | 6.7695e-06 | 0.019489 | 0.019488 | 0.019489 | 0.98397 | -0.30715 | 0.985 | -0.28715 | 5.354
75 | 0.0089854 | 0.002252 | -0.0089844 | -0.0022515 | 1.0268e-06 | 4.6883e-07 | 0.013589 | 0.013589 | 0.013589 | 0.98394 | -0.30786 | 0.98381 | -0.31026 | 3.7332
76 | 0.061045 | 0.015456 | -0.061041 | -0.015454 | 3.7337e-06 | 2.2556e-06 | 0.092275 | 0.092275 | 0.092275 | 0.985 | -0.28715 | 0.98493 | -0.28842 | 8.4501
77 | -0.073944 | -0.018693 | 0.074 | 0.018727 | 5.5808e-05 | 3.4351e-05 | 0.11176 | 0.11176 | 0.11176 | 0.985 | -0.28715 | 0.98581 | -0.27142 | 10.2347
78 | 0.0055008 | 0.0013784 | -0.0055003 | -0.0013783 | 5.4864e-07 | 8.2779e-08 | 0.0083199 | 0.00832 | 0.00832 | 0.98381 | -0.31026 | 0.98371 | -0.31236 | 2.2857
79 | 0.010437 | 0.0026162 | -0.010434 | -0.0026151 | 2.246e-06 | 1.1309e-06 | 0.015768 | 0.015768 | 0.015768 | 0.98493 | -0.28842 | 0.9847 | -0.29294 | 4.3318
80 | -0.078352 | -0.019818 | 0.078362 | 0.019824 | 1.0034e-05 | 6.2026e-06 | 0.11833 | 0.11833 | 0.11833 | 0.98581 | -0.27142 | 0.98595 | -0.26875 | 10.8363
81 | 0.0016206 | 0.000406 | -0.0016206 | -0.00040615 | 3.0094e-08 | -1.5027e-07 | 0.0024514 | 0.0024514 | 0.0024514 | 0.98371 | -0.31236 | 0.98369 | -0.31275 | 0.67347
82 | 0.0020041 | 0.00050201 | -0.002004 | -0.00050226 | 8.2831e-08 | -2.5489e-07 | 0.0030246 | 0.0030247 | 0.0030247 | 0.98595 | -0.26875 | 0.9859 | -0.26962 | 0.83096
83 | -0.080366 | -0.020326 | 0.08044 | 0.020372 | 7.3527e-05 | 4.5528e-05 | 0.12136 | 0.12136 | 0.12136 | 0.98595 | -0.26875 | 0.98693 | -0.2497 | 11.1132
84 | 0.039946 | 0.010096 | -0.039946 | -0.010096 | 1.2981e-07 | 8.1894e-08 | 0.060668 | 0.060668 | 0.060668 | 0.98025 | -0.37929 | 0.98025 | -0.37936 | 16.6671
85 | 0.032836 | 0.0082424 | -0.032806 | -0.0082237 | 2.991e-05 | 1.8727e-05 | 0.049511 | 0.049512 | 0.049512 | 0.98693 | -0.2497 | 0.98595 | -0.26881 | 13.6021
86 | -0.11328 | -0.028614 | 0.11337 | 0.02867 | 8.968e-05 | 5.6452e-05 | 0.17087 | 0.17087 | 0.17087 | 0.98693 | -0.2497 | 0.98779 | -0.23319 | 15.6472
87 | 0.02183 | 0.0054742 | -0.021825 | -0.0054707 | 5.7738e-06 | 3.5144e-06 | 0.032948 | 0.032948 | 0.032948 | 0.98595 | -0.26881 | 0.98567 | -0.27437 | 9.0517
88 | 0.0058623 | 0.0014687 | -0.0058619 | -0.0014686 | 4.5777e-07 | 9.4102e-08 | 0.0088474 | 0.0088474 | 0.0088474 | 0.98595 | -0.26881 | 0.98587 | -0.27045 | 2.4306
89 | 0.0051128 | 0.0012808 | -0.0051127 | -0.0012808 | 1.0601e-07 | 7.2945e-09 | 0.0077161 | 0.0077161 | 0.0077161 | 0.98595 | -0.26881 | 0.98593 | -0.26925 | 2.1198
90 | -0.12386 | -0.031299 | 0.12396 | 0.031368 | 0.00010855 | 6.8514e-05 | 0.18667 | 0.18667 | 0.18667 | 0.98779 | -0.23319 | 0.98873 | -0.21493 | 17.0943
91 | 0.0087455 | 0.0021923 | -0.0087431 | -0.0021912 | 2.3885e-06 | 1.0519e-06 | 0.013125 | 0.013125 | 0.013125 | 0.99154 | -0.16095 | 0.99124 | -0.16668 | 3.6057
92 | 0.1348 | 0.034218 | -0.1346 | -0.034088 | 0.00020495 | 0.00012962 | 0.20246 | 0.20246 | 0.20246 | 0.99154 | -0.16095 | 0.98989 | -0.1926 | 18.54
93 | -0.14355 | -0.03641 | 0.14357 | 0.036422 | 1.9089e-05 | 1.209e-05 | 0.21558 | 0.21558 | 0.21558 | 0.99154 | -0.16095 | 0.99168 | -0.15818 | 19.7418
94 | 0.1346 | 0.034088 | -0.13445 | -0.033997 | 0.00014416 | 9.118e-05 | 0.20246 | 0.20246 | 0.20246 | 0.98989 | -0.1926 | 0.98873 | -0.21493 | 18.54
95 | -0.15227 | -0.038603 | 0.15242 | 0.038696 | 0.00014609 | 9.263e-05 | 0.22864 | 0.22864 | 0.22864 | 0.99168 | -0.15818 | 0.99272 | -0.13824 | 20.9377
96 | 0.0045949 | 0.0011515 | -0.0045947 | -0.0011516 | 1.773e-07 | -1.1761e-08 | 0.0069367 | 0.0069368 | 0.0069368 | 0.98567 | -0.27437 | 0.98563 | -0.27518 | 1.9057
97 | 0.01723 | 0.0043191 | -0.017229 | -0.0043189 | 4.2226e-07 | 2.4903e-07 | 0.026011 | 0.026011 | 0.026011 | 0.98567 | -0.27437 | 0.98564 | -0.27488 | 7.146
98 | 0.0040244 | 0.0010081 | -0.0040243 | -0.0010081 | 9.2497e-08 | -2.6049e-08 | 0.006074 | 0.006074 | 0.006074 | 0.98587 | -0.27045 | 0.98584 | -0.27094 | 1.6687
99 | 0.0051127 | 0.0012808 | -0.0051122 | -0.0012807 | 4.5625e-07 | 3.143e-08 | 0.0077161 | 0.0077162 | 0.0077162 | 0.98593 | -0.26925 | 0.98583 | -0.27112 | 2.1198
100 | -0.15365 | -0.039006 | 0.15379 | 0.039095 | 0.00014008 | 8.8831e-05 | 0.23049 | 0.23049 | 0.23049 | 0.99272 | -0.13824 | 0.99371 | -0.11931 | 21.1076
101 | -0.0022068 | -0.00055307 | 0.0022068 | 0.00055293 | 5.7431e-08 | -1.392e-07 | 0.0033312 | 0.0033311 | 0.0033312 | 0.98576 | -0.27252 | 0.98579 | -0.27197 | 0.91516
102 | -0.0022068 | -0.00055293 | 0.002207 | 0.00055267 | 1.0891e-07 | -2.6402e-07 | 0.0033311 | 0.003331 | 0.0033311 | 0.98579 | -0.27197 | 0.98584 | -0.27094 | 0.91514
103 | 0.0038324 | 0.00096015 | -0.0038321 | -0.00096028 | 3.5071e-07 | -1.3176e-07 | 0.005785 | 0.0057851 | 0.0057851 | 0.98576 | -0.27247 | 0.98567 | -0.27439 | 1.5893
104 | -0.0038324 | -0.00096015 | 0.0038327 | 0.00096005 | 2.4531e-07 | -9.2219e-08 | 0.005785 | 0.0057849 | 0.005785 | 0.98576 | -0.27247 | 0.98583 | -0.27112 | 1.5893
105 | 0.0025557 | 0.00064038 | -0.0025556 | -0.00064043 | 3.4689e-08 | -5.7007e-08 | 0.0038581 | 0.0038582 | 0.0038582 | 0.98567 | -0.27439 | 0.98565 | -0.27467 | 1.0599
106 | 0.0012788 | 0.00032042 | -0.0012788 | -0.00032049 | 7.9986e-09 | -6.7826e-08 | 0.0019305 | 0.0019305 | 0.0019305 | 0.98565 | -0.27467 | 0.98564 | -0.27481 | 0.53036
107 | -0.0012294 | -0.00030811 | 0.0012294 | 0.00030809 | 2.1246e-09 | -1.9075e-08 | 0.0018678 | 0.0018678 | 0.0018678 | 0.97938 | -0.39629 | 0.97938 | -0.39625 | 0.51314
108 | 0.034469 | 0.0087121 | -0.034445 | -0.0086972 | 2.3712e-05 | 1.4886e-05 | 0.052397 | 0.052397 | 0.052397 | 0.97938 | -0.39625 | 0.97864 | -0.41061 | 14.3947
109 | -0.035698 | -0.0090202 | 0.035714 | 0.0090298 | 1.5313e-05 | 9.6257e-06 | 0.054264 | 0.054264 | 0.054264 | 0.97938 | -0.39625 | 0.97984 | -0.38731 | 14.9078
110 | 0.033593 | 0.0084838 | -0.033569 | -0.0084684 | 2.4489e-05 | 1.5359e-05 | 0.051102 | 0.051102 | 0.051102 | 0.97864 | -0.41061 | 0.97786 | -0.42583 | 14.039
111 | -0.036835 | -0.0093109 | 0.036848 | 0.0093189 | 1.2604e-05 | 7.9313e-06 | 0.055968 | 0.055968 | 0.055968 | 0.97984 | -0.38731 | 0.9802 | -0.38017 | 15.3757
112 | 0.0039188 | 0.00098202 | -0.0039188 | -0.00098203 | 4.3582e-08 | -1.3106e-08 | 0.0059633 | 0.0059633 | 0.0059633 | 0.97786 | -0.42583 | 0.97785 | -0.42607 | 1.6383
113 | -0.038322 | -0.0096883 | 0.038323 | 0.0096891 | 1.3841e-06 | 8.7209e-07 | 0.058205 | 0.058205 | 0.058205 | 0.9802 | -0.38017 | 0.98024 | -0.37942 | 15.9904
114 | 0.0031468 | 0.00078854 | -0.0031467 | -0.00078861 | 8.1534e-08 | -6.6765e-08 | 0.0047885 | 0.0047885 | 0.0047885 | 0.97785 | -0.42607 | 0.97782 | -0.42661 | 1.3155
115 | -0.039148 | -0.0098959 | 0.039148 | 0.0098959 | 1.1671e-07 | 7.3586e-08 | 0.059457 | 0.059457 | 0.059457 | 0.98024 | -0.37942 | 0.98025 | -0.37936 | 16.3344
116 | -0.19566 | -0.050194 | 0.19592 | 0.050354 | 0.00025248 | 0.00016067 | 0.29321 | 0.29321 | 0.29321 | 0.99436 | -0.10661 | 0.99576 | -0.080046 | 26.8512
117 | 0.15508 | 0.039437 | -0.15503 | -0.039405 | 4.968e-05 | 3.1509e-05 | 0.23235 | 0.23235 | 0.23235 | 0.99405 | -0.11266 | 0.99371 | -0.11931 | 21.2773
118 | -0.15508 | -0.039437 | 0.15533 | 0.039592 | 0.00024408 | 0.0001548 | 0.23235 | 0.23235 | 0.23235 | 0.99405 | -0.11266 | 0.99576 | -0.080046 | 21.2773
119 | 0.0012379 | 0.00031009 | -0.0012379 | -0.00031025 | 1.7694e-08 | -1.6656e-07 | 0.0018537 | 0.0018537 | 0.0018537 | 0.99371 | -0.11931 | 0.99369 | -0.11961 | 0.50927
120 | -0.35124 | -0.089946 | 0.35261 | 0.09082 | 0.0013677 | 0.00087381 | 0.52556 | 0.52556 | 0.52556 | 0.99576 | -0.080046 | 1 | 0 | 48.1284
121 | 0.010981 | 0.0027529 | -0.010977 | -0.0027512 | 3.2644e-06 | 1.6616e-06 | 0.01634 | 0.01634 | 0.01634 | 1 | 0 | 0.99968 | -0.0062405 | 4.4889
122 | 0.0094623 | 0.0023716 | -0.0094619 | -0.0023714 | 4.2201e-07 | 1.9571e-07 | 0.014085 | 0.014085 | 0.014085 | 0.99968 | -0.0062405 | 0.99963 | -0.0071767 | 3.8694
123 | 0.0025563 | 0.00064065 | -0.0025563 | -0.00064068 | 1.5696e-08 | -2.4648e-08 | 0.0038901 | 0.0038902 | 0.0038902 | 0.97782 | -0.42661 | 0.97782 | -0.42674 | 1.0687
124 | 0.015084 | 0.0037813 | -0.015083 | -0.0037805 | 1.328e-06 | 7.6292e-07 | 0.022773 | 0.022773 | 0.022773 | 0.98564 | -0.27488 | 0.98555 | -0.27673 | 6.2563
125 | 0.0083678 | 0.002097 | -0.0083676 | -0.0020969 | 1.8905e-07 | 8.0771e-08 | 0.012636 | 0.012636 | 0.012636 | 0.98539 | -0.27972 | 0.98537 | -0.28019 | 3.4714
126 | -0.010793 | -0.0027048 | 0.010794 | 0.0027052 | 7.3166e-07 | 3.7469e-07 | 0.016298 | 0.016298 | 0.016298 | 0.98539 | -0.27972 | 0.98547 | -0.27829 | 4.4775
127 | 0.0056143 | 0.0014069 | -0.0056142 | -0.0014069 | 1.2328e-07 | 2.0641e-08 | 0.0084782 | 0.0084782 | 0.0084782 | 0.98537 | -0.28019 | 0.98534 | -0.28065 | 2.3292
128 | -0.012937 | -0.0032424 | 0.012938 | 0.0032429 | 9.6495e-07 | 5.3165e-07 | 0.019534 | 0.019534 | 0.019534 | 0.98547 | -0.27829 | 0.98555 | -0.27673 | 5.3666
129 | 0.0037425 | 0.0009378 | -0.0037424 | -0.00093786 | 1.2876e-07 | -5.4513e-08 | 0.0056517 | 0.0056517 | 0.0056517 | 0.98534 | -0.28065 | 0.98531 | -0.28137 | 1.5527
130 | 0.0018717 | 0.00046901 | -0.0018716 | -0.00046908 | 1.7841e-08 | -6.4425e-08 | 0.0028266 | 0.0028266 | 0.0028266 | 0.98531 | -0.28137 | 0.9853 | -0.28157 | 0.77653

## res_trafo
| p_hv_mw | q_hv_mvar | p_lv_mw | q_lv_mvar | pl_mw | ql_mvar | i_hv_ka | i_lv_ka | vm_hv_pu | va_hv_degree | vm_lv_pu | va_lv_degree | loading_percent
0 | -1.2729e-15 | -1.3162e-15 | 0.00165 | 1.2699e-07 | 0.00165 | 1.2699e-07 | 5.2857e-17 | 0.0023815 | 0.99998 | 149.9956 | 1 | 0 | 0.2619

## res_ext_grid
| p_mw | q_mvar
0 | 0.36959 | 0.094663

## res_load
| p_mw | q_mvar
0 | 0.012256 | 0.0030716
1 | 0.0043281 | 0.0010847
2 | 0.0022662 | 0.00056797
3 | 0.0028629 | 0.00071752
4 | 0.016409 | 0.0041124
5 | 0.011612 | 0.0029103
6 | 0.00034496 | 8.6454e-05
7 | 0.00036836 | 9.2319e-05
8 | 0.0008813 | 0.00022088
9 | 0.02883 | 0.0072254
10 | 0.00073472 | 0.00018414
11 | 0.0019929 | 0.00049946
12 | 0.0034162 | 0.00085617
13 | 0.00057625 | 0.00014442
14 | 0.0031166 | 0.00078108
15 | 0.00097396 | 0.0002441
16 | 0.00086429 | 0.00021661
17 | 0.00065344 | 0.00016377
18 | 0.0014521 | 0.00036394
19 | 0.0019019 | 0.00047665
20 | 0.001558 | 0.00039048
21 | 0.0035918 | 0.0009002
22 | 0.0048018 | 0.0012034
23 | 0.00019875 | 4.9812e-05
24 | 0.0032513 | 0.00081486
25 | 0.001696 | 0.00042505
26 | 0.00054098 | 0.00013558
27 | 0.0026265 | 0.00065827
28 | 0.0043739 | 0.0010962
29 | 0.0011218 | 0.00028115
30 | 0.00018481 | 4.6317e-05
31 | 0.0009739 | 0.00024408
32 | 0.0029146 | 0.00073046
33 | 0.00098665 | 0.00024728
34 | 0.0034836 | 0.00087307
35 | 0.0043523 | 0.0010908
36 | 0.0038797 | 0.00097234
37 | 0.010434 | 0.0026151
38 | 0.0041665 | 0.0010442
39 | 0.00080338 | 0.00020134
40 | 0.0016206 | 0.00040615
41 | 0.00099144 | 0.00024848
42 | 0.002004 | 0.00050226
43 | 0.01049 | 0.0026291
44 | 0.0087431 | 0.0021912
45 | 0.0087031 | 0.0021812
46 | 0.01049 | 0.0026291
47 | 0.0018375 | 0.00046052
48 | 0.0012379 | 0.00031025
49 | 0.0022068 | 0.00055307
50 | 0.0018173 | 0.00045547
51 | 0.0012764 | 0.0003199
52 | 0.0012796 | 0.00032069
53 | 0.0012769 | 0.00032002
54 | 0.0012294 | 0.00030811
55 | 0.00085166 | 0.00021345
56 | 0.0011216 | 0.0002811
57 | 0.0014739 | 0.00036939
58 | 0.00077202 | 0.00019349
59 | 0.00082487 | 0.00020673
60 | 0.00088318 | 0.00022135
61 | 0.0043491 | 0.00109
62 | 0.0015149 | 0.00037968
63 | 0.0094619 | 0.0023714
64 | 0.0012379 | 0.00031025
65 | 0.00059035 | 0.00014796
66 | 0.0025563 | 0.00064068
67 | 0.028823 | 0.0072237
68 | 0.075163 | 0.018838
69 | 0.00079784 | 0.00019996
70 | 0.0012788 | 0.00032049
71 | 0.0045947 | 0.0011516
72 | 0.002145 | 0.00053759
73 | 0.0024251 | 0.00060779
74 | 0.0027533 | 0.00069003
75 | 0.0021434 | 0.00053719
76 | 0.0018717 | 0.00046909
77 | 0.002145 | 0.0005376
78 | 0.0018707 | 0.00046884
79 | 0.0018716 | 0.00046908
80 | 0.00097395 | 0.00024409

## dtypes
| element | column | dtype
0 | bus | name | object
1 | bus | vn_kv | float64
2 | bus | type | object
3 | bus | zone | object
4 | bus | in_service | bool
5 | load | name | object
6 | load | bus | uint32
7 | load | p_mw | float64
8 | load | q_mvar | float64
9 | load | const_z_percent | float64
10 | load | const_i_percent | float64
11 | load | sn_mva | float64
12 | load | scaling | float64
13 | load | in_service | bool
14 | load | type | object
15 | ext_grid | name | object
16 | ext_grid | bus | uint32
17 | ext_grid | vm_pu | float64
18 | ext_grid | va_degree | float64
19 | ext_grid | slack_weight | float64
20 | ext_grid | in_service | bool
21 | line | name | object
22 | line | std_type | object
23 | line | from_bus | uint32
24 | line | to_bus | uint32
25 | line | length_km | float64
26 | line | r_ohm_per_km | float64
27 | line | x_ohm_per_km | float64
28 | line | c_nf_per_km | float64
29 | line | g_us_per_km | float64
30 | line | max_i_ka | float64
31 | line | df | float64
32 | line | parallel | uint32
33 | line | type | object
34 | line | in_service | bool
35 | trafo | name | object
36 | trafo | std_type | object
37 | trafo | hv_bus | uint32
38 | trafo | lv_bus | uint32
39 | trafo | sn_mva | float64
40 | trafo | vn_hv_kv | float64
41 | trafo | vn_lv_kv | float64
42 | trafo | vk_percent | float64
43 | trafo | vkr_percent | float64
44 | trafo | pfe_kw | float64
45 | trafo | i0_percent | float64
46 | trafo | shift_degree | float64
47 | trafo | tap_side | object
48 | trafo | tap_neutral | int32
49 | trafo | tap_min | int32
50 | trafo | tap_max | int32
51 | trafo | tap_step_percent | float64
52 | trafo | tap_step_degree | float64
53 | trafo | tap_pos | int32
54 | trafo | tap_phase_shifter | bool
55 | trafo | parallel | uint32
56 | trafo | df | float64
57 | trafo | in_service | bool
58 | line_geodata | coords | object
59 | bus_geodata | x | float64
60 | bus_geodata | y | float64
61 | bus_geodata | coords | object
62 | res_bus | vm_pu | float64
63 | res_bus | va_degree | float64
64 | res_bus | p_mw | float64
65 | res_bus | q_mvar | float64
66 | res_line | p_from_mw | float64
67 | res_line | q_from_mvar | float64
68 | res_line | p_to_mw | float64
69 | res_line | q_to_mvar | float64
70 | res_line | pl_mw | float64
71 | res_line | ql_mvar | float64
72 | res_line | i_from_ka | float64
73 | res_line | i_to_ka | float64
74 | res_line | i_ka | float64
75 | res_line | vm_from_pu | float64
76 | res_line | va_from_degree | float64
77 | res_line | vm_to_pu | float64
78 | res_line | va_to_degree | float64
79 | res_line | loading_percent | float64
80 | res_trafo | p_hv_mw | float64
81 | res_trafo | q_hv_mvar | float64
82 | res_trafo | p_lv_mw | float64
83 | res_trafo | q_lv_mvar | float64
84 | res_trafo | pl_mw | float64
85 | res_trafo | ql_mvar | float64
86 | res_trafo | i_hv_ka | float64
87 | res_trafo | i_lv_ka | float64
88 | res_trafo | vm_hv_pu | float64
89 | res_trafo | va_hv_degree | float64
90 | res_trafo | vm_lv_pu | float64
91 | res_trafo | va_lv_degree | float64
92 | res_trafo | loading_percent | float64
93 | res_ext_grid | p_mw | float64
94 | res_ext_grid | q_mvar | float64
95 | res_load | p_mw | float64
96 | res_load | q_mvar | float64

## parameters
| version | format_version | converged | OPF_converged | name | f_hz | sn_mva
0 | 2.14.6 | 2.14.0 | TRUE | FALSE |  | 50 | 1