## bus
| name | vn_kv | type | zone | in_service
0 | bus_LV_230-137_0_4_node_0 | 0.4 | n |  | TRUE
1 | bus_LV_230-137_0_4_node_1 | 0.4 | n |  | TRUE
2 | bus_LV_230-137_0_4_node_2 | 0.4 | n |  | TRUE
3 | bus_LV_230-137_0_4_node_3 | 0.4 | n |  | TRUE
4 | bus_LV_230-137_0_4_node_4 | 0.4 | n |  | TRUE
5 | bus_LV_230-137_0_4_node_54 | 0.4 | n |  | TRUE
6 | bus_LV_230-137_0_4_node_48 | 0.4 | n |  | TRUE
7 | bus_LV_230-137_0_4_node_5 | 0.4 | n |  | TRUE
8 | bus_LV_230-137_0_4_node_12 | 0.4 | n |  | TRUE
9 | bus_LV_230-137_0_4_node_102 | 0.4 | n |  | TRUE
10 | bus_LV_230-137_0_4_node_6 | 0.4 | n |  | TRUE
11 | bus_LV_230-137_0_4_node_8 | 0.4 | n |  | TRUE
12 | bus_LV_230-137_0_4_node_65 | 0.4 | n |  | TRUE
13 | bus_LV_230-137_0_4_node_7 | 0.4 | n |  | TRUE
14 | bus_LV_230-137_0_4_node_53 | 0.4 | n |  | TRUE
15 | bus_LV_230-137_0_4_node_11 | 0.4 | n |  | TRUE
16 | bus_LV_230-137_0_4_node_9 | 0.4 | n |  | TRUE
17 | bus_LV_230-137_0_4_node_49 | 0.4 | n |  | TRUE
18 | bus_LV_230-137_0_4_node_10 | 0.4 | n |  | TRUE
19 | bus_LV_230-137_0_4_node_47 | 0.4 | n |  | TRUE
20 | bus_LV_230-137_0_4_node_26 | 0.4 | n |  | TRUE
21 | bus_LV_230-137_0_4_node_38 | 0.4 | n |  | TRUE
22 | bus_LV_230-137_0_4_node_129 | 0.4 | n |  | TRUE
23 | bus_LV_230-137_0_4_node_13 | 0.4 | n |  | TRUE
24 | bus_LV_230-137_0_4_node_30 | 0.4 | n |  | TRUE
25 | bus_LV_230-137_0_4_node_46 | 0.4 | n |  | TRUE
26 | bus_LV_230-137_0_4_node_14 | 0.4 | n |  | TRUE
27 | bus_LV_230-137_0_4_node_28 | 0.4 | n |  | TRUE
28 | bus_LV_230-137_0_4_node_77 | 0.4 | n |  | TRUE
29 | bus_LV_230-137_0_4_node_15 | 0.4 | n |  | TRUE
30 | bus_LV_230-137_0_4_node_22 | 0.4 | n |  | TRUE
31 | bus_LV_230-137_0_4_node_81 | 0.4 | n |  | TRUE
32 | bus_LV_230-137_0_4_node_16 | 0.4 | n |  | TRUE
33 | bus_LV_230-137_0_4_node_20 | 0.4 | n |  | TRUE
34 | bus_LV_230-137_0_4_node_25 | 0.4 | n |  | TRUE
35 | bus_LV_230-137_0_4_node_18 | 0.4 | n |  | TRUE
36 | bus_LV_230-137_0_4_node_51 | 0.4 | n |  | TRUE
37 | bus_LV_230-137_0_4_node_137 | 0.4 | n |  | TRUE
38 | bus_LV_230-137_0_4_node_32 | 0.4 | n |  | TRUE
39 | bus_LV_230-137_0_4_node_19 | 0.4 | n |  | TRUE
40 | bus_LV_230-137_0_4_node_27 | 0.4 | n |  | TRUE
41 | bus_LV_230-137_0_4_node_114 | 0.4 | n |  | TRUE
42 | bus_LV_230-137_0_4_node_103 | 0.4 | n |  | TRUE
43 | bus_LV_230-137_0_4_node_61 | 0.4 | n |  | TRUE
44 | bus_LV_230-137_0_4_node_83 | 0.4 | n |  | TRUE
45 | bus_LV_230-137_0_4_node_24 | 0.4 | n |  | TRUE
46 | bus_LV_230-137_0_4_node_109 | 0.4 | n |  | TRUE
47 | bus_LV_230-137_0_4_node_85 | 0.4 | n |  | TRUE
48 | bus_LV_230-137_0_4_node_93 | 0.4 | n |  | TRUE
49 | bus_LV_230-137_0_4_node_90 | 0.4 | n |  | TRUE
50 | bus_LV_230-137_0_4_node_113 | 0.4 | n |  | TRUE
51 | bus_LV_230-137_0_4_node_71 | 0.4 | n |  | TRUE
52 | bus_LV_230-137_0_4_node_69 | 0.4 | n |  | TRUE
53 | bus_LV_230-137_0_4_node_33 | 0.4 | n |  | TRUE
54 | bus_LV_230-137_0_4_node_44 | 0.4 | n |  | TRUE
55 | bus_LV_230-137_0_4_node_42 | 0.4 | n |  | TRUE
56 | bus_LV_230-137_0_4_node_31 | 0.4 | n |  | TRUE
57 | bus_LV_230-137_0_4_node_82 | 0.4 | n |  | TRUE
58 | bus_LV_230-137_0_4_node_73 | 0.4 | n |  | TRUE
59 | bus_LV_230-137_0_4_node_34 | 0.4 | n |  | TRUE
60 | bus_LV_230-137_0_4_node_119 | 0.4 | n |  | TRUE
61 | bus_LV_230-137_0_4_node_92 | 0.4 | n |  | TRUE
62 | bus_LV_230-137_0_4_node_101 | 0.4 | n |  | TRUE
63 | bus_LV_230-137_0_4_node_66 | 0.4 | n |  | TRUE
64 | bus_LV_230-137_0_4_node_67 | 0.4 | n |  | TRUE
65 | bus_LV_230-137_0_4_node_52 | 0.4 | n |  | TRUE
66 | bus_LV_230-137_0_4_node_50 | 0.4 | n |  | TRUE
67 | bus_LV_230-137_0_4_node_100 | 0.4 | n |  | TRUE
68 | bus_LV_230-137_0_4_node_99 | 0.4 | n |  | TRUE
69 | bus_LV_230-137_0_4_node_130 | 0.4 | n |  | TRUE
70 | bus_LV_230-137_0_4_node_138 | 0.4 | n |  | TRUE
71 | bus_LV_230-137_0_4_node_115 | 0.4 | n |  | TRUE
72 | bus_LV_230-137_0_4_node_57 | 0.4 | n |  | TRUE
73 | bus_LV_230-137_0_4_node_117 | 0.4 | n |  | TRUE
74 | bus_LV_230-137_0_4_node_91 | 0.4 | n |  | TRUE
75 | bus_LV_230-137_0_4_node_112 | 0.4 | n |  | TRUE
76 | bus_LV_230-137_0_4_node_108 | 0.4 | n |  | TRUE
77 | bus_LV_230-137_0_4_node_70 | 0.4 | n |  | TRUE
78 | bus_LV_230-137_0_4_node_40 | 0.4 | n |  | TRUE
79 | bus_LV_230-137_0_4_node_84 | 0.4 | n |  | TRUE
80 | bus_LV_230-137_0_4_node_74 | 0.4 | n |  | TRUE
81 | bus_LV_230-137_0_4_node_94 | 0.4 | n |  | TRUE
82 | bus_LV_230-137_0_4_node_118 | 0.4 | n |  | TRUE
83 | bus_LV_230-137_0_4_node_95 | 0.4 | n |  | TRUE
84 | bus_LV_230-137_0_4_node_116 | 0.4 | n |  | TRUE
85 | bus_LV_230-137_0_4_node_80 | 0.4 | n |  | TRUE
86 | bus_LV_230-137_0_4_node_110 | 0.4 | n |  | TRUE
87 | bus_LV_230-137_0_4_node_111 | 0.4 | n |  | TRUE
88 | bus_LV_230-137_0_4_node_37 | 0.4 | n |  | TRUE
89 | bus_LV_230-137_0_4_node_41 | 0.4 | n |  | TRUE
90 | bus_LV_230-137_0_4_node_89 | 0.4 | n |  | TRUE
91 | bus_LV_230-137_0_4_node_43 | 0.4 | n |  | TRUE
92 | bus_LV_230-137_0_4_node_39 | 0.4 | n |  | TRUE
93 | bus_LV_230-137_0_4_node_88 | 0.4 | n |  | TRUE
94 | bus_LV_230-137_0_4_node_45 | 0.4 | n |  | TRUE
95 | bus_LV_230-137_0_4_node_68 | 0.4 | n |  | TRUE
96 | bus_LV_230-137_0_4_node_136 | 0.4 | n |  | TRUE
97 | bus_LV_230-137_0_4_node_55 | 0.4 | n |  | TRUE
98 | bus_LV_230-137_0_4_node_56 | 0.4 | n |  | TRUE
99 | bus_LV_230-137_0_4_node_58 | 0.4 | n |  | TRUE
100 | bus_LV_230-137_0_4_node_59 | 0.4 | n |  | TRUE
101 | bus_LV_230-137_0_4_node_60 | 0.4 | n |  | TRUE
102 | bus_LV_230-137_0_4_node_72 | 0.4 | n |  | TRUE
103 | bus_LV_230-137_0_4_node_97 | 0.4 | n |  | TRUE
104 | bus_LV_230-137_0_4_node_62 | 0.4 | n |  | TRUE
105 | bus_LV_230-137_0_4_node_98 | 0.4 | n |  | TRUE
106 | bus_LV_230-137_0_4_node_63 | 0.4 | n |  | TRUE
107 | bus_LV_230-137_0_4_node_64 | 0.4 | n |  | TRUE
108 | bus_LV_230-137_0_4_node_126 | 0.4 | n |  | TRUE
109 | bus_LV_230-137_0_4_node_106 | 0.4 | n |  | TRUE
110 | bus_LV_230-137_0_4_node_75 | 0.4 | n |  | TRUE
111 | bus_LV_230-137_0_4_node_76 | 0.4 | n |  | TRUE
112 | bus_LV_230-137_0_4_node_96 | 0.4 | n |  | TRUE
113 | bus_LV_230-137_0_4_node_78 | 0.4 | n |  | TRUE
114 | bus_LV_230-137_0_4_node_79 | 0.4 | n |  | TRUE
115 | bus_LV_230-137_0_4_node_86 | 0.4 | n |  | TRUE
116 | bus_LV_230-137_0_4_node_104 | 0.4 | n |  | TRUE
117 | bus_LV_230-137_0_4_node_105 | 0.4 | n |  | TRUE
118 | bus_LV_230-137_0_4_node_107 | 0.4 | n |  | TRUE
119 | bus_LV_230-137_0_4_node_120 | 0.4 | n |  | TRUE
120 | bus_LV_230-137_0_4_node_121 | 0.4 | n |  | TRUE
121 | bus_LV_230-137_0_4_node_122 | 0.4 | n |  | TRUE
122 | bus_LV_230-137_0_4_node_123 | 0.4 | n |  | TRUE
123 | bus_LV_230-137_0_4_node_124 | 0.4 | n |  | TRUE
124 | bus_LV_230-137_0_4_node_125 | 0.4 | n |  | TRUE
125 | bus_LV_230-137_0_4_node_127 | 0.4 | n |  | TRUE
126 | bus_LV_230-137_0_4_node_132 | 0.4 | n |  | TRUE
127 | bus_LV_230-137_0_4_node_133 | 0.4 | n |  | TRUE
128 | bus_LV_230-137_0_4_node_128 | 0.4 | n |  | TRUE
129 | bus_LV_230-137_0_4_node_134 | 0.4 | n |  | TRUE
130 | bus_LV_230-137_0_4_node_131 | 0.4 | n |  | TRUE
131 | bus_LV_230-137_0_4_node_135 | 0.4 | n |  | TRUE
132 | bus_MV_370_0_node_50 | 20 | n |  | TRUE

## load
| name | bus | p_mw | q_mvar | const_z_percent | const_i_percent | sn_mva | scaling | in_service | type
0 | LV_230-137_0_4_load_0 | 0 | 0.0050066 | 0.0012548 | 0 | 0 |  | 1 | TRUE | wye
1 | LV_230-137_0_4_load_2 | 2 | 0.0067617 | 0.0016946 | 0 | 0 |  | 1 | TRUE | wye
2 | LV_230-137_0_4_load_54 | 5 | 0.0044127 | 0.0011059 | 0 | 0 |  | 1 | TRUE | wye
3 | LV_230-137_0_4_load_48 | 6 | 0.021665 | 0.0054299 | 0 | 0 |  | 1 | TRUE | wye
4 | LV_230-137_0_4_load_102 | 9 | 0.013133 | 0.0032914 | 0 | 0 |  | 1 | TRUE | wye
5 | LV_230-137_0_4_load_65 | 12 | 0.0054946 | 0.0013771 | 0 | 0 |  | 1 | TRUE | wye
6 | LV_230-137_0_4_load_53 | 14 | 0.034219 | 0.0085762 | 0 | 0 |  | 1 | TRUE | wye
7 | LV_230-137_0_4_load_49 | 17 | 0.0012919 | 0.00032378 | 0 | 0 |  | 1 | TRUE | wye
8 | LV_230-137_0_4_load_47 | 19 | 0.0073005 | 0.0018297 | 0 | 0 |  | 1 | TRUE | wye
9 | LV_230-137_0_4_load_38 | 21 | 0.014742 | 0.0036946 | 0 | 0 |  | 1 | TRUE | wye
10 | LV_230-137_0_4_load_129 | 22 | 0.0019975 | 0.00050062 | 0 | 0 |  | 1 | TRUE | wye
11 | LV_230-137_0_4_load_46 | 25 | 0.015855 | 0.0039737 | 0 | 0 |  | 1 | TRUE | wye
12 | LV_230-137_0_4_load_77 | 28 | 0.0054535 | 0.0013668 | 0 | 0 |  | 1 | TRUE | wye
13 | LV_230-137_0_4_load_81 | 31 | 0.0044444 | 0.0011139 | 0 | 0 |  | 1 | TRUE | wye
14 | LV_230-137_0_4_load_137 | 37 | 0.010736 | 0.0026908 | 0 | 0 |  | 1 | TRUE | wye
15 | LV_230-137_0_4_load_114 | 41 | 0.00025936 | 6.5001e-05 | 0 | 0 |  | 1 | TRUE | wye
16 | LV_230-137_0_4_load_103 | 42 | 0.0040835 | 0.0010234 | 0 | 0 |  | 1 | TRUE | wye
17 | LV_230-137_0_4_load_61 | 43 | 0.0040854 | 0.0010239 | 0 | 0 |  | 1 | TRUE | wye
18 | LV_230-137_0_4_load_83 | 44 | 0.0018857 | 0.0004726 | 0 | 0 |  | 1 | TRUE | wye
19 | LV_230-137_0_4_load_85 | 47 | 0.0021356 | 0.00053524 | 0 | 0 |  | 1 | TRUE | wye
20 | LV_230-137_0_4_load_93 | 48 | 0.014067 | 0.0035256 | 0 | 0 |  | 1 | TRUE | wye
21 | LV_230-137_0_4_load_90 | 49 | 0.0065286 | 0.0016362 | 0 | 0 |  | 1 | TRUE | wye
22 | LV_230-137_0_4_load_113 | 50 | 0.00025958 | 6.5058e-05 | 0 | 0 |  | 1 | TRUE | wye
23 | LV_230-137_0_4_load_71 | 51 | 0.0044395 | 0.0011127 | 0 | 0 |  | 1 | TRUE | wye
24 | LV_230-137_0_4_load_69 | 52 | 0.00095805 | 0.00024011 | 0 | 0 |  | 1 | TRUE | wye
25 | LV_230-137_0_4_load_44 | 54 | 0.0017201 | 0.00043111 | 0 | 0 |  | 1 | TRUE | wye
26 | LV_230-137_0_4_load_42 | 55 | 0.0025194 | 0.00063143 | 0 | 0 |  | 1 | TRUE | wye
27 | LV_230-137_0_4_load_82 | 57 | 0.01054 | 0.0026415 | 0 | 0 |  | 1 | TRUE | wye
28 | LV_230-137_0_4_load_73 | 58 | 0.01199 | 0.0030049 | 0 | 0 |  | 1 | TRUE | wye
29 | LV_230-137_0_4_load_119 | 60 | 0.012618 | 0.0031623 | 0 | 0 |  | 1 | TRUE | wye
30 | LV_230-137_0_4_load_92 | 61 | 0.0052851 | 0.0013246 | 0 | 0 |  | 1 | TRUE | wye
31 | LV_230-137_0_4_load_66 | 63 | 0.0043548 | 0.0010914 | 0 | 0 |  | 1 | TRUE | wye
32 | LV_230-137_0_4_load_67 | 64 | 0.00095333 | 0.00023893 | 0 | 0 |  | 1 | TRUE | wye
33 | LV_230-137_0_4_load_99 | 68 | 0.00098808 | 0.00024764 | 0 | 0 |  | 1 | TRUE | wye
34 | LV_230-137_0_4_load_130 | 69 | 0.0019898 | 0.00049869 | 0 | 0 |  | 1 | TRUE | wye
35 | LV_230-137_0_4_load_138 | 70 | 0.0083014 | 0.0020805 | 0 | 0 |  | 1 | TRUE | wye
36 | LV_230-137_0_4_load_115 | 71 | 0.016177 | 0.0040543 | 0 | 0 |  | 1 | TRUE | wye
37 | LV_230-137_0_4_load_117 | 73 | 0.0092678 | 0.0023227 | 0 | 0 |  | 1 | TRUE | wye
38 | LV_230-137_0_4_load_91 | 74 | 0.0045425 | 0.0011384 | 0 | 0 |  | 1 | TRUE | wye
39 | LV_230-137_0_4_load_112 | 75 | 0.00025957 | 6.5053e-05 | 0 | 0 |  | 1 | TRUE | wye
40 | LV_230-137_0_4_load_108 | 76 | 0.0021638 | 0.00054231 | 0 | 0 |  | 1 | TRUE | wye
41 | LV_230-137_0_4_load_70 | 77 | 0.0008718 | 0.00021849 | 0 | 0 |  | 1 | TRUE | wye
42 | LV_230-137_0_4_load_40 | 78 | 0.0026833 | 0.0006725 | 0 | 0 |  | 1 | TRUE | wye
43 | LV_230-137_0_4_load_84 | 79 | 0.01169 | 0.0029299 | 0 | 0 |  | 1 | TRUE | wye
44 | LV_230-137_0_4_load_118 | 82 | 0.016921 | 0.0042407 | 0 | 0 |  | 1 | TRUE | wye
45 | LV_230-137_0_4_load_116 | 84 | 0.0092678 | 0.0023227 | 0 | 0 |  | 1 | TRUE | wye
46 | LV_230-137_0_4_load_80 | 85 | 0.01102 | 0.002762 | 0 | 0 |  | 1 | TRUE | wye
47 | LV_230-137_0_4_load_110 | 86 | 0.00051247 | 0.00012844 | 0 | 0 |  | 1 | TRUE | wye
48 | LV_230-137_0_4_load_111 | 87 | 0.00025973 | 6.5096e-05 | 0 | 0 |  | 1 | TRUE | wye
49 | LV_230-137_0_4_load_89 | 90 | 0.0049855 | 0.0012495 | 0 | 0 |  | 1 | TRUE | wye
50 | LV_230-137_0_4_load_43 | 91 | 0.0081879 | 0.0020521 | 0 | 0 |  | 1 | TRUE | wye
51 | LV_230-137_0_4_load_39 | 92 | 0.0051812 | 0.0012985 | 0 | 0 |  | 1 | TRUE | wye
52 | LV_230-137_0_4_load_45 | 94 | 0.022361 | 0.0056042 | 0 | 0 |  | 1 | TRUE | wye
53 | LV_230-137_0_4_load_68 | 95 | 0.0014996 | 0.00037584 | 0 | 0 |  | 1 | TRUE | wye
54 | LV_230-137_0_4_load_136 | 96 | 0.0015528 | 0.00038916 | 0 | 0 |  | 1 | TRUE | wye
55 | LV_230-137_0_4_load_55 | 97 | 0.0054814 | 0.0013738 | 0 | 0 |  | 1 | TRUE | wye
56 | LV_230-137_0_4_load_58 | 99 | 0.0012693 | 0.00031812 | 0 | 0 |  | 1 | TRUE | wye
57 | LV_230-137_0_4_load_59 | 100 | 0.0012693 | 0.00031812 | 0 | 0 |  | 1 | TRUE | wye
58 | LV_230-137_0_4_load_60 | 101 | 0.0054632 | 0.0013692 | 0 | 0 |  | 1 | TRUE | wye
59 | LV_230-137_0_4_load_72 | 102 | 0.0014606 | 0.00036606 | 0 | 0 |  | 1 | TRUE | wye
60 | LV_230-137_0_4_load_97 | 103 | 0.0012703 | 0.00031836 | 0 | 0 |  | 1 | TRUE | wye
61 | LV_230-137_0_4_load_62 | 104 | 0.0030123 | 0.00075496 | 0 | 0 |  | 1 | TRUE | wye
62 | LV_230-137_0_4_load_98 | 105 | 0.0012693 | 0.00031812 | 0 | 0 |  | 1 | TRUE | wye
63 | LV_230-137_0_4_load_63 | 106 | 0.0018406 | 0.00046129 | 0 | 0 |  | 1 | TRUE | wye
64 | LV_230-137_0_4_load_64 | 107 | 0.0008948 | 0.00022426 | 0 | 0 |  | 1 | TRUE | wye
65 | LV_230-137_0_4_load_126 | 108 | 0.0016622 | 0.00041658 | 0 | 0 |  | 1 | TRUE | wye
66 | LV_230-137_0_4_load_106 | 109 | 0.00071407 | 0.00017896 | 0 | 0 |  | 1 | TRUE | wye
67 | LV_230-137_0_4_load_75 | 110 | 0.010827 | 0.0027135 | 0 | 0 |  | 1 | TRUE | wye
68 | LV_230-137_0_4_load_76 | 111 | 0.0026801 | 0.0006717 | 0 | 0 |  | 1 | TRUE | wye
69 | LV_230-137_0_4_load_96 | 112 | 0.0081342 | 0.0020386 | 0 | 0 |  | 1 | TRUE | wye
70 | LV_230-137_0_4_load_78 | 113 | 0.0077764 | 0.001949 | 0 | 0 |  | 1 | TRUE | wye
71 | LV_230-137_0_4_load_79 | 114 | 0.013054 | 0.0032716 | 0 | 0 |  | 1 | TRUE | wye
72 | LV_230-137_0_4_load_86 | 115 | 0.0049855 | 0.0012495 | 0 | 0 |  | 1 | TRUE | wye
73 | LV_230-137_0_4_load_104 | 116 | 0.0012693 | 0.00031812 | 0 | 0 |  | 1 | TRUE | wye
74 | LV_230-137_0_4_load_105 | 117 | 0.0016721 | 0.00041906 | 0 | 0 |  | 1 | TRUE | wye
75 | LV_230-137_0_4_load_107 | 118 | 0.0022768 | 0.00057063 | 0 | 0 |  | 1 | TRUE | wye
76 | LV_230-137_0_4_load_120 | 119 | 0.013864 | 0.0034747 | 0 | 0 |  | 1 | TRUE | wye
77 | LV_230-137_0_4_load_121 | 120 | 0.0059905 | 0.0015014 | 0 | 0 |  | 1 | TRUE | wye
78 | LV_230-137_0_4_load_123 | 122 | 0.0058053 | 0.0014549 | 0 | 0 |  | 1 | TRUE | wye
79 | LV_230-137_0_4_load_124 | 123 | 0.0019604 | 0.00049133 | 0 | 0 |  | 1 | TRUE | wye
80 | LV_230-137_0_4_load_125 | 124 | 0.0016734 | 0.0004194 | 0 | 0 |  | 1 | TRUE | wye
81 | LV_230-137_0_4_load_127 | 125 | 0.0026253 | 0.00065796 | 0 | 0 |  | 1 | TRUE | wye
82 | LV_230-137_0_4_load_132 | 126 | 0.0019681 | 0.00049326 | 0 | 0 |  | 1 | TRUE | wye
83 | LV_230-137_0_4_load_133 | 127 | 0.0019716 | 0.00049412 | 0 | 0 |  | 1 | TRUE | wye
84 | LV_230-137_0_4_load_128 | 128 | 0.0079607 | 0.0019951 | 0 | 0 |  | 1 | TRUE | wye
85 | LV_230-137_0_4_load_134 | 129 | 0.0019775 | 0.00049561 | 0 | 0 |  | 1 | TRUE | wye
86 | LV_230-137_0_4_load_131 | 130 | 0.0019855 | 0.00049762 | 0 | 0 |  | 1 | TRUE | wye
87 | LV_230-137_0_4_load_135 | 131 | 0.0016028 | 0.0004017 | 0 | 0 |  | 1 | TRUE | wye

## ext_grid
| name | bus | vm_pu | va_degree | slack_weight | in_service
0 |  | 48 | 1 | 0 | 1 | TRUE

## line
| name | std_type | from_bus | to_bus | length_km | r_ohm_per_km | x_ohm_per_km | c_nf_per_km | g_us_per_km | max_i_ka | df | parallel | type | in_service
0 | LV_230-137_0_4_line_0 |  | 0 | 1 | 0.033466 | 0.125 | 0.08 | 261 | 0 | 0.364 | 1 | 1 | cs | TRUE
1 | LV_230-137_0_4_line_1 |  | 1 | 2 | 0.015468 | 0.125 | 0.08 | 261 | 0 | 0.364 | 1 | 1 | cs | TRUE
2 | LV_230-137_0_4_line_2 |  | 1 | 3 | 0.047705 | 0.125 | 0.08 | 261 | 0 | 0.364 | 1 | 1 | cs | TRUE
3 | LV_230-137_0_4_line_3 |  | 3 | 4 | 0.01647 | 0.125 | 0.08 | 261 | 0 | 0.364 | 1 | 1 | cs | TRUE
4 | LV_230-137_0_4_line_4 |  | 4 | 5 | 0.015727 | 0.125 | 0.08 | 261 | 0 | 0.364 | 1 | 1 | cs | TRUE
5 | LV_230-137_0_4_line_5 |  | 4 | 6 | 0.036058 | 0.125 | 0.08 | 261 | 0 | 0.364 | 1 | 1 | cs | TRUE
6 | LV_230-137_0_4_line_6 |  | 5 | 13 | 0.011795 | 0.125 | 0.08 | 261 | 0 | 0.364 | 1 | 1 | cs | TRUE
7 | LV_230-137_0_4_line_7 |  | 6 | 15 | 0.021095 | 0.125 | 0.08 | 261 | 0 | 0.364 | 1 | 1 | cs | TRUE
8 | LV_230-137_0_4_line_8 |  | 7 | 8 | 0.094851 | 0.125 | 0.08 | 261 | 0 | 0.364 | 1 | 1 | cs | TRUE
9 | LV_230-137_0_4_line_9 |  | 7 | 9 | 0.096228 | 0.125 | 0.08 | 261 | 0 | 0.364 | 1 | 1 | cs | TRUE
10 | LV_230-137_0_4_line_10 |  | 8 | 22 | 0.1236 | 0.125 | 0.08 | 261 | 0 | 0.364 | 1 | 1 | cs | TRUE
11 | LV_230-137_0_4_line_11 |  | 9 | 62 | 0.10088 | 0.125 | 0.08 | 261 | 0 | 0.364 | 1 | 1 | cs | TRUE
12 | LV_230-137_0_4_line_12 |  | 10 | 11 | 0.12422 | 0.125 | 0.08 | 261 | 0 | 0.364 | 1 | 1 | cs | TRUE
13 | LV_230-137_0_4_line_13 |  | 10 | 12 | 0.020017 | 0.125 | 0.08 | 261 | 0 | 0.364 | 1 | 1 | cs | TRUE
14 | LV_230-137_0_4_line_14 |  | 11 | 15 | 0.034372 | 0.125 | 0.08 | 261 | 0 | 0.364 | 1 | 1 | cs | TRUE
15 | LV_230-137_0_4_line_15 |  | 12 | 63 | 0.015556 | 0.125 | 0.08 | 261 | 0 | 0.364 | 1 | 1 | cs | TRUE
16 | LV_230-137_0_4_line_16 |  | 13 | 14 | 0.0025746 | 0.125 | 0.08 | 261 | 0 | 0.364 | 1 | 1 | cs | TRUE
17 | LV_230-137_0_4_line_17 |  | 15 | 19 | 0.021319 | 0.125 | 0.08 | 261 | 0 | 0.364 | 1 | 1 | cs | TRUE
18 | LV_230-137_0_4_line_18 |  | 16 | 17 | 0.018019 | 0.125 | 0.08 | 261 | 0 | 0.364 | 1 | 4 | cs | TRUE
19 | LV_230-137_0_4_line_19 |  | 16 | 18 | 0.011599 | 0.125 | 0.08 | 261 | 0 | 0.364 | 1 | 4 | cs | TRUE
20 | LV_230-137_0_4_line_20 |  | 16 | 19 | 0.010794 | 0.125 | 0.08 | 261 | 0 | 0.364 | 1 | 1 | cs | TRUE
21 | LV_230-137_0_4_line_21 |  | 17 | 66 | 0.017242 | 0.125 | 0.08 | 261 | 0 | 0.364 | 1 | 4 | cs | TRUE
22 | LV_230-137_0_4_line_22 |  | 18 | 20 | 0.021448 | 0.125 | 0.08 | 261 | 0 | 0.364 | 1 | 4 | cs | TRUE
23 | LV_230-137_0_4_line_23 |  | 18 | 21 | 0.013633 | 0.125 | 0.08 | 261 | 0 | 0.364 | 1 | 1 | cs | TRUE
24 | LV_230-137_0_4_line_24 |  | 20 | 48 | 0.044556 | 0.125 | 0.08 | 261 | 0 | 0.364 | 1 | 4 | cs | TRUE
25 | LV_230-137_0_4_line_25 |  | 20 | 49 | 0.016519 | 0.125 | 0.08 | 261 | 0 | 0.364 | 1 | 1 | cs | TRUE
26 | LV_230-137_0_4_line_26 |  | 22 | 69 | 0.0021934 | 0.125 | 0.08 | 261 | 0 | 0.364 | 1 | 1 | cs | TRUE
27 | LV_230-137_0_4_line_27 |  | 23 | 24 | 0.033657 | 0.125 | 0.08 | 261 | 0 | 0.364 | 1 | 1 | cs | TRUE
28 | LV_230-137_0_4_line_28 |  | 23 | 25 | 0.01911 | 0.125 | 0.08 | 261 | 0 | 0.364 | 1 | 1 | cs | TRUE
29 | LV_230-137_0_4_line_29 |  | 24 | 53 | 0.004563 | 0.125 | 0.08 | 261 | 0 | 0.364 | 1 | 1 | cs | TRUE
30 | LV_230-137_0_4_line_30 |  | 24 | 54 | 0.029446 | 0.125 | 0.08 | 261 | 0 | 0.364 | 1 | 1 | cs | TRUE
31 | LV_230-137_0_4_line_31 |  | 24 | 55 | 0.012817 | 0.125 | 0.08 | 261 | 0 | 0.364 | 1 | 1 | cs | TRUE
32 | LV_230-137_0_4_line_32 |  | 26 | 27 | 0.010212 | 0.125 | 0.08 | 261 | 0 | 0.364 | 1 | 1 | cs | TRUE
33 | LV_230-137_0_4_line_33 |  | 26 | 28 | 0.020949 | 0.125 | 0.08 | 261 | 0 | 0.364 | 1 | 1 | cs | TRUE
34 | LV_230-137_0_4_line_34 |  | 27 | 51 | 0.027057 | 0.125 | 0.08 | 261 | 0 | 0.364 | 1 | 1 | cs | TRUE
35 | LV_230-137_0_4_line_35 |  | 27 | 52 | 0.033343 | 0.125 | 0.08 | 261 | 0 | 0.364 | 1 | 1 | cs | TRUE
36 | LV_230-137_0_4_line_36 |  | 27 | 30 | 0.092177 | 0.125 | 0.08 | 261 | 0 | 0.364 | 1 | 1 | cs | TRUE
37 | LV_230-137_0_4_line_37 |  | 28 | 38 | 0.019767 | 0.125 | 0.08 | 261 | 0 | 0.364 | 1 | 1 | cs | TRUE
38 | LV_230-137_0_4_line_38 |  | 29 | 30 | 0.022086 | 0.125 | 0.08 | 261 | 0 | 0.364 | 1 | 1 | cs | TRUE
39 | LV_230-137_0_4_line_39 |  | 29 | 31 | 0.033888 | 0.125 | 0.08 | 261 | 0 | 0.364 | 1 | 1 | cs | TRUE
40 | LV_230-137_0_4_line_40 |  | 30 | 44 | 0.012469 | 0.125 | 0.08 | 261 | 0 | 0.364 | 1 | 1 | cs | TRUE
41 | LV_230-137_0_4_line_41 |  | 31 | 56 | 0.037306 | 0.125 | 0.08 | 261 | 0 | 0.364 | 1 | 1 | cs | TRUE
42 | LV_230-137_0_4_line_42 |  | 32 | 33 | 0.046957 | 0.125 | 0.08 | 261 | 0 | 0.364 | 1 | 1 | cs | TRUE
43 | LV_230-137_0_4_line_43 |  | 32 | 34 | 0.06343 | 0.125 | 0.08 | 261 | 0 | 0.364 | 1 | 1 | cs | TRUE
44 | LV_230-137_0_4_line_44 |  | 33 | 42 | 0.0042844 | 0.125 | 0.08 | 261 | 0 | 0.364 | 1 | 1 | cs | TRUE
45 | LV_230-137_0_4_line_45 |  | 33 | 43 | 0.010845 | 0.125 | 0.08 | 261 | 0 | 0.364 | 1 | 1 | cs | TRUE
46 | LV_230-137_0_4_line_46 |  | 34 | 47 | 0.0089026 | 0.125 | 0.08 | 261 | 0 | 0.364 | 1 | 1 | cs | TRUE
47 | LV_230-137_0_4_line_47 |  | 35 | 36 | 0.001202 | 0.125 | 0.08 | 261 | 0 | 0.364 | 1 | 4 | cs | TRUE
48 | LV_230-137_0_4_line_48 |  | 35 | 37 | 0.030095 | 0.125 | 0.08 | 261 | 0 | 0.364 | 1 | 1 | cs | TRUE
49 | LV_230-137_0_4_line_49 |  | 35 | 38 | 0.036986 | 0.125 | 0.08 | 261 | 0 | 0.364 | 1 | 2 | cs | TRUE
50 | LV_230-137_0_4_line_50 |  | 36 | 70 | 0.024169 | 0.125 | 0.08 | 261 | 0 | 0.364 | 1 | 1 | cs | TRUE
51 | LV_230-137_0_4_line_51 |  | 36 | 66 | 0.068746 | 0.125 | 0.08 | 261 | 0 | 0.364 | 1 | 4 | cs | TRUE
52 | LV_230-137_0_4_line_52 |  | 38 | 58 | 0.024507 | 0.125 | 0.08 | 261 | 0 | 0.364 | 1 | 1 | cs | TRUE
53 | LV_230-137_0_4_line_53 |  | 38 | 45 | 0.015403 | 0.125 | 0.08 | 261 | 0 | 0.364 | 1 | 1 | cs | TRUE
54 | LV_230-137_0_4_line_54 |  | 39 | 40 | 0.016351 | 0.125 | 0.08 | 261 | 0 | 0.364 | 1 | 1 | cs | TRUE
55 | LV_230-137_0_4_line_55 |  | 39 | 41 | 0.014703 | 0.125 | 0.08 | 261 | 0 | 0.364 | 1 | 1 | cs | TRUE
56 | LV_230-137_0_4_line_56 |  | 40 | 50 | 0.013539 | 0.125 | 0.08 | 261 | 0 | 0.364 | 1 | 1 | cs | TRUE
57 | LV_230-137_0_4_line_57 |  | 41 | 71 | 0.04471 | 0.125 | 0.08 | 261 | 0 | 0.364 | 1 | 1 | cs | TRUE
58 | LV_230-137_0_4_line_58 |  | 43 | 72 | 0.015007 | 0.125 | 0.08 | 261 | 0 | 0.364 | 1 | 1 | cs | TRUE
59 | LV_230-137_0_4_line_59 |  | 45 | 46 | 0.00707 | 0.125 | 0.08 | 261 | 0 | 0.364 | 1 | 1 | cs | TRUE
60 | LV_230-137_0_4_line_60 |  | 46 | 73 | 0.031985 | 0.125 | 0.08 | 261 | 0 | 0.364 | 1 | 1 | cs | TRUE
61 | LV_230-137_0_4_line_61 |  | 49 | 74 | 0.014211 | 0.125 | 0.08 | 261 | 0 | 0.364 | 1 | 1 | cs | TRUE
62 | LV_230-137_0_4_line_62 |  | 50 | 75 | 0.0081855 | 0.125 | 0.08 | 261 | 0 | 0.364 | 1 | 1 | cs | TRUE
63 | LV_230-137_0_4_line_63 |  | 51 | 76 | 0.0086226 | 0.125 | 0.08 | 261 | 0 | 0.364 | 1 | 1 | cs | TRUE
64 | LV_230-137_0_4_line_64 |  | 52 | 77 | 0.016831 | 0.125 | 0.08 | 261 | 0 | 0.364 | 1 | 1 | cs | TRUE
65 | LV_230-137_0_4_line_65 |  | 53 | 59 | 0.017154 | 0.125 | 0.08 | 261 | 0 | 0.364 | 1 | 1 | cs | TRUE
66 | LV_230-137_0_4_line_66 |  | 53 | 60 | 0.0059429 | 0.125 | 0.08 | 261 | 0 | 0.364 | 1 | 1 | cs | TRUE
67 | LV_230-137_0_4_line_67 |  | 55 | 78 | 0.0070731 | 0.125 | 0.08 | 261 | 0 | 0.364 | 1 | 1 | cs | TRUE
68 | LV_230-137_0_4_line_68 |  | 56 | 57 | 0.016445 | 0.125 | 0.08 | 261 | 0 | 0.364 | 1 | 1 | cs | TRUE
69 | LV_230-137_0_4_line_69 |  | 57 | 79 | 0.023251 | 0.125 | 0.08 | 261 | 0 | 0.364 | 1 | 1 | cs | TRUE
70 | LV_230-137_0_4_line_70 |  | 58 | 80 | 0.020114 | 0.125 | 0.08 | 261 | 0 | 0.364 | 1 | 1 | cs | TRUE
71 | LV_230-137_0_4_line_71 |  | 59 | 61 | 0.03412 | 0.125 | 0.08 | 261 | 0 | 0.364 | 1 | 1 | cs | TRUE
72 | LV_230-137_0_4_line_72 |  | 61 | 74 | 0.012687 | 0.125 | 0.08 | 261 | 0 | 0.364 | 1 | 1 | cs | TRUE
73 | LV_230-137_0_4_line_73 |  | 62 | 67 | 0.065282 | 0.125 | 0.08 | 261 | 0 | 0.364 | 1 | 1 | cs | TRUE
74 | LV_230-137_0_4_line_74 |  | 64 | 65 | 0.017135 | 0.125 | 0.08 | 261 | 0 | 0.364 | 1 | 1 | cs | TRUE
75 | LV_230-137_0_4_line_75 |  | 65 | 95 | 0.037053 | 0.125 | 0.08 | 261 | 0 | 0.364 | 1 | 1 | cs | TRUE
76 | LV_230-137_0_4_line_76 |  | 65 | 66 | 0.031042 | 0.125 | 0.08 | 261 | 0 | 0.364 | 1 | 1 | cs | TRUE
77 | LV_230-137_0_4_line_77 |  | 67 | 68 | 0.05942 | 0.125 | 0.08 | 261 | 0 | 0.364 | 1 | 1 | cs | TRUE
78 | LV_230-137_0_4_line_78 |  | 69 | 130 | 0.0073582 | 0.125 | 0.08 | 261 | 0 | 0.364 | 1 | 1 | cs | TRUE
79 | LV_230-137_0_4_line_79 |  | 71 | 83 | 0.0078275 | 0.125 | 0.08 | 261 | 0 | 0.364 | 1 | 1 | cs | TRUE
80 | LV_230-137_0_4_line_80 |  | 72 | 101 | 0.044274 | 0.125 | 0.08 | 261 | 0 | 0.364 | 1 | 1 | cs | TRUE
81 | LV_230-137_0_4_line_81 |  | 72 | 97 | 0.014608 | 0.125 | 0.08 | 261 | 0 | 0.364 | 1 | 1 | cs | TRUE
82 | LV_230-137_0_4_line_82 |  | 73 | 84 | 0.022079 | 0.125 | 0.08 | 261 | 0 | 0.364 | 1 | 1 | cs | TRUE
83 | LV_230-137_0_4_line_83 |  | 75 | 87 | 0.0081892 | 0.125 | 0.08 | 261 | 0 | 0.364 | 1 | 1 | cs | TRUE
84 | LV_230-137_0_4_line_84 |  | 76 | 109 | 0.0080364 | 0.125 | 0.08 | 261 | 0 | 0.364 | 1 | 1 | cs | TRUE
85 | LV_230-137_0_4_line_85 |  | 77 | 107 | 0.0087137 | 0.125 | 0.08 | 261 | 0 | 0.364 | 1 | 1 | cs | TRUE
86 | LV_230-137_0_4_line_86 |  | 78 | 92 | 0.03033 | 0.125 | 0.08 | 261 | 0 | 0.364 | 1 | 1 | cs | TRUE
87 | LV_230-137_0_4_line_87 |  | 80 | 110 | 0.02094 | 0.125 | 0.08 | 261 | 0 | 0.364 | 1 | 1 | cs | TRUE
88 | LV_230-137_0_4_line_88 |  | 80 | 111 | 0.014425 | 0.125 | 0.08 | 261 | 0 | 0.364 | 1 | 1 | cs | TRUE
89 | LV_230-137_0_4_line_89 |  | 81 | 82 | 0.089086 | 0.125 | 0.08 | 261 | 0 | 0.364 | 1 | 1 | cs | TRUE
90 | LV_230-137_0_4_line_90 |  | 81 | 83 | 0.060299 | 0.125 | 0.08 | 261 | 0 | 0.364 | 1 | 1 | cs | TRUE
91 | LV_230-137_0_4_line_91 |  | 81 | 84 | 0.016584 | 0.125 | 0.08 | 261 | 0 | 0.364 | 1 | 1 | cs | TRUE
92 | LV_230-137_0_4_line_92 |  | 83 | 85 | 0.016764 | 0.125 | 0.08 | 261 | 0 | 0.364 | 1 | 1 | cs | TRUE
93 | LV_230-137_0_4_line_93 |  | 85 | 114 | 0.023593 | 0.125 | 0.08 | 261 | 0 | 0.364 | 1 | 1 | cs | TRUE
94 | LV_230-137_0_4_line_94 |  | 86 | 87 | 0.015299 | 0.125 | 0.08 | 261 | 0 | 0.364 | 1 | 1 | cs | TRUE
95 | LV_230-137_0_4_line_95 |  | 88 | 89 | 0.005355 | 0.125 | 0.08 | 261 | 0 | 0.364 | 1 | 1 | cs | TRUE
96 | LV_230-137_0_4_line_96 |  | 88 | 90 | 0.02549 | 0.125 | 0.08 | 261 | 0 | 0.364 | 1 | 1 | cs | TRUE
97 | LV_230-137_0_4_line_97 |  | 89 | 91 | 0.042852 | 0.125 | 0.08 | 261 | 0 | 0.364 | 1 | 1 | cs | TRUE
98 | LV_230-137_0_4_line_98 |  | 89 | 92 | 0.042808 | 0.125 | 0.08 | 261 | 0 | 0.364 | 1 | 1 | cs | TRUE
99 | LV_230-137_0_4_line_99 |  | 90 | 93 | 0.042842 | 0.125 | 0.08 | 261 | 0 | 0.364 | 1 | 1 | cs | TRUE
100 | LV_230-137_0_4_line_100 |  | 91 | 94 | 0.0026402 | 0.125 | 0.08 | 261 | 0 | 0.364 | 1 | 1 | cs | TRUE
101 | LV_230-137_0_4_line_101 |  | 93 | 115 | 0.017696 | 0.125 | 0.08 | 261 | 0 | 0.364 | 1 | 1 | cs | TRUE
102 | LV_230-137_0_4_line_102 |  | 95 | 96 | 0.021547 | 0.125 | 0.08 | 261 | 0 | 0.364 | 1 | 1 | cs | TRUE
103 | LV_230-137_0_4_line_103 |  | 96 | 108 | 0.021563 | 0.125 | 0.08 | 261 | 0 | 0.364 | 1 | 1 | cs | TRUE
104 | LV_230-137_0_4_line_104 |  | 97 | 98 | 0.0098149 | 0.125 | 0.08 | 261 | 0 | 0.364 | 1 | 1 | cs | TRUE
105 | LV_230-137_0_4_line_105 |  | 98 | 99 | 0.014472 | 0.125 | 0.08 | 261 | 0 | 0.364 | 1 | 1 | cs | TRUE
106 | LV_230-137_0_4_line_106 |  | 98 | 100 | 0.017414 | 0.125 | 0.08 | 261 | 0 | 0.364 | 1 | 1 | cs | TRUE
107 | LV_230-137_0_4_line_107 |  | 99 | 102 | 0.0020434 | 0.125 | 0.08 | 261 | 0 | 0.364 | 1 | 1 | cs | TRUE
108 | LV_230-137_0_4_line_108 |  | 100 | 103 | 0.0061934 | 0.125 | 0.08 | 261 | 0 | 0.364 | 1 | 1 | cs | TRUE
109 | LV_230-137_0_4_line_109 |  | 101 | 104 | 0.012842 | 0.125 | 0.08 | 261 | 0 | 0.364 | 1 | 1 | cs | TRUE
110 | LV_230-137_0_4_line_110 |  | 103 | 105 | 0.0061934 | 0.125 | 0.08 | 261 | 0 | 0.364 | 1 | 1 | cs | TRUE
111 | LV_230-137_0_4_line_111 |  | 104 | 106 | 0.022264 | 0.125 | 0.08 | 261 | 0 | 0.364 | 1 | 1 | cs | TRUE
112 | LV_230-137_0_4_line_112 |  | 105 | 116 | 0.0013343 | 0.125 | 0.08 | 261 | 0 | 0.364 | 1 | 1 | cs | TRUE
113 | LV_230-137_0_4_line_113 |  | 106 | 107 | 0.015429 | 0.125 | 0.08 | 261 | 0 | 0.364 | 1 | 1 | cs | TRUE
114 | LV_230-137_0_4_line_114 |  | 108 | 121 | 0.023319 | 0.125 | 0.08 | 261 | 0 | 0.364 | 1 | 1 | cs | TRUE
115 | LV_230-137_0_4_line_115 |  | 109 | 117 | 0.019534 | 0.125 | 0.08 | 261 | 0 | 0.364 | 1 | 1 | cs | TRUE
116 | LV_230-137_0_4_line_116 |  | 111 | 112 | 0.0043876 | 0.125 | 0.08 | 261 | 0 | 0.364 | 1 | 1 | cs | TRUE
117 | LV_230-137_0_4_line_117 |  | 113 | 114 | 0.0022101 | 0.125 | 0.08 | 261 | 0 | 0.364 | 1 | 1 | cs | TRUE
118 | LV_230-137_0_4_line_118 |  | 117 | 118 | 0.01269 | 0.125 | 0.08 | 261 | 0 | 0.364 | 1 | 1 | cs | TRUE
119 | LV_230-137_0_4_line_119 |  | 119 | 120 | 0.03745 | 0.125 | 0.08 | 261 | 0 | 0.364 | 1 | 1 | cs | TRUE
120 | LV_230-137_0_4_line_120 |  | 119 | 121 | 0.064657 | 0.125 | 0.08 | 261 | 0 | 0.364 | 1 | 1 | cs | TRUE
121 | LV_230-137_0_4_line_121 |  | 120 | 122 | 0.048719 | 0.125 | 0.08 | 261 | 0 | 0.364 | 1 | 1 | cs | TRUE
122 | LV_230-137_0_4_line_122 |  | 121 | 123 | 0.019895 | 0.125 | 0.08 | 261 | 0 | 0.364 | 1 | 1 | cs | TRUE
123 | LV_230-137_0_4_line_123 |  | 121 | 124 | 0.015594 | 0.125 | 0.08 | 261 | 0 | 0.364 | 1 | 1 | cs | TRUE
124 | LV_230-137_0_4_line_124 |  | 122 | 125 | 0.00065058 | 0.125 | 0.08 | 261 | 0 | 0.364 | 1 | 1 | cs | TRUE
125 | LV_230-137_0_4_line_125 |  | 123 | 126 | 0.0010506 | 0.125 | 0.08 | 261 | 0 | 0.364 | 1 | 1 | cs | TRUE
126 | LV_230-137_0_4_line_126 |  | 124 | 127 | 0.017598 | 0.125 | 0.08 | 261 | 0 | 0.364 | 1 | 1 | cs | TRUE
127 | LV_230-137_0_4_line_127 |  | 125 | 128 | 0.0069033 | 0.125 | 0.08 | 261 | 0 | 0.364 | 1 | 1 | cs | TRUE
128 | LV_230-137_0_4_line_128 |  | 127 | 129 | 0.0062327 | 0.125 | 0.08 | 261 | 0 | 0.364 | 1 | 1 | cs | TRUE
129 | LV_230-137_0_4_line_129 |  | 129 | 131 | 0.00034005 | 0.125 | 0.08 | 261 | 0 | 0.364 | 1 | 1 | cs | TRUE
130 | LV_230-137_0_4_line_130 |  | 130 | 131 | 0.016581 | 0.125 | 0.08 | 261 | 0 | 0.364 | 1 | 1 | cs | TRUE

## trafo
| name | std_type | hv_bus | lv_bus | sn_mva | vn_hv_kv | vn_lv_kv | vk_percent | vkr_percent | pfe_kw | i0_percent | shift_degree | tap_side | tap_neutral | tap_min | tap_max | tap_step_percent | tap_step_degree | tap_pos | tap_phase_shifter | parallel | df | in_service
0 | LV_230-137_0_4_trafo_93 | 0.63 MVA 20/0.4 kV | 132 | 48 | 0.63 | 20 | 0.4 | 6 | 1.206 | 1.65 | 0.2619 | 150 | hv | 0 | -2 | 2 | 2.5 | 0 | 0 | FALSE | 1 | 1 | TRUE

## line_geodata
| x0 | y0 | x1 | y1 | x2 | y2 | x3 | y3 | x4 | y4 | x5 | y5 | x6 | y6 | x7 | y7 | x8 | y8 | x9 | y9 | x10 | y10 | x11 | y11
0 | 2695558.6845 | 1261196.9703 | 2695563.3048 | 1261192.2856 | 2695573.3214 | 1261182.4617 | 2695581.8757 | 1261172.8648
1 | 2695558.6845 | 1261196.9703 | 2695547.3734 | 1261207.5208
2 | 2695540.9133 | 1261229.1537 | 2695549.9712 | 1261221.7496 | 2695563.363 | 1261209.2002 | 2695567.3878 | 1261205.4511 | 2695563.4466 | 1261201.6955 | 2695558.6845 | 1261196.9703
3 | 2695540.9133 | 1261229.1537 | 2695527.8554 | 1261239.2399
4 | 2695527.8554 | 1261239.2399 | 2695536.8053 | 1261252.1715
5 | 2695527.8554 | 1261239.2399 | 2695513.4396 | 1261248.4813 | 2695497.0628 | 1261257.9843
6 | 2695546.5204 | 1261258.0676 | 2695538.8064 | 1261255.0629 | 2695536.8053 | 1261252.1715
7 | 2695478.2314 | 1261267.4839 | 2695495.6526 | 1261258.8025 | 2695497.0628 | 1261257.9843
8 | 2695395.7071 | 1261593.9499 | 2695395.5044 | 1261605.1113 | 2695391.6369 | 1261624.8204 | 2695379.676 | 1261654.3292 | 2695375.0996 | 1261667.9998 | 2695373.1634 | 1261685.2492
9 | 2695373.1634 | 1261685.2492 | 2695360.2795 | 1261677.1572 | 2695349.7629 | 1261665.2558 | 2695335.5193 | 1261644.743 | 2695330.4256 | 1261641.9031 | 2695317.914 | 1261641.5568 | 2695307.9379 | 1261642.3967 | 2695296.3574 | 1261644.6578
10 | 2695395.7071 | 1261593.9499 | 2695400.1564 | 1261517.6489 | 2695395.6922 | 1261509.4147 | 2695390.8641 | 1261484.5056 | 2695382.9704 | 1261474.9039 | 2695382.9704 | 1261474.9039
11 | 2695199.2997 | 1261670.9484 | 2695212.4312 | 1261665.5554 | 2695241.8021 | 1261655.5201 | 2695259.2105 | 1261651.2858 | 2695289.8399 | 1261645.9303 | 2695296.3574 | 1261644.6578
12 | 2695492.3076 | 1261298.8587 | 2695517.2848 | 1261293.6243 | 2695527.2894 | 1261303.1825 | 2695530.5359 | 1261308.4169 | 2695532.9184 | 1261316.2839 | 2695533.5683 | 1261324.5678 | 2695533.7302 | 1261366.7823 | 2695520.6214 | 1261364.6467 | 2695515.7437 | 1261360.0865
13 | 2695515.7437 | 1261360.0865 | 2695511.5946 | 1261352.8803 | 2695508.2558 | 1261341.6655
14 | 2695492.3076 | 1261298.8587 | 2695486.0268 | 1261284.5791 | 2695478.2314 | 1261267.4839
15 | 2695503.8171 | 1261326.7559 | 2695508.2558 | 1261341.6655
16 | 2695546.5204 | 1261258.0676 | 2695549.0176 | 1261257.4408
17 | 2695478.2314 | 1261267.4839 | 2695458.5901 | 1261275.7745
18 | 2695448.6452 | 1261279.9722 | 2695432.2091 | 1261287.3576
19 | 2695444.0011 | 1261269.3443 | 2695446.5218 | 1261275.1897 | 2695448.6452 | 1261279.9722
20 | 2695448.6452 | 1261279.9722 | 2695458.5901 | 1261275.7745
21 | 2695416.845 | 1261295.1716 | 2695429.1276 | 1261288.7422 | 2695432.2091 | 1261287.3576
22 | 2695423.8566 | 1261275.3909 | 2695429.3526 | 1261272.9331 | 2695434.6797 | 1261270.6728 | 2695438.742 | 1261271.1275 | 2695444.0011 | 1261269.3443
23 | 2695444.0011 | 1261269.3443 | 2695456.4891 | 1261263.8746
24 | 2695423.8566 | 1261275.3909 | 2695421.7749 | 1261279.2271 | 2695418.818 | 1261281.7258 | 2695399.1219 | 1261291.7497 | 2695386.7959 | 1261298.8396
25 | 2695423.8566 | 1261275.3909 | 2695423.5116 | 1261270.1477 | 2695422.0259 | 1261266.4764 | 2695419.9371 | 1261261.4164 | 2695419.2378 | 1261259.7259
26 | 2695382.9704 | 1261474.9039 | 2695383.3562 | 1261472.7447
27 | 2695410.1389 | 1261186.2866 | 2695409.3165 | 1261190.5434 | 2695408.8313 | 1261195.8621 | 2695408.6845 | 1261202.1537 | 2695409.4089 | 1261209.5714 | 2695410.2956 | 1261213.9337 | 2695416.0545 | 1261213.4039
28 | 2695416.0545 | 1261213.4039 | 2695422.6748 | 1261218.8039 | 2695426.1457 | 1261221.3508 | 2695427.9479 | 1261225.4943 | 2695429.5874 | 1261224.9039
29 | 2695405.5869 | 1261185.8128 | 2695410.1389 | 1261186.2866
30 | 2695410.1389 | 1261186.2866 | 2695410.6321 | 1261183.748 | 2695414.093 | 1261168.7028 | 2695416.1089 | 1261158.2046 | 2695416.1921 | 1261157.4778
31 | 2695410.1389 | 1261186.2866 | 2695422.9423 | 1261185.697
32 | 2695292.1019 | 1261374.2361 | 2695283.2983 | 1261379.454
33 | 2695292.1019 | 1261374.2361 | 2695309.7597 | 1261362.9634
34 | 2695283.2983 | 1261379.454 | 2695292.3822 | 1261403.5976 | 2695292.1106 | 1261404.8292
35 | 2695283.2983 | 1261379.454 | 2695265.882 | 1261388.3363 | 2695253.433 | 1261394.2749
36 | 2695257.9591 | 1261319.2641 | 2695253.0243 | 1261323.3768 | 2695245.2099 | 1261330.3455 | 2695241.413 | 1261333.5314 | 2695244.4391 | 1261337.0274 | 2695246.3316 | 1261344.4528 | 2695263.6446 | 1261363.9695 | 2695268.309 | 1261370.0829 | 2695269.9551 | 1261373.1563 | 2695272.7203 | 1261378.3383 | 2695280.4007 | 1261374.0697 | 2695283.2983 | 1261379.454
37 | 2695326.4212 | 1261352.3268 | 2695309.7597 | 1261362.9634
38 | 2695257.9591 | 1261319.2641 | 2695253.0243 | 1261323.3768 | 2695242.8232 | 1261311.4919
39 | 2695242.8232 | 1261311.4919 | 2695234.471 | 1261301.7829 | 2695228.834 | 1261295.2202 | 2695224.3288 | 1261289.9768 | 2695220.9407 | 1261286.0302 | 2695220.6605 | 1261286.1737
40 | 2695257.9591 | 1261319.2641 | 2695267.3986 | 1261311.1176
41 | 2695187.4519 | 1261303.1718 | 2695220.6605 | 1261286.1737
42 | 2695118.9691 | 1261451.6347 | 2695116.7113 | 1261446.2941 | 2695114.4899 | 1261441.0319 | 2695124.9147 | 1261436.6738 | 2695124.3078 | 1261435.5187 | 2695123.052 | 1261433.4746 | 2695130.9134 | 1261428.2524 | 2695141.3471 | 1261424.7506
43 | 2695091.8934 | 1261410.7665 | 2695094.1533 | 1261413.6385 | 2695112.4382 | 1261435.5278 | 2695123.052 | 1261433.4746 | 2695130.9134 | 1261428.2524 | 2695141.3471 | 1261424.7506
44 | 2695118.9691 | 1261451.6347 | 2695115.0579 | 1261453.3835
45 | 2695118.9691 | 1261451.6347 | 2695128.921 | 1261447.326
46 | 2695091.8934 | 1261410.7665 | 2695095.4218 | 1261402.593
47 | 2695356.5802 | 1261330.9177 | 2695357.571 | 1261330.2331
48 | 2695376.3428 | 1261353.6657 | 2695356.5802 | 1261330.9177
49 | 2695326.4212 | 1261352.3268 | 2695328.3719 | 1261351.0016 | 2695356.5802 | 1261330.9177
50 | 2695379.5247 | 1261340.4842 | 2695357.571 | 1261330.2331
51 | 2695416.845 | 1261295.1716 | 2695399.8826 | 1261304.3832 | 2695375.6414 | 1261318.6595 | 2695357.571 | 1261330.2331
52 | 2695326.4212 | 1261352.3268 | 2695337.3625 | 1261374.2558
53 | 2695325.0834 | 1261339.0167 | 2695325.0772 | 1261346.4115 | 2695328.3719 | 1261351.0016 | 2695326.4212 | 1261352.3268
54 | 2695303.6761 | 1261187.3382 | 2695287.9338 | 1261191.9217
55 | 2695303.6761 | 1261187.3382 | 2695304.2031 | 1261194.8528 | 2695302.9487 | 1261199.2695 | 2695304.544 | 1261201.2952
56 | 2695287.9338 | 1261191.9217 | 2695277.0307 | 1261199.9489
57 | 2695304.544 | 1261201.2952 | 2695309.8318 | 1261208.0096 | 2695320.4909 | 1261214.3976 | 2695341.0308 | 1261226.2941
58 | 2695142.6925 | 1261441.3635 | 2695128.921 | 1261447.326
59 | 2695325.0834 | 1261339.0167 | 2695327.3018 | 1261332.3026
60 | 2695327.3018 | 1261332.3026 | 2695331.9937 | 1261325.9619 | 2695343.5678 | 1261304.8258
61 | 2695419.2378 | 1261259.7259 | 2695413.8059 | 1261246.5944
62 | 2695277.0307 | 1261199.9489 | 2695270.4389 | 1261204.8018
63 | 2695287.4239 | 1261410.9927 | 2695291.1383 | 1261409.2377 | 2695292.1106 | 1261404.8292
64 | 2695253.433 | 1261394.2749 | 2695240.3337 | 1261400.5237 | 2695238.2049 | 1261401.4395
65 | 2695400.8647 | 1261201.9608 | 2695404.4334 | 1261195.6466 | 2695405.5869 | 1261185.8128
66 | 2695405.5869 | 1261185.8128 | 2695406.7914 | 1261179.9933
67 | 2695429.8045 | 1261184.1501 | 2695424.8008 | 1261185.6114 | 2695422.9423 | 1261185.697
68 | 2695187.4519 | 1261303.1718 | 2695177.7907 | 1261305.0179 | 2695173.2589 | 1261309.8289
69 | 2695157.3161 | 1261326.7539 | 2695173.2589 | 1261309.8289
70 | 2695351.1592 | 1261385.2631 | 2695342.4235 | 1261384.3994 | 2695337.3625 | 1261374.2558
71 | 2695400.8647 | 1261201.9608 | 2695401.1941 | 1261206.77 | 2695401.8749 | 1261212.2187 | 2695402.8703 | 1261217.7837 | 2695404.2868 | 1261222.477 | 2695406.054 | 1261227.8543 | 2695408.9563 | 1261234.8706
72 | 2695413.8059 | 1261246.5944 | 2695408.9563 | 1261234.8706
73 | 2695158.8368 | 1261619.6227 | 2695199.2997 | 1261670.9484
74 | 2695429.5007 | 1261323.5208 | 2695445.4441 | 1261317.2417
75 | 2695429.5007 | 1261323.5208 | 2695419.1087 | 1261330.014 | 2695411.1305 | 1261339.6487 | 2695406.1648 | 1261350.8912
76 | 2695429.5007 | 1261323.5208 | 2695424.0381 | 1261312.2347 | 2695416.845 | 1261295.1716
77 | 2695158.8368 | 1261619.6227 | 2695150.8498 | 1261631.7262 | 2695138.1596 | 1261639.6619 | 2695119.5319 | 1261644.7442 | 2695110.042 | 1261649.5622
78 | 2695384.6505 | 1261465.5012 | 2695383.3562 | 1261472.7447
79 | 2695347.8042 | 1261230.2172 | 2695341.0308 | 1261226.2941
80 | 2695142.6925 | 1261441.3635 | 2695168.8852 | 1261430.3203 | 2695183.5262 | 1261424.2521
81 | 2695142.6925 | 1261441.3635 | 2695148.2765 | 1261454.8623
82 | 2695354.1722 | 1261285.4606 | 2695343.5678 | 1261304.8258
83 | 2695263.8442 | 1261209.657 | 2695270.4389 | 1261204.8018
84 | 2695280.1875 | 1261414.4874 | 2695283.7872 | 1261412.711 | 2695287.4239 | 1261410.9927
85 | 2695238.2049 | 1261401.4395 | 2695230.2005 | 1261404.883
86 | 2695458.5552 | 1261174.5223 | 2695438.6201 | 1261181.5755 | 2695429.8045 | 1261184.1501
87 | 2695351.1592 | 1261385.2631 | 2695363.9359 | 1261378.0855 | 2695366.8144 | 1261383.7142
88 | 2695351.1592 | 1261385.2631 | 2695346.6141 | 1261392.7848 | 2695341.5977 | 1261395.3551
89 | 2695362.1377 | 1261270.9144 | 2695332.2497 | 1261255.4091 | 2695321.5635 | 1261277.3435 | 2695308.6855 | 1261288.4561 | 2695301.9068 | 1261282.1307 | 2695303.6906 | 1261277.6002
90 | 2695347.8042 | 1261230.2172 | 2695375.7221 | 1261246.3913 | 2695362.1377 | 1261270.9144
91 | 2695362.1377 | 1261270.9144 | 2695354.1722 | 1261285.4606
92 | 2695347.8042 | 1261230.2172 | 2695352.7075 | 1261218.7202 | 2695353.931 | 1261214.6342
93 | 2695353.931 | 1261214.6342 | 2695360.6986 | 1261192.0322
94 | 2695252.1216 | 1261219.4285 | 2695256.7318 | 1261214.8934 | 2695263.8442 | 1261209.657
95 | 2695499.0844 | 1261166.261 | 2695503.5585 | 1261169.2245
96 | 2695503.5585 | 1261169.2245 | 2695515.5454 | 1261154.5283 | 2695520.0194 | 1261149.778
97 | 2695499.0844 | 1261166.261 | 2695491.762 | 1261177.7298 | 2695483.0926 | 1261201.2089 | 2695481.402 | 1261205.0717
98 | 2695499.0844 | 1261166.261 | 2695492.0141 | 1261163.5224 | 2695470.9027 | 1261170.1537 | 2695458.5552 | 1261174.5223
99 | 2695549.3927 | 1261118.5903 | 2695520.0194 | 1261149.778
100 | 2695481.402 | 1261205.0717 | 2695480.3435 | 1261207.4903
101 | 2695549.3927 | 1261118.5903 | 2695562.3583 | 1261130.6333
102 | 2695397.4589 | 1261370.6015 | 2695406.1648 | 1261350.8912
103 | 2695388.7815 | 1261390.3409 | 2695391.106 | 1261384.9846 | 2695397.4589 | 1261370.6015
104 | 2695152.0283 | 1261463.9318 | 2695148.2765 | 1261454.8623
105 | 2695152.0283 | 1261463.9318 | 2695155.0715 | 1261478.0803
106 | 2695152.0283 | 1261463.9318 | 2695136.9584 | 1261472.6578
107 | 2695155.5012 | 1261480.078 | 2695155.0715 | 1261478.0803
108 | 2695136.9584 | 1261472.6578 | 2695131.5986 | 1261475.7613
109 | 2695195.3901 | 1261419.337 | 2695194.8929 | 1261419.5411 | 2695183.5262 | 1261424.2521
110 | 2695131.5986 | 1261475.7613 | 2695126.2389 | 1261478.8648
111 | 2695195.3901 | 1261419.337 | 2695215.9871 | 1261410.8833
112 | 2695125.0842 | 1261479.5334 | 2695126.2389 | 1261478.8648
113 | 2695215.9871 | 1261410.8833 | 2695221.7714 | 1261408.5092 | 2695230.2005 | 1261404.883
114 | 2695377.3932 | 1261410.473 | 2695383.2708 | 1261403.0396 | 2695388.7815 | 1261390.3409
115 | 2695262.6701 | 1261423.132 | 2695280.1875 | 1261414.4874
116 | 2695337.6928 | 1261397.3559 | 2695341.5977 | 1261395.3551
117 | 2695361.3326 | 1261189.915 | 2695360.6986 | 1261192.0322
118 | 2695251.2889 | 1261428.7451 | 2695253.6133 | 1261427.6038 | 2695255.7252 | 1261426.5592 | 2695262.6701 | 1261423.132
119 | 2695316.378 | 1261429.7752 | 2695311.5389 | 1261430.7392 | 2695287.4148 | 1261442.9383 | 2695282.2787 | 1261444.8565
120 | 2695377.3932 | 1261410.473 | 2695356.2593 | 1261421.8304 | 2695316.378 | 1261429.7752
121 | 2695282.2787 | 1261444.8565 | 2695248.2547 | 1261457.564 | 2695241.3452 | 1261467.8594
122 | 2695377.3932 | 1261410.473 | 2695367.2003 | 1261421.9291 | 2695363.5423 | 1261424.6539
123 | 2695377.3932 | 1261410.473 | 2695381.6461 | 1261422.9294 | 2695381.7797 | 1261425.357
124 | 2695240.9826 | 1261468.3996 | 2695241.3452 | 1261467.8594
125 | 2695362.6998 | 1261425.2815 | 2695363.5423 | 1261424.6539
126 | 2695384.0742 | 1261442.7594 | 2695382.2347 | 1261433.6253 | 2695381.7797 | 1261425.357
127 | 2695237.1357 | 1261474.1317 | 2695240.9826 | 1261468.3996
128 | 2695384.0742 | 1261442.7594 | 2695385.3046 | 1261448.8694
129 | 2695385.3046 | 1261448.8694 | 2695385.3717 | 1261449.2027
130 | 2695384.6505 | 1261465.5012 | 2695386.5327 | 1261454.9674 | 2695385.3717 | 1261449.2027

## bus_geodata
| x | y | coords
0 | 2695581.8757 | 1261172.8648
1 | 2695558.6845 | 1261196.9703
2 | 2695547.3734 | 1261207.5208
3 | 2695540.9133 | 1261229.1537
4 | 2695527.8554 | 1261239.2399
5 | 2695536.8053 | 1261252.1715
6 | 2695497.0628 | 1261257.9843
7 | 2695373.1634 | 1261685.2492
8 | 2695395.7071 | 1261593.9499
9 | 2695296.3574 | 1261644.6578
10 | 2695515.7437 | 1261360.0865
11 | 2695492.3076 | 1261298.8587
12 | 2695508.2558 | 1261341.6655
13 | 2695546.5204 | 1261258.0676
14 | 2695549.0176 | 1261257.4408
15 | 2695478.2314 | 1261267.4839
16 | 2695448.6452 | 1261279.9722
17 | 2695432.2091 | 1261287.3576
18 | 2695444.0011 | 1261269.3443
19 | 2695458.5901 | 1261275.7745
20 | 2695423.8566 | 1261275.3909
21 | 2695456.4891 | 1261263.8746
22 | 2695382.9704 | 1261474.9039
23 | 2695416.0545 | 1261213.4039
24 | 2695410.1389 | 1261186.2866
25 | 2695429.5874 | 1261224.9039
26 | 2695292.1019 | 1261374.2361
27 | 2695283.2983 | 1261379.454
28 | 2695309.7597 | 1261362.9634
29 | 2695242.8232 | 1261311.4919
30 | 2695257.9591 | 1261319.2641
31 | 2695220.6605 | 1261286.1737
32 | 2695141.3471 | 1261424.7506
33 | 2695118.9691 | 1261451.6347
34 | 2695091.8934 | 1261410.7665
35 | 2695356.5802 | 1261330.9177
36 | 2695357.571 | 1261330.2331
37 | 2695376.3428 | 1261353.6657
38 | 2695326.4212 | 1261352.3268
39 | 2695303.6761 | 1261187.3382
40 | 2695287.9338 | 1261191.9217
41 | 2695304.544 | 1261201.2952
42 | 2695115.0579 | 1261453.3835
43 | 2695128.921 | 1261447.326
44 | 2695267.3986 | 1261311.1176
45 | 2695325.0834 | 1261339.0167
46 | 2695327.3018 | 1261332.3026
47 | 2695095.4218 | 1261402.593
48 | 2695386.7959 | 1261298.8396
49 | 2695419.2378 | 1261259.7259
50 | 2695277.0307 | 1261199.9489
51 | 2695292.1106 | 1261404.8292
52 | 2695253.433 | 1261394.2749
53 | 2695405.5869 | 1261185.8128
54 | 2695416.1921 | 1261157.4778
55 | 2695422.9423 | 1261185.697
56 | 2695187.4519 | 1261303.1718
57 | 2695173.2589 | 1261309.8289
58 | 2695337.3625 | 1261374.2558
59 | 2695400.8647 | 1261201.9608
60 | 2695406.7914 | 1261179.9933
61 | 2695408.9563 | 1261234.8706
62 | 2695199.2997 | 1261670.9484
63 | 2695503.8171 | 1261326.7559
64 | 2695445.4441 | 1261317.2417
65 | 2695429.5007 | 1261323.5208
66 | 2695416.845 | 1261295.1716
67 | 2695158.8368 | 1261619.6227
68 | 2695110.042 | 1261649.5622
69 | 2695383.3562 | 1261472.7447
70 | 2695379.5247 | 1261340.4842
71 | 2695341.0308 | 1261226.2941
72 | 2695142.6925 | 1261441.3635
73 | 2695343.5678 | 1261304.8258
74 | 2695413.806 | 1261246.5944
75 | 2695270.4389 | 1261204.8018
76 | 2695287.4239 | 1261410.9927
77 | 2695238.2049 | 1261401.4395
78 | 2695429.8045 | 1261184.1501
79 | 2695157.3161 | 1261326.7539
80 | 2695351.1592 | 1261385.2631
81 | 2695362.1377 | 1261270.9144
82 | 2695303.6906 | 1261277.6002
83 | 2695347.8042 | 1261230.2172
84 | 2695354.1722 | 1261285.4606
85 | 2695353.931 | 1261214.6342
86 | 2695252.1216 | 1261219.4285
87 | 2695263.8442 | 1261209.657
88 | 2695503.5585 | 1261169.2245
89 | 2695499.0844 | 1261166.261
90 | 2695520.0194 | 1261149.778
91 | 2695481.402 | 1261205.0717
92 | 2695458.5552 | 1261174.5223
93 | 2695549.3927 | 1261118.5903
94 | 2695480.3435 | 1261207.4903
95 | 2695406.1648 | 1261350.8912
96 | 2695397.4589 | 1261370.6015
97 | 2695148.2765 | 1261454.8623
98 | 2695152.0283 | 1261463.9318
99 | 2695155.0715 | 1261478.0803
100 | 2695136.9584 | 1261472.6578
101 | 2695183.5262 | 1261424.2521
102 | 2695155.5012 | 1261480.078
103 | 2695131.5986 | 1261475.7613
104 | 2695195.3901 | 1261419.337
105 | 2695126.2389 | 1261478.8648
106 | 2695215.9871 | 1261410.8833
107 | 2695230.2005 | 1261404.883
108 | 2695388.7815 | 1261390.3409
109 | 2695280.1875 | 1261414.4874
110 | 2695366.8144 | 1261383.7142
111 | 2695341.5977 | 1261395.3551
112 | 2695337.6928 | 1261397.3559
113 | 2695361.3326 | 1261189.915
114 | 2695360.6986 | 1261192.0322
115 | 2695562.3583 | 1261130.6333
116 | 2695125.0842 | 1261479.5334
117 | 2695262.6701 | 1261423.132
118 | 2695251.2889 | 1261428.7451
119 | 2695316.378 | 1261429.7752
120 | 2695282.2787 | 1261444.8565
121 | 2695377.3932 | 1261410.473
122 | 2695241.3452 | 1261467.8594
123 | 2695363.5423 | 1261424.6539
124 | 2695381.7797 | 1261425.357
125 | 2695240.9826 | 1261468.3996
126 | 2695362.6998 | 1261425.2815
127 | 2695384.0742 | 1261442.7594
128 | 2695237.1357 | 1261474.1317
129 | 2695385.3046 | 1261448.8694
130 | 2695384.6505 | 1261465.5012
131 | 2695385.3717 | 1261449.2028
132 | 2695423.8566 | 1261275.3909

## line_std_types
| c_nf_per_km | r_ohm_per_km | x_ohm_per_km | max_i_ka | type | q_mm2 | alpha | voltage_rating
NAYY 4x50 SE | 210 | 0.642 | 0.083 | 0.142 | cs | 50 | 0.00403 | LV
NAYY 4x120 SE | 264 | 0.225 | 0.08 | 0.242 | cs | 120 | 0.00403 | LV
NAYY 4x150 SE | 261 | 0.208 | 0.08 | 0.27 | cs | 150 | 0.00403 | LV
NA2XS2Y 1x95 RM/25 12/20 kV | 216 | 0.313 | 0.132 | 0.252 | cs | 95 | 0.00403 | MV
NA2XS2Y 1x185 RM/25 12/20 kV | 273 | 0.161 | 0.117 | 0.362 | cs | 185 | 0.00403 | MV
NA2XS2Y 1x240 RM/25 12/20 kV | 304 | 0.122 | 0.112 | 0.421 | cs | 240 | 0.00403 | MV
NA2XS2Y 1x95 RM/25 6/10 kV | 315 | 0.313 | 0.123 | 0.249 | cs | 95 | 0.00403 | MV
NA2XS2Y 1x185 RM/25 6/10 kV | 406 | 0.161 | 0.11 | 0.358 | cs | 185 | 0.00403 | MV
NA2XS2Y 1x240 RM/25 6/10 kV | 456 | 0.122 | 0.105 | 0.416 | cs | 240 | 0.00403 | MV
NA2XS2Y 1x150 RM/25 12/20 kV | 250 | 0.206 | 0.116 | 0.319 | cs | 150 | 0.00403 | MV
NA2XS2Y 1x120 RM/25 12/20 kV | 230 | 0.253 | 0.119 | 0.283 | cs | 120 | 0.00403 | MV
NA2XS2Y 1x70 RM/25 12/20 kV | 190 | 0.443 | 0.132 | 0.22 | cs | 70 | 0.00403 | MV
NA2XS2Y 1x150 RM/25 6/10 kV | 360 | 0.206 | 0.11 | 0.315 | cs | 150 | 0.00403 | MV
NA2XS2Y 1x120 RM/25 6/10 kV | 340 | 0.253 | 0.113 | 0.28 | cs | 120 | 0.00403 | MV
NA2XS2Y 1x70 RM/25 6/10 kV | 280 | 0.443 | 0.123 | 0.217 | cs | 70 | 0.00403 | MV
N2XS(FL)2Y 1x120 RM/35 64/110 kV | 112 | 0.153 | 0.166 | 0.366 | cs | 120 | 0.00393 | HV
N2XS(FL)2Y 1x185 RM/35 64/110 kV | 125 | 0.099 | 0.156 | 0.457 | cs | 185 | 0.00393 | HV
N2XS(FL)2Y 1x240 RM/35 64/110 kV | 135 | 0.075 | 0.149 | 0.526 | cs | 240 | 0.00393 | HV
N2XS(FL)2Y 1x300 RM/35 64/110 kV | 144 | 0.06 | 0.144 | 0.588 | cs | 300 | 0.00393 | HV
15-AL1/3-ST1A 0.4 | 11 | 1.8769 | 0.35 | 0.105 | ol | 16 | 0.00403 | LV
24-AL1/4-ST1A 0.4 | 11.25 | 1.2012 | 0.335 | 0.14 | ol | 24 | 0.00403 | LV
48-AL1/8-ST1A 0.4 | 12.2 | 0.5939 | 0.3 | 0.21 | ol | 48 | 0.00403 | LV
94-AL1/15-ST1A 0.4 | 13.2 | 0.306 | 0.29 | 0.35 | ol | 94 | 0.00403 | LV
34-AL1/6-ST1A 10.0 | 9.7 | 0.8342 | 0.36 | 0.17 | ol | 34 | 0.00403 | MV
48-AL1/8-ST1A 10.0 | 10.1 | 0.5939 | 0.35 | 0.21 | ol | 48 | 0.00403 | MV
70-AL1/11-ST1A 10.0 | 10.4 | 0.4132 | 0.339 | 0.29 | ol | 70 | 0.00403 | MV
94-AL1/15-ST1A 10.0 | 10.75 | 0.306 | 0.33 | 0.35 | ol | 94 | 0.00403 | MV
122-AL1/20-ST1A 10.0 | 11.1 | 0.2376 | 0.323 | 0.41 | ol | 122 | 0.00403 | MV
149-AL1/24-ST1A 10.0 | 11.25 | 0.194 | 0.315 | 0.47 | ol | 149 | 0.00403 | MV
34-AL1/6-ST1A 20.0 | 9.15 | 0.8342 | 0.382 | 0.17 | ol | 34 | 0.00403 | MV
48-AL1/8-ST1A 20.0 | 9.5 | 0.5939 | 0.372 | 0.21 | ol | 48 | 0.00403 | MV
70-AL1/11-ST1A 20.0 | 9.7 | 0.4132 | 0.36 | 0.29 | ol | 70 | 0.00403 | MV
94-AL1/15-ST1A 20.0 | 10 | 0.306 | 0.35 | 0.35 | ol | 94 | 0.00403 | MV
122-AL1/20-ST1A 20.0 | 10.3 | 0.2376 | 0.344 | 0.41 | ol | 122 | 0.00403 | MV
149-AL1/24-ST1A 20.0 | 10.5 | 0.194 | 0.337 | 0.47 | ol | 149 | 0.00403 | MV
184-AL1/30-ST1A 20.0 | 10.75 | 0.1571 | 0.33 | 0.535 | ol | 184 | 0.00403 | MV
243-AL1/39-ST1A 20.0 | 11 | 0.1188 | 0.32 | 0.645 | ol | 243 | 0.00403 | MV
48-AL1/8-ST1A 110.0 | 8 | 0.5939 | 0.46 | 0.21 | ol | 48 | 0.00403 | HV
70-AL1/11-ST1A 110.0 | 8.4 | 0.4132 | 0.45 | 0.29 | ol | 70 | 0.00403 | HV
94-AL1/15-ST1A 110.0 | 8.65 | 0.306 | 0.44 | 0.35 | ol | 94 | 0.00403 | HV
122-AL1/20-ST1A 110.0 | 8.5 | 0.2376 | 0.43 | 0.41 | ol | 122 | 0.00403 | HV
149-AL1/24-ST1A 110.0 | 8.75 | 0.194 | 0.41 | 0.47 | ol | 149 | 0.00403 | HV
184-AL1/30-ST1A 110.0 | 8.8 | 0.1571 | 0.4 | 0.535 | ol | 184 | 0.00403 | HV
243-AL1/39-ST1A 110.0 | 9 | 0.1188 | 0.39 | 0.645 | ol | 243 | 0.00403 | HV
305-AL1/39-ST1A 110.0 | 9.2 | 0.0949 | 0.38 | 0.74 | ol | 305 | 0.00403 | HV
490-AL1/64-ST1A 110.0 | 9.75 | 0.059 | 0.37 | 0.96 | ol | 490 | 0.00403 | HV
679-AL1/86-ST1A 110.0 | 9.95 | 0.042 | 0.36 | 1.15 | ol | 679 | 0.00403 | HV
490-AL1/64-ST1A 220.0 | 10 | 0.059 | 0.285 | 0.96 | ol | 490 | 0.00403 | HV
679-AL1/86-ST1A 220.0 | 11.7 | 0.042 | 0.275 | 1.15 | ol | 679 | 0.00403 | HV
490-AL1/64-ST1A 380.0 | 11 | 0.059 | 0.253 | 0.96 | ol | 490 | 0.00403 | HV
679-AL1/86-ST1A 380.0 | 14.6 | 0.042 | 0.25 | 1.15 | ol | 679 | 0.00403 | HV

## trafo_std_types
| i0_percent | pfe_kw | vkr_percent | sn_mva | vn_lv_kv | vn_hv_kv | vk_percent | shift_degree | vector_group | tap_side | tap_neutral | tap_min | tap_max | tap_step_degree | tap_step_percent | tap_phase_shifter
160 MVA 380/110 kV | 0.06 | 60 | 0.25 | 160 | 110 | 380 | 12.2 | 0 | Yy0 | hv | 0 | -9 | 9 | 0 | 1.5 | FALSE
100 MVA 220/110 kV | 0.06 | 55 | 0.26 | 100 | 110 | 220 | 12 | 0 | Yy0 | hv | 0 | -9 | 9 | 0 | 1.5 | FALSE
63 MVA 110/20 kV | 0.04 | 22 | 0.32 | 63 | 20 | 110 | 18 | 150 | YNd5 | hv | 0 | -9 | 9 | 0 | 1.5 | FALSE
40 MVA 110/20 kV | 0.05 | 18 | 0.34 | 40 | 20 | 110 | 16.2 | 150 | YNd5 | hv | 0 | -9 | 9 | 0 | 1.5 | FALSE
25 MVA 110/20 kV | 0.07 | 14 | 0.41 | 25 | 20 | 110 | 12 | 150 | YNd5 | hv | 0 | -9 | 9 | 0 | 1.5 | FALSE
63 MVA 110/10 kV | 0.04 | 22 | 0.32 | 63 | 10 | 110 | 18 | 150 | YNd5 | hv | 0 | -9 | 9 | 0 | 1.5 | FALSE
40 MVA 110/10 kV | 0.05 | 18 | 0.34 | 40 | 10 | 110 | 16.2 | 150 | YNd5 | hv | 0 | -9 | 9 | 0 | 1.5 | FALSE
25 MVA 110/10 kV | 0.07 | 14 | 0.41 | 25 | 10 | 110 | 12 | 150 | YNd5 | hv | 0 | -9 | 9 | 0 | 1.5 | FALSE
0.25 MVA 20/0.4 kV | 0.32 | 0.8 | 1.44 | 0.25 | 0.4 | 20 | 6 | 150 | Yzn5 | hv | 0 | -2 | 2 | 0 | 2.5 | FALSE
0.4 MVA 20/0.4 kV | 0.3375 | 1.35 | 1.425 | 0.4 | 0.4 | 20 | 6 | 150 | Dyn5 | hv | 0 | -2 | 2 | 0 | 2.5 | FALSE
0.63 MVA 20/0.4 kV | 0.2619 | 1.65 | 1.206 | 0.63 | 0.4 | 20 | 6 | 150 | Dyn5 | hv | 0 | -2 | 2 | 0 | 2.5 | FALSE
0.25 MVA 10/0.4 kV | 0.24 | 0.6 | 1.2 | 0.25 | 0.4 | 10 | 4 | 150 | Dyn5 | hv | 0 | -2 | 2 | 0 | 2.5 | FALSE
0.4 MVA 10/0.4 kV | 0.2375 | 0.95 | 1.325 | 0.4 | 0.4 | 10 | 4 | 150 | Dyn5 | hv | 0 | -2 | 2 | 0 | 2.5 | FALSE
0.63 MVA 10/0.4 kV | 0.1873 | 1.18 | 1.0794 | 0.63 | 0.4 | 10 | 4 | 150 | Dyn5 | hv | 0 | -2 | 2 | 0 | 2.5 | FALSE

## trafo3w_std_types
| sn_hv_mva | sn_mv_mva | sn_lv_mva | vn_hv_kv | vn_mv_kv | vn_lv_kv | vk_hv_percent | vk_mv_percent | vk_lv_percent | vkr_hv_percent | vkr_mv_percent | vkr_lv_percent | pfe_kw | i0_percent | shift_mv_degree | shift_lv_degree | vector_group | tap_side | tap_neutral | tap_min | tap_max | tap_step_percent
63/25/38 MVA 110/20/10 kV | 63 | 25 | 38 | 110 | 20 | 10 | 10.4 | 10.4 | 10.4 | 0.28 | 0.32 | 0.35 | 35 | 0.89 | 0 | 0 | YN0yn0yn0 | hv | 0 | -10 | 10 | 1.2
63/25/38 MVA 110/10/10 kV | 63 | 25 | 38 | 110 | 10 | 10 | 10.4 | 10.4 | 10.4 | 0.28 | 0.32 | 0.35 | 35 | 0.89 | 0 | 0 | YN0yn0yn0 | hv | 0 | -10 | 10 | 1.2

## fuse_std_types
| fuse_type | i_rated_a | t_avg | t_min | t_total | x_avg | x_min | x_total
HV 100A | HV 100A | 100 | 0 | [10.0, 3.64, 0.854, 0.281, 0.1, 0.0531, 0.022, 0.01] | [10.0, 4.267, 1.21, 0.403, 0.1, 0.058, 0.022, 0.01] | 0 | [300.0, 350.0, 450.0, 550.0, 700.0, 850.0, 1200.0, 1752.0] | [600.0, 700.0, 900.0, 1150.0, 1665.0, 2000.0, 3000.0, 4313.0]
HV 10A | HV 10A | 10 | 0 | [10.0, 1675.0, 0.344, 0.156, 0.1, 0.0417, 0.0171, 0.01] | [10.0, 1.3, 0.3, 0.155, 0.1, 0.0555, 0.023, 0.01] | 0 | [30.0, 32.0, 35.0, 37.0, 39.0, 50.0, 70.0, 88.0] | [60.0, 70.0, 80.0, 87.0, 94.0, 110.0, 150.0, 216.0]
HV 125A | HV 125A | 125 | 0 | [10.0, 1.82, 0.344, 0.1, 0.0467, 0.0269, 0.01] | [10.0, 2.478, 0.426, 0.1, 0.0427, 0.0211, 0.01] | 0 | [375.0, 500.0, 700.0, 925.0, 1200.0, 1500.0, 2341.0] | [750.0, 1000.0, 1500.0, 2200.0, 3000.0, 4000.0, 5765.0]
HV 160A | HV 160A | 160 | 0 | [10.0, 4.15, 1.03, 0.198, 0.1, 0.051, 0.0172, 0.01] | [10.0, 2.3, 0.734, 0.274, 0.1, 0.046, 0.0177, 0.01] | 0 | [480.0, 550.0, 700.0, 1000.0, 1260.0, 1600.0, 2500.0, 3227.0] | [960.0, 1300.0, 1700.0, 2200.0, 2996.0, 4000.0, 6000.0, 7946.0]
HV 16A | HV 16A | 16 | 0 | [10.0, 0.352, 0.164, 0.1, 0.0649, 0.0342, 0.01] | [10.0, 2.34, 0.722, 0.181, 0.1, 0.055, 0.0296, 0.01] | 0 | [48.0, 60.0, 65.0, 71.0, 80.0, 100.0, 162.0] | [96.0, 110.0, 125.0, 150.0, 168.0, 200.0, 250.0, 398.0]
HV 200A | HV 200A | 200 | 0 | [10.0, 4.267, 1.21, 0.403, 0.1, 0.058, 0.022, 0.01] | [10.0, 3.73, 1.654, 0.328, 0.1, 0.0531, 0.019, 0.01] | 0 | [600.0, 700.0, 900.0, 1150.0, 1665.0, 2000.0, 3000.0, 4313.0] | [1200.0, 1500.0, 1800.0, 2700.0, 3960.0, 5000.0, 7500.0, 10620.0]
HV 20A | HV 20A | 20 | 0 | [10.0, 1.3, 0.3, 0.155, 0.1, 0.0555, 0.023, 0.01] | [10.0, 1.3, 0.161, 0.1, 0.0611, 0.0399, 0.0141, 0.01] | 0 | [60.0, 70.0, 80.0, 87.0, 94.0, 110.0, 150.0, 216.0] | [120.0, 150.0, 200.0, 223.0, 260.0, 300.0, 450.0, 532.0]
HV 25A | HV 25A | 25 | 0 | [10.0, 2.512, 0.833, 0.299, 0.1, 0.0372, 0.0223, 0.01] | [10.0, 3.125, 0.597, 0.198, 0.1, 0.0378, 0.022, 0.01] | 0 | [75.0, 82.0, 90.0, 100.0, 124.0, 170.0, 200.0, 289.0] | [150.0, 170.0, 210.0, 250.0, 294.0, 400.0, 500.0, 711.0]
HV 31.5A | HV 31.5A | 31.5 | 0 | [10.0, 2.34, 0.722, 0.181, 0.1, 0.055, 0.0296, 0.01] | [10.0, 2.84, 0.368, 0.164, 0.1, 0.0621, 0.0378, 0.0195, 0.01] | 0 | [95.0, 110.0, 125.0, 150.0, 165.0, 200.0, 250.0, 390.0] | [189.0, 220.0, 300.0, 350.0, 393.0, 450.0, 530.0, 700.0, 960.0]
HV 40A | HV 40A | 40 | 0 | [10.0, 1.3, 0.161, 0.1, 0.0611, 0.0399, 0.0141, 0.01] | [10.0, 2.05, 0.369, 0.198, 0.1, 0.051, 0.0298, 0.01] | 0 | [120.0, 150.0, 200.0, 223.0, 260.0, 300.0, 450.0, 532.0] | [240.0, 300.0, 400.0, 450.0, 530.0, 650.0, 800.0, 1311.0]
HV 50A | HV 50A | 50 | 0 | [10.0, 3.215, 0.597, 0.198, 0.1, 0.0378, 0.022, 0.01] | [10.0, 3.64, 0.854, 0.281, 0.1, 0.0531, 0.022, 0.01] | 0 | [150.0, 170.0, 210.0, 250.0, 294.0, 400.0, 500.0, 711.0] | [300.0, 350.0, 450.0, 550.0, 700.0, 850.0, 1200.0, 1752.0]
HV 6.3A | HV 6.3A | 6.3 | 0 | [10.0, 1.39, 0.344, 0.168, 0.1, 0.056, 0.0263, 0.01] | [10.0, 1.711, 0.516, 0.198, 0.1, 0.0634, 0.0303, 0.01] | 0 | [19.0, 19.5, 20.4, 20.8, 22.0, 25.0, 32.0, 48.0] | [38.0, 40.0, 43.0, 48.0, 53.0, 60.0, 75.0, 118.0]
HV 63A | HV 63A | 63 | 0 | [10.0, 2.84, 0.368, 0.164, 0.1, 0.0621, 0.0378, 0.0195, 0.01] | [10.0, 1.82, 0.344, 0.1, 0.0467, 0.0269, 0.01] | 0 | [189.0, 220.0, 300.0, 350.0, 393.0, 450.0, 530.0, 700.0, 961.0] | [378.0, 500.0, 700.0, 934.0, 1200.0, 1500.0, 2366.0]
HV 80A | HV 80A | 80 | 0 | [10.0, 2.05, 0.369, 0.198, 0.1, 0.051, 0.0298, 0.01] | [10.0, 4.15, 1.03, 0.198, 0.1, 0.051, 0.0172, 0.01] | 0 | [240.0, 300.0, 400.0, 450.0, 530.0, 650.0, 800.0, 1311.0] | [480.0, 550.0, 700.0, 1000.0, 1260.0, 1600.0, 2500.0, 3227.0]
Siemens NH-1-100 | Siemens NH-1-100 | 100 | [5400.0, 2000.0, 400.0, 20.0, 1.0, 0.2, 0.012, 0.004] | 0 | 0 | [150.0, 190.0, 250.0, 430.0, 900.0, 1250.0, 2700.0, 3600.0] | 0 | 0
Siemens NH-1-125 | Siemens NH-1-125 | 125 | [4800.0, 120.0, 7.0, 0.1, 0.004] | 0 | 0 | [180.0, 400.0, 740.0, 2000.0, 4250.0] | 0 | 0
Siemens NH-1-16 | Siemens NH-1-16 | 16 | [4000.0, 400.0, 2.0, 0.1, 0.04, 0.01] | 0 | 0 | [26.0, 35.0, 75.0, 150.0, 200.0, 300.0] | 0 | 0
Siemens NH-1-160 | Siemens NH-1-160 | 160 | [4800.0, 120.0, 7.0, 0.1, 0.004] | 0 | 0 | [210.0, 500.0, 900.0, 2300.0, 5000.0] | 0 | 0
Siemens NH-1-25 | Siemens NH-1-25 | 25 | [4000.0, 1000.0, 10.0, 0.2, 0.02, 0.01] | 0 | 0 | [40.0, 50.0, 100.0, 210.0, 400.0, 500.0] | 0 | 0
Siemens NH-1-50 | Siemens NH-1-50 | 50 | [4000.0, 40.0, 4.0, 1.0, 0.02, 0.01] | 0 | 0 | [86.0, 200.0, 300.0, 400.0, 1000.0, 1280.0] | 0 | 0
Siemens NH-1-63 | Siemens NH-1-63 | 63 | [4000.0, 100.0, 10.0, 2.0, 0.04, 0.01] | 0 | 0 | [100.0, 200.0, 300.0, 400.0, 1000.0, 1500.0] | 0 | 0
Siemens NH-1-80 | Siemens NH-1-80 | 80 | [4800.0, 120.0, 7.0, 0.1, 0.01] | 0 | 0 | [150.58, 250.0, 450.0, 1150.0, 2470.0] | 0 | 0
Siemens NH-2-1000 | Siemens NH-2-1000 | 1000 | [4800.0, 120.0, 7.0, 0.1, 0.004] | 0 | 0 | [1900.0, 3500.0, 8400.0, 24000.0, 52000.0] | 0 | 0
Siemens NH-2-200 | Siemens NH-2-200 | 200 | [4800.0, 120.0, 7.0, 0.1, 0.004] | 0 | 0 | [280.0, 650.0, 1200.0, 3000.0, 7000.0] | 0 | 0
Siemens NH-2-224 | Siemens NH-2-224 | 224 | [4800.0, 120.0, 7.0, 0.2, 0.04, 0.004] | 0 | 0 | [400.0, 750.0, 1453.0, 3025.0, 4315.0, 7600.0] | 0 | 0
Siemens NH-2-250 | Siemens NH-2-250 | 250 | [4800.0, 120.0, 7.0, 0.1, 0.004] | 0 | 0 | [450.0, 800.0, 1650.0, 4000.0, 8500.0] | 0 | 0
Siemens NH-2-315 | Siemens NH-2-315 | 315 | [4800.0, 120.0, 7.0, 0.1, 0.004] | 0 | 0 | [550.0, 920.0, 1900.0, 5000.0, 11000.0] | 0 | 0
Siemens NH-2-355 | Siemens NH-2-355 | 355 | [4800.0, 120.0, 6.0, 0.1, 0.004] | 0 | 0 | [650.0, 1116.27, 2350.0, 5840.0, 12790.0] | 0 | 0
Siemens NH-2-400 | Siemens NH-2-400 | 400 | [4800.0, 120.0, 7.0, 0.1, 0.004] | 0 | 0 | [720.0, 1350.0, 2800.0, 6500.0, 15000.0] | 0 | 0
Siemens NH-2-425 | Siemens NH-2-425 | 425 | [4800.0, 120.0, 7.0, 0.1, 0.004] | 0 | 0 | [850.0, 1500.0, 3050.0, 7500.0, 16500.0] | 0 | 0
Siemens NH-2-630 | Siemens NH-2-630 | 630 | [4800.0, 120.0, 7.0, 0.1, 0.004] | 0 | 0 | [1200.0, 2000.0, 4800.0, 12000.0, 26000.0] | 0 | 0

## res_bus
| vm_pu | va_degree | p_mw | q_mvar
0 | 0.98547 | -0.27835 | 0.0050066 | 0.0012548
1 | 0.98563 | -0.27534 | 0 | 0
2 | 0.98553 | -0.27722 | 0.0067617 | 0.0016946
3 | 0.98614 | -0.26527 | 0 | 0
4 | 0.98632 | -0.2618 | 0 | 0
5 | 0.98576 | -0.27269 | 0.0044127 | 0.0011059
6 | 0.98799 | -0.22929 | 0.021665 | 0.0054299
7 | 0.97634 | -0.45551 | 0 | 0
8 | 0.97758 | -0.43103 | 0 | 0
9 | 0.97508 | -0.4804 | 0.013133 | 0.0032914
10 | 0.98796 | -0.23005 | 0 | 0
11 | 0.98908 | -0.20822 | 0 | 0
12 | 0.98778 | -0.23357 | 0.0054946 | 0.0013771
13 | 0.98539 | -0.27993 | 0 | 0
14 | 0.98531 | -0.28151 | 0.034219 | 0.0085762
15 | 0.98939 | -0.20218 | 0 | 0
16 | 0.99188 | -0.15405 | 0 | 0
17 | 0.99065 | -0.17756 | 0.0012919 | 0.00032378
18 | 0.99291 | -0.13438 | 0 | 0
19 | 0.991 | -0.17113 | 0.0073005 | 0.0018297
20 | 0.99489 | -0.096713 | 0 | 0
21 | 0.99273 | -0.13793 | 0.014742 | 0.0036946
22 | 0.97921 | -0.39922 | 0.0019975 | 0.00050062
23 | 0.9866 | -0.25659 | 0 | 0
24 | 0.98709 | -0.24703 | 0 | 0
25 | 0.98632 | -0.26201 | 0.015855 | 0.0039737
26 | 0.97946 | -0.39371 | 0 | 0
27 | 0.97874 | -0.40791 | 0 | 0
28 | 0.98095 | -0.36464 | 0.0054535 | 0.0013668
29 | 0.97574 | -0.46672 | 0 | 0
30 | 0.97629 | -0.45594 | 0 | 0
31 | 0.9749 | -0.48328 | 0.0044444 | 0.0011139
32 | 0.97399 | -0.50123 | 0 | 0
33 | 0.97408 | -0.49939 | 0 | 0
34 | 0.97386 | -0.50372 | 0 | 0
35 | 0.98591 | -0.26859 | 0 | 0
36 | 0.98597 | -0.26745 | 0 | 0
37 | 0.98561 | -0.27439 | 0.010736 | 0.0026908
38 | 0.98246 | -0.33535 | 0 | 0
39 | 0.97256 | -0.52916 | 0 | 0
40 | 0.97254 | -0.52955 | 0 | 0
41 | 0.97258 | -0.52881 | 0.00025936 | 6.5001e-05
42 | 0.97407 | -0.49971 | 0.0040835 | 0.0010234
43 | 0.97415 | -0.49815 | 0.0040854 | 0.0010239
44 | 0.97627 | -0.45637 | 0.0018857 | 0.0004726
45 | 0.98124 | -0.35903 | 0 | 0
46 | 0.98068 | -0.36993 | 0 | 0
47 | 0.97385 | -0.50407 | 0.0021356 | 0.00053524
48 | 1 | 0 | -0.50596 | -0.12978
49 | 0.99341 | -0.12511 | 0.0065286 | 0.0016362
50 | 0.97252 | -0.52987 | 0.00025958 | 6.5058e-05
51 | 0.97846 | -0.41346 | 0.0044395 | 0.0011127
52 | 0.9776 | -0.43017 | 0.00095805 | 0.00024011
53 | 0.98738 | -0.24145 | 0 | 0
54 | 0.98704 | -0.24794 | 0.0017201 | 0.00043111
55 | 0.98649 | -0.25871 | 0.0025194 | 0.00063143
56 | 0.97412 | -0.49851 | 0 | 0
57 | 0.97378 | -0.50522 | 0.01054 | 0.0026415
58 | 0.9817 | -0.35025 | 0.01199 | 0.0030049
59 | 0.98866 | -0.2166 | 0 | 0
60 | 0.98731 | -0.24279 | 0.012618 | 0.0031623
61 | 0.99121 | -0.16738 | 0.0052851 | 0.0013246
62 | 0.97498 | -0.48224 | 0 | 0
63 | 0.98771 | -0.23478 | 0.0043548 | 0.0010914
64 | 0.98736 | -0.24083 | 0.00095333 | 0.00023893
65 | 0.98737 | -0.24054 | 0 | 0
66 | 0.98948 | -0.20001 | 0 | 0
67 | 0.97492 | -0.48342 | 0 | 0
68 | 0.97487 | -0.4845 | 0.00098808 | 0.00024764
69 | 0.97924 | -0.39857 | 0.0019898 | 0.00049869
70 | 0.98578 | -0.27105 | 0.0083014 | 0.0020805
71 | 0.97264 | -0.52753 | 0.016177 | 0.0040543
72 | 0.97429 | -0.49531 | 0 | 0
73 | 0.97815 | -0.41935 | 0.0092678 | 0.0023227
74 | 0.99222 | -0.14796 | 0.0045425 | 0.0011384
75 | 0.97252 | -0.53003 | 0.00025957 | 6.5053e-05
76 | 0.9784 | -0.41453 | 0.0021638 | 0.00054231
77 | 0.97704 | -0.44113 | 0.0008718 | 0.00021849
78 | 0.98617 | -0.26485 | 0.0026833 | 0.0006725
79 | 0.97353 | -0.51022 | 0.01169 | 0.0029299
80 | 0.9813 | -0.35812 | 0 | 0
81 | 0.97556 | -0.47006 | 0 | 0
82 | 0.97416 | -0.49771 | 0.016921 | 0.0042407
83 | 0.97277 | -0.52497 | 0 | 0
84 | 0.97659 | -0.44988 | 0.0092678 | 0.0023227
85 | 0.97227 | -0.53481 | 0.01102 | 0.002762
86 | 0.9725 | -0.53029 | 0.00051247 | 0.00012844
87 | 0.97251 | -0.53014 | 0.00025973 | 6.5096e-05
88 | 0.98324 | -0.32191 | 0 | 0
89 | 0.98329 | -0.32095 | 0 | 0
90 | 0.98301 | -0.32649 | 0.0049855 | 0.0012495
91 | 0.98208 | -0.34457 | 0.0081879 | 0.0020521
92 | 0.98489 | -0.28972 | 0.0051812 | 0.0012985
93 | 0.98281 | -0.33035 | 0 | 0
94 | 0.98203 | -0.34564 | 0.022361 | 0.0056042
95 | 0.98489 | -0.28851 | 0.0014996 | 0.00037584
96 | 0.98348 | -0.31594 | 0.0015528 | 0.00038916
97 | 0.97411 | -0.49887 | 0.0054814 | 0.0013738
98 | 0.97404 | -0.50028 | 0 | 0
99 | 0.974 | -0.50101 | 0.0012693 | 0.00031812
100 | 0.97396 | -0.50191 | 0.0012693 | 0.00031812
101 | 0.97526 | -0.47614 | 0.0054632 | 0.0013692
102 | 0.974 | -0.50106 | 0.0014606 | 0.00036606
103 | 0.97393 | -0.50234 | 0.0012703 | 0.00031836
104 | 0.97561 | -0.4693 | 0.0030123 | 0.00075496
105 | 0.97392 | -0.50263 | 0.0012693 | 0.00031812
106 | 0.97627 | -0.45623 | 0.0018406 | 0.00046129
107 | 0.97676 | -0.44667 | 0.0008948 | 0.00022426
108 | 0.98209 | -0.34286 | 0.0016622 | 0.00041658
109 | 0.97837 | -0.41521 | 0.00071407 | 0.00017896
110 | 0.98109 | -0.36223 | 0.010827 | 0.0027135
111 | 0.98115 | -0.36095 | 0.0026801 | 0.0006717
112 | 0.98112 | -0.36159 | 0.0081342 | 0.0020386
113 | 0.9718 | -0.54419 | 0.0077764 | 0.001949
114 | 0.97181 | -0.54388 | 0.013054 | 0.0032716
115 | 0.98273 | -0.33194 | 0.0049855 | 0.0012495
116 | 0.97392 | -0.50266 | 0.0012693 | 0.00031812
117 | 0.97829 | -0.41662 | 0.0016721 | 0.00041906
118 | 0.97827 | -0.41714 | 0.0022768 | 0.00057063
119 | 0.97846 | -0.41393 | 0.013864 | 0.0034747
120 | 0.97768 | -0.4292 | 0.0059905 | 0.0015014
121 | 0.98063 | -0.37135 | 0 | 0
122 | 0.97694 | -0.44377 | 0.0058053 | 0.0014549
123 | 0.98056 | -0.37277 | 0.0019604 | 0.00049133
124 | 0.98024 | -0.37908 | 0.0016734 | 0.0004194
125 | 0.97693 | -0.4439 | 0.0026253 | 0.00065796
126 | 0.98056 | -0.3728 | 0.0019681 | 0.00049326
127 | 0.97982 | -0.38728 | 0.0019716 | 0.00049412
128 | 0.97688 | -0.4449 | 0.0079607 | 0.0019951
129 | 0.97968 | -0.38996 | 0.0019775 | 0.00049561
130 | 0.97936 | -0.39615 | 0.0019855 | 0.00049762
131 | 0.97967 | -0.39009 | 0.0016028 | 0.0004017
132 | 0.99998 | 149.9956 | 0 | 0

## res_line
| p_from_mw | q_from_mvar | p_to_mw | q_to_mvar | pl_mw | ql_mvar | i_from_ka | i_to_ka | i_ka | vm_from_pu | va_from_degree | vm_to_pu | va_to_degree | loading_percent
0 | -0.0050066 | -0.0012548 | 0.0050074 | 0.0012548 | 7.1721e-07 | 3.2563e-08 | 0.0075598 | 0.0075597 | 0.0075598 | 0.98547 | -0.27835 | 0.98563 | -0.27534 | 2.0769
1 | 0.0067623 | 0.0016948 | -0.0067617 | -0.0016946 | 6.0456e-07 | 1.8981e-07 | 0.010209 | 0.010209 | 0.010209 | 0.98563 | -0.27534 | 0.98553 | -0.27722 | 2.8047
2 | -0.01177 | -0.0029496 | 0.011775 | 0.0029526 | 5.6481e-06 | 3.0065e-06 | 0.017769 | 0.017769 | 0.017769 | 0.98563 | -0.27534 | 0.98614 | -0.26527 | 4.8815
3 | -0.011775 | -0.0029526 | 0.011777 | 0.0029537 | 1.95e-06 | 1.0378e-06 | 0.017769 | 0.017769 | 0.017769 | 0.98614 | -0.26527 | 0.98632 | -0.2618 | 4.8815
4 | 0.038667 | 0.0097038 | -0.038647 | -0.0096911 | 2.0072e-05 | 1.2645e-05 | 0.058339 | 0.058339 | 0.058339 | 0.98632 | -0.2618 | 0.98576 | -0.27269 | 16.0272
5 | -0.050444 | -0.012657 | 0.050522 | 0.012707 | 7.8322e-05 | 4.9665e-05 | 0.076108 | 0.076107 | 0.076108 | 0.98632 | -0.2618 | 0.98799 | -0.22929 | 20.9087
6 | 0.034234 | 0.0085852 | -0.034222 | -0.0085778 | 1.1812e-05 | 7.4097e-06 | 0.051678 | 0.051678 | 0.051678 | 0.98576 | -0.27269 | 0.98539 | -0.27993 | 14.1973
7 | -0.072188 | -0.018137 | 0.072281 | 0.018197 | 9.3534e-05 | 5.9591e-05 | 0.10874 | 0.10874 | 0.10874 | 0.98799 | -0.22929 | 0.98939 | -0.20218 | 29.873
8 | -0.014138 | -0.0035458 | 0.014154 | 0.0035552 | 1.6515e-05 | 9.3817e-06 | 0.021548 | 0.021547 | 0.021548 | 0.97634 | -0.45551 | 0.97758 | -0.43103 | 5.9197
9 | 0.014138 | 0.0035458 | -0.014121 | -0.0035363 | 1.6755e-05 | 9.5215e-06 | 0.021548 | 0.021548 | 0.021548 | 0.97634 | -0.45551 | 0.97508 | -0.4804 | 5.9199
10 | -0.014154 | -0.0035552 | 0.014176 | 0.0035674 | 2.1519e-05 | 1.222e-05 | 0.021547 | 0.021547 | 0.021547 | 0.97758 | -0.43103 | 0.97921 | -0.39922 | 5.9196
11 | 0.00098827 | 0.00024495 | -0.00098819 | -0.00024615 | 8.5963e-08 | -1.2032e-06 | 0.0015072 | 0.0015076 | 0.0015076 | 0.97508 | -0.4804 | 0.97498 | -0.48224 | 0.41418
12 | -0.0098513 | -0.0024693 | 0.0098616 | 0.0024742 | 1.0255e-05 | 4.9707e-06 | 0.014838 | 0.014837 | 0.014838 | 0.98796 | -0.23005 | 0.98908 | -0.20822 | 4.0763
13 | 0.0098513 | 0.0024693 | -0.0098497 | -0.0024685 | 1.6526e-06 | 8.0137e-07 | 0.014838 | 0.014838 | 0.014838 | 0.98796 | -0.23005 | 0.98778 | -0.23357 | 4.0763
14 | -0.0098616 | -0.0024742 | 0.0098644 | 0.0024756 | 2.8375e-06 | 1.3747e-06 | 0.014837 | 0.014837 | 0.014837 | 0.98908 | -0.20822 | 0.98939 | -0.20218 | 4.0761
15 | 0.0043551 | 0.0010914 | -0.0043548 | -0.0010914 | 2.5109e-07 | -3.842e-08 | 0.0065606 | 0.0065606 | 0.0065606 | 0.98778 | -0.23357 | 0.98771 | -0.23478 | 1.8024
16 | 0.034222 | 0.0085778 | -0.034219 | -0.0085762 | 2.5785e-06 | 1.6174e-06 | 0.051678 | 0.051678 | 0.051678 | 0.98539 | -0.27993 | 0.98531 | -0.28151 | 14.1973
17 | -0.082146 | -0.020672 | 0.082268 | 0.02075 | 0.00012209 | 7.7861e-05 | 0.12357 | 0.12357 | 0.12357 | 0.98939 | -0.20218 | 0.991 | -0.17113 | 33.9491
18 | 0.29817 | 0.076293 | -0.29784 | -0.076077 | 0.00033886 | 0.00021594 | 0.44788 | 0.44788 | 0.44788 | 0.99188 | -0.15405 | 0.99065 | -0.17756 | 30.7609
19 | -0.38782 | -0.098919 | 0.38818 | 0.099155 | 0.00036884 | 0.00023546 | 0.58241 | 0.58241 | 0.58241 | 0.99188 | -0.15405 | 0.99291 | -0.13438 | 40.001
20 | 0.089641 | 0.022627 | -0.089568 | -0.02258 | 7.3268e-05 | 4.6752e-05 | 0.13454 | 0.13454 | 0.13454 | 0.99188 | -0.15405 | 0.991 | -0.17113 | 36.9606
21 | 0.29654 | 0.075753 | -0.29622 | -0.075548 | 0.00032144 | 0.00020484 | 0.44594 | 0.44594 | 0.44594 | 0.99065 | -0.17756 | 0.98948 | -0.20001 | 30.6276
22 | -0.40293 | -0.10285 | 0.40366 | 0.10332 | 0.0007348 | 0.00046916 | 0.60451 | 0.60451 | 0.60451 | 0.99291 | -0.13438 | 0.99489 | -0.096713 | 41.5185
23 | 0.014744 | 0.003696 | -0.014742 | -0.0036946 | 2.4962e-06 | 1.4213e-06 | 0.022097 | 0.022097 | 0.022097 | 0.99291 | -0.13438 | 0.99273 | -0.13793 | 6.0705
24 | -0.50195 | -0.12827 | 0.50431 | 0.12978 | 0.0023598 | 0.0015079 | 0.75162 | 0.75162 | 0.75162 | 0.99489 | -0.096713 | 1 | 0 | 51.6226
25 | 0.098286 | 0.024952 | -0.098152 | -0.024866 | 0.00013407 | 8.5588e-05 | 0.14712 | 0.14712 | 0.14712 | 0.99489 | -0.096713 | 0.99341 | -0.12511 | 40.4162
26 | -0.016173 | -0.004068 | 0.016174 | 0.0040683 | 4.9703e-07 | 2.9051e-07 | 0.024582 | 0.024582 | 0.024582 | 0.97921 | -0.39922 | 0.97924 | -0.39857 | 6.7534
27 | -0.01586 | -0.0039761 | 0.015867 | 0.0039803 | 7.2217e-06 | 4.1919e-06 | 0.02392 | 0.02392 | 0.02392 | 0.9866 | -0.25659 | 0.98709 | -0.24703 | 6.5715
28 | 0.01586 | 0.0039761 | -0.015855 | -0.0039737 | 4.1003e-06 | 2.3802e-06 | 0.02392 | 0.02392 | 0.02392 | 0.9866 | -0.25659 | 0.98632 | -0.26201 | 6.5715
29 | -0.068688 | -0.017292 | 0.068707 | 0.017304 | 1.8356e-05 | 1.169e-05 | 0.10357 | 0.10357 | 0.10357 | 0.98709 | -0.24703 | 0.98738 | -0.24145 | 28.4543
30 | 0.0017202 | 0.00043078 | -0.0017201 | -0.00043111 | 7.4252e-08 | -3.2886e-07 | 0.0025931 | 0.0025932 | 0.0025932 | 0.98709 | -0.24703 | 0.98704 | -0.24794 | 0.71242
31 | 0.051101 | 0.012881 | -0.051073 | -0.012863 | 2.8542e-05 | 1.8103e-05 | 0.07706 | 0.07706 | 0.07706 | 0.98709 | -0.24703 | 0.98649 | -0.25871 | 21.1705
32 | 0.076783 | 0.01936 | -0.076731 | -0.019327 | 5.2146e-05 | 3.3245e-05 | 0.11669 | 0.11669 | 0.11669 | 0.97946 | -0.39371 | 0.97874 | -0.40791 | 32.0582
33 | -0.076783 | -0.01936 | 0.07689 | 0.019429 | 0.00010697 | 6.82e-05 | 0.11669 | 0.11669 | 0.11669 | 0.97946 | -0.39371 | 0.98095 | -0.36464 | 32.0582
34 | 0.01127 | 0.0028251 | -0.011267 | -0.0028235 | 2.979e-06 | 1.5666e-06 | 0.017135 | 0.017135 | 0.017135 | 0.97874 | -0.40791 | 0.97846 | -0.41346 | 4.7074
35 | 0.036774 | 0.009266 | -0.036735 | -0.0092414 | 3.911e-05 | 2.4612e-05 | 0.055927 | 0.055927 | 0.055927 | 0.97874 | -0.40791 | 0.9776 | -0.43017 | 15.3646
36 | 0.028687 | 0.007236 | -0.028621 | -0.007195 | 6.5802e-05 | 4.0957e-05 | 0.04363 | 0.043631 | 0.043631 | 0.97874 | -0.40791 | 0.97629 | -0.45594 | 11.9865
37 | -0.082344 | -0.020795 | 0.082459 | 0.020869 | 0.00011576 | 7.3835e-05 | 0.12496 | 0.12496 | 0.12496 | 0.98095 | -0.36464 | 0.98246 | -0.33535 | 34.3309
38 | -0.026721 | -0.006714 | 0.026735 | 0.0067225 | 1.3758e-05 | 8.5291e-06 | 0.040757 | 0.040757 | 0.040757 | 0.97574 | -0.46672 | 0.97629 | -0.45594 | 11.1969
39 | 0.026721 | 0.006714 | -0.0267 | -0.0067009 | 2.1109e-05 | 1.3087e-05 | 0.040757 | 0.040757 | 0.040757 | 0.97574 | -0.46672 | 0.9749 | -0.48328 | 11.1969
40 | 0.0018857 | 0.00047247 | -0.0018857 | -0.0004726 | 3.8626e-08 | -1.3119e-07 | 0.0028741 | 0.0028742 | 0.0028742 | 0.97629 | -0.45594 | 0.97627 | -0.45637 | 0.78961
41 | 0.022256 | 0.005587 | -0.02224 | -0.0055772 | 1.6147e-05 | 9.8692e-06 | 0.033973 | 0.033973 | 0.033973 | 0.9749 | -0.48328 | 0.97412 | -0.49851 | 9.3333
42 | -0.0021359 | -0.00053452 | 0.0021361 | 0.00053406 | 1.8746e-07 | -4.6449e-07 | 0.0032629 | 0.0032627 | 0.0032629 | 0.97399 | -0.50123 | 0.97408 | -0.49939 | 0.89639
43 | 0.0021359 | 0.00053452 | -0.0021357 | -0.00053515 | 2.5326e-07 | -6.2725e-07 | 0.0032629 | 0.0032632 | 0.0032632 | 0.97399 | -0.50123 | 0.97386 | -0.50372 | 0.89647
44 | 0.0040836 | 0.0010234 | -0.0040835 | -0.0010234 | 6.2522e-08 | -1.3318e-08 | 0.0062381 | 0.0062382 | 0.0062382 | 0.97408 | -0.49939 | 0.97407 | -0.49971 | 1.7138
45 | -0.0062197 | -0.0015575 | 0.0062201 | 0.0015576 | 3.6708e-07 | 9.9929e-08 | 0.0095008 | 0.0095007 | 0.0095008 | 0.97408 | -0.49939 | 0.97415 | -0.49815 | 2.6101
46 | 0.0021357 | 0.00053515 | -0.0021356 | -0.00053524 | 3.5549e-08 | -8.8017e-08 | 0.0032632 | 0.0032632 | 0.0032632 | 0.97386 | -0.50372 | 0.97385 | -0.50407 | 0.89648
47 | -0.21325 | -0.05418 | 0.21326 | 0.054188 | 1.1692e-05 | 7.4217e-06 | 0.32211 | 0.32211 | 0.32211 | 0.98591 | -0.26859 | 0.98597 | -0.26745 | 22.1233
48 | 0.010739 | 0.0026923 | -0.010736 | -0.0026908 | 2.965e-06 | 1.514e-06 | 0.016209 | 0.016209 | 0.016209 | 0.98591 | -0.26859 | 0.98561 | -0.27439 | 4.453
49 | 0.20251 | 0.051488 | -0.20186 | -0.051074 | 0.00064895 | 0.00041439 | 0.30591 | 0.30591 | 0.30591 | 0.98591 | -0.26859 | 0.98246 | -0.33535 | 42.0201
50 | 0.0083029 | 0.0020811 | -0.0083014 | -0.0020805 | 1.4231e-06 | 6.0261e-07 | 0.012531 | 0.012531 | 0.012531 | 0.98597 | -0.26745 | 0.98578 | -0.27105 | 3.4425
51 | -0.22156 | -0.056269 | 0.22228 | 0.056727 | 0.00072175 | 0.0004584 | 0.33465 | 0.33464 | 0.33465 | 0.98597 | -0.26745 | 0.98948 | -0.20001 | 22.9839
52 | 0.033667 | 0.0084506 | -0.033643 | -0.0084356 | 2.39e-05 | 1.4986e-05 | 0.050996 | 0.050996 | 0.050996 | 0.98246 | -0.33535 | 0.9817 | -0.35025 | 14.0099
53 | 0.085734 | 0.021754 | -0.085636 | -0.021692 | 9.7537e-05 | 6.2229e-05 | 0.12995 | 0.12995 | 0.12995 | 0.98246 | -0.33535 | 0.98124 | -0.35903 | 35.6996
54 | 0.0012914 | 0.00032292 | -0.0012914 | -0.0003231 | 2.3932e-08 | -1.8758e-07 | 0.0019756 | 0.0019757 | 0.0019757 | 0.97256 | -0.52916 | 0.97254 | -0.52955 | 0.54276
55 | -0.0012914 | -0.00032292 | 0.0012914 | 0.00032275 | 2.1518e-08 | -1.6868e-07 | 0.0019756 | 0.0019755 | 0.0019756 | 0.97256 | -0.52916 | 0.97258 | -0.52881 | 0.54274
56 | 0.0012914 | 0.0003231 | -0.0012914 | -0.00032326 | 1.9818e-08 | -1.5532e-07 | 0.0019757 | 0.0019757 | 0.0019757 | 0.97254 | -0.52955 | 0.97252 | -0.52987 | 0.54278
57 | -0.0015508 | -0.00038775 | 0.0015509 | 0.00038725 | 9.4351e-08 | -4.9448e-07 | 0.0023723 | 0.0023721 | 0.0023723 | 0.97258 | -0.52881 | 0.97264 | -0.52753 | 0.65174
58 | -0.010305 | -0.0025815 | 0.010307 | 0.0025822 | 1.3944e-06 | 7.0557e-07 | 0.015741 | 0.015741 | 0.015741 | 0.97415 | -0.49815 | 0.97429 | -0.49531 | 4.3245
59 | 0.085636 | 0.021692 | -0.085591 | -0.021663 | 4.4769e-05 | 2.8563e-05 | 0.12995 | 0.12995 | 0.12995 | 0.98124 | -0.35903 | 0.98068 | -0.36993 | 35.6996
60 | 0.085591 | 0.021663 | -0.085389 | -0.021534 | 0.00020254 | 0.00012922 | 0.12995 | 0.12995 | 0.12995 | 0.98068 | -0.36993 | 0.97815 | -0.41935 | 35.6996
61 | 0.091623 | 0.02323 | -0.091523 | -0.023166 | 0.00010051 | 6.4143e-05 | 0.13734 | 0.13734 | 0.13734 | 0.99341 | -0.12511 | 0.99222 | -0.14796 | 37.7297
62 | 0.0010318 | 0.0002582 | -0.0010318 | -0.0002583 | 7.6489e-09 | -9.6671e-08 | 0.0015785 | 0.0015786 | 0.0015786 | 0.97252 | -0.52987 | 0.97252 | -0.53003 | 0.43368
63 | 0.0068276 | 0.0017109 | -0.0068273 | -0.0017108 | 3.4861e-07 | 1.1481e-07 | 0.010383 | 0.010383 | 0.010383 | 0.97846 | -0.41346 | 0.9784 | -0.41453 | 2.8525
64 | 0.035777 | 0.0090013 | -0.035758 | -0.0089896 | 1.8726e-05 | 1.1774e-05 | 0.054469 | 0.054469 | 0.054469 | 0.9776 | -0.43017 | 0.97704 | -0.44113 | 14.964
65 | -0.081325 | -0.020467 | 0.081422 | 0.020528 | 9.6674e-05 | 6.1652e-05 | 0.12259 | 0.12259 | 0.12259 | 0.98738 | -0.24145 | 0.98866 | -0.2166 | 33.6786
66 | 0.012618 | 0.0031627 | -0.012618 | -0.0031623 | 8.0592e-07 | 4.3978e-07 | 0.019017 | 0.019017 | 0.019017 | 0.98738 | -0.24145 | 0.98731 | -0.24279 | 5.2243
67 | 0.048553 | 0.012232 | -0.048539 | -0.012223 | 1.4236e-05 | 9.0206e-06 | 0.07326 | 0.07326 | 0.07326 | 0.98649 | -0.25871 | 0.98617 | -0.26485 | 20.1264
68 | 0.02224 | 0.0055772 | -0.022233 | -0.0055728 | 7.1179e-06 | 4.3508e-06 | 0.033973 | 0.033973 | 0.033973 | 0.97412 | -0.49851 | 0.97378 | -0.50522 | 9.3334
69 | 0.011693 | 0.0029314 | -0.01169 | -0.0029299 | 2.7839e-06 | 1.4925e-06 | 0.017868 | 0.017868 | 0.017868 | 0.97378 | -0.50522 | 0.97353 | -0.51022 | 4.9089
70 | 0.021653 | 0.0054307 | -0.021645 | -0.0054258 | 8.1261e-06 | 4.9465e-06 | 0.032823 | 0.032823 | 0.032823 | 0.9817 | -0.35025 | 0.9813 | -0.35812 | 9.0172
71 | -0.081422 | -0.020528 | 0.081614 | 0.020651 | 0.00019229 | 0.00012263 | 0.12259 | 0.12259 | 0.12259 | 0.98866 | -0.2166 | 0.99121 | -0.16738 | 33.6786
72 | -0.086899 | -0.021975 | 0.08698 | 0.022027 | 8.1055e-05 | 5.1712e-05 | 0.13052 | 0.13052 | 0.13052 | 0.99121 | -0.16738 | 0.99222 | -0.14796 | 35.8582
73 | 0.00098819 | 0.00024615 | -0.00098813 | -0.00024693 | 5.5654e-08 | -7.7847e-07 | 0.0015076 | 0.0015079 | 0.0015079 | 0.97498 | -0.48224 | 0.97492 | -0.48342 | 0.41426
74 | -0.00095333 | -0.00023893 | 0.00095335 | 0.00023872 | 1.3263e-08 | -2.1067e-07 | 0.0014367 | 0.0014367 | 0.0014367 | 0.98736 | -0.24083 | 0.98737 | -0.24054 | 0.39471
75 | 0.07284 | 0.01849 | -0.072672 | -0.018384 | 0.00016769 | 0.00010685 | 0.10986 | 0.10986 | 0.10986 | 0.98737 | -0.24054 | 0.98489 | -0.28851 | 30.1807
76 | -0.073793 | -0.018729 | 0.073938 | 0.018821 | 0.00014419 | 9.1882e-05 | 0.11129 | 0.11129 | 0.11129 | 0.98737 | -0.24054 | 0.98948 | -0.20001 | 30.5753
77 | 0.00098813 | 0.00024693 | -0.00098808 | -0.00024764 | 5.0675e-08 | -7.0847e-07 | 0.0015079 | 0.0015082 | 0.0015082 | 0.97492 | -0.48342 | 0.97487 | -0.4845 | 0.41434
78 | -0.018163 | -0.004567 | 0.018166 | 0.0045683 | 2.1028e-06 | 1.2532e-06 | 0.027606 | 0.027606 | 0.027606 | 0.97924 | -0.39857 | 0.97936 | -0.39615 | 7.584
79 | -0.017728 | -0.0044415 | 0.01773 | 0.0044428 | 2.159e-06 | 1.2846e-06 | 0.02712 | 0.02712 | 0.02712 | 0.97264 | -0.52753 | 0.97277 | -0.52497 | 7.4507
80 | -0.0236 | -0.0059141 | 0.023621 | 0.0059274 | 2.1569e-05 | 1.3252e-05 | 0.036043 | 0.036043 | 0.036043 | 0.97429 | -0.49531 | 0.97526 | -0.47614 | 9.902
81 | 0.013293 | 0.0033319 | -0.013291 | -0.0033307 | 2.258e-06 | 1.2632e-06 | 0.020302 | 0.020302 | 0.020302 | 0.97429 | -0.49531 | 0.97411 | -0.49887 | 5.5775
82 | 0.076121 | 0.019211 | -0.07601 | -0.01914 | 0.00011112 | 7.0838e-05 | 0.11585 | 0.11585 | 0.11585 | 0.97815 | -0.41935 | 0.97659 | -0.44988 | 31.8264
83 | 0.00077221 | 0.00019325 | -0.0007722 | -0.00019334 | 4.2865e-09 | -9.8868e-08 | 0.0011814 | 0.0011815 | 0.0011815 | 0.97252 | -0.53003 | 0.97251 | -0.53014 | 0.32458
84 | 0.0046634 | 0.0011684 | -0.0046633 | -0.0011685 | 1.5159e-07 | -3.9041e-09 | 0.0070924 | 0.0070924 | 0.0070924 | 0.9784 | -0.41453 | 0.97837 | -0.41521 | 1.9485
85 | 0.034886 | 0.0087711 | -0.034877 | -0.0087653 | 9.2278e-06 | 5.7967e-06 | 0.053141 | 0.053141 | 0.053141 | 0.97704 | -0.44113 | 0.97676 | -0.44667 | 14.5993
86 | 0.045856 | 0.01155 | -0.045801 | -0.011516 | 5.4483e-05 | 3.4482e-05 | 0.069211 | 0.069211 | 0.069211 | 0.98617 | -0.26485 | 0.98489 | -0.28972 | 19.0141
87 | 0.010829 | 0.0027146 | -0.010827 | -0.0027135 | 2.1175e-06 | 1.0907e-06 | 0.016421 | 0.016421 | 0.016421 | 0.9813 | -0.35812 | 0.98109 | -0.36223 | 4.5114
88 | 0.010816 | 0.0027112 | -0.010815 | -0.0027104 | 1.4551e-06 | 7.4907e-07 | 0.016401 | 0.016401 | 0.016401 | 0.9813 | -0.35812 | 0.98115 | -0.36095 | 4.5059
89 | 0.016943 | 0.0042539 | -0.016921 | -0.0042407 | 2.2317e-05 | 1.3172e-05 | 0.025846 | 0.025846 | 0.025846 | 0.97556 | -0.47006 | 0.97416 | -0.49771 | 7.1006
90 | 0.049735 | 0.012523 | -0.049604 | -0.01244 | 0.0001302 | 8.2577e-05 | 0.075881 | 0.075881 | 0.075881 | 0.97556 | -0.47006 | 0.97277 | -0.52497 | 20.8465
91 | -0.066678 | -0.016777 | 0.066742 | 0.016818 | 6.4358e-05 | 4.0982e-05 | 0.10173 | 0.10173 | 0.10173 | 0.97556 | -0.47006 | 0.97659 | -0.44988 | 27.9469
92 | 0.031875 | 0.0079974 | -0.03186 | -0.007988 | 1.4947e-05 | 9.3581e-06 | 0.048761 | 0.048761 | 0.048761 | 0.97277 | -0.52497 | 0.97227 | -0.53481 | 13.3959
93 | 0.020839 | 0.0052261 | -0.02083 | -0.0052206 | 9.0005e-06 | 5.4678e-06 | 0.031895 | 0.031895 | 0.031895 | 0.97227 | -0.53481 | 0.97181 | -0.54388 | 8.7624
94 | -0.00051247 | -0.00012844 | 0.00051247 | 0.00012825 | 3.5271e-09 | -1.8757e-07 | 0.00078412 | 0.00078405 | 0.00078412 | 0.9725 | -0.53029 | 0.97251 | -0.53014 | 0.21542
95 | -0.0099745 | -0.0025001 | 0.0099749 | 0.0025003 | 4.5758e-07 | 2.2493e-07 | 0.015095 | 0.015095 | 0.015095 | 0.98324 | -0.32191 | 0.98329 | -0.32095 | 4.147
96 | 0.0099745 | 0.0025001 | -0.0099723 | -0.002499 | 2.1782e-06 | 1.0708e-06 | 0.015095 | 0.015095 | 0.015095 | 0.98324 | -0.32191 | 0.98301 | -0.32649 | 4.1471
97 | 0.030585 | 0.0076785 | -0.03055 | -0.007657 | 3.4431e-05 | 2.1493e-05 | 0.046289 | 0.046289 | 0.046289 | 0.98329 | -0.32095 | 0.98208 | -0.34457 | 12.7167
98 | -0.04056 | -0.010179 | 0.04062 | 0.010217 | 6.0487e-05 | 3.8168e-05 | 0.061384 | 0.061384 | 0.061384 | 0.98329 | -0.32095 | 0.98489 | -0.28972 | 16.8637
99 | 0.0049868 | 0.0012496 | -0.0049859 | -0.0012495 | 9.155e-07 | 4.2906e-08 | 0.0075487 | 0.0075489 | 0.0075489 | 0.98301 | -0.32649 | 0.98281 | -0.33035 | 2.0739
100 | 0.022362 | 0.0056049 | -0.022361 | -0.0056042 | 1.1366e-06 | 6.9404e-07 | 0.033883 | 0.033883 | 0.033883 | 0.98208 | -0.34457 | 0.98203 | -0.34564 | 9.3084
101 | 0.0049859 | 0.0012495 | -0.0049855 | -0.0012495 | 3.7816e-07 | 1.7795e-08 | 0.0075489 | 0.0075489 | 0.0075489 | 0.98281 | -0.33035 | 0.98273 | -0.33194 | 2.0739
102 | 0.071173 | 0.018008 | -0.071079 | -0.017948 | 9.3538e-05 | 5.959e-05 | 0.10759 | 0.10759 | 0.10759 | 0.98489 | -0.28851 | 0.98348 | -0.31594 | 29.5583
103 | 0.069526 | 0.017559 | -0.069437 | -0.017502 | 8.956e-05 | 5.7045e-05 | 0.10524 | 0.10524 | 0.10524 | 0.98348 | -0.31594 | 0.98209 | -0.34286 | 28.9129
104 | 0.0078092 | 0.0019569 | -0.0078087 | -0.0019567 | 5.2375e-07 | 2.1303e-07 | 0.011929 | 0.011929 | 0.011929 | 0.97411 | -0.49887 | 0.97404 | -0.50028 | 3.2772
105 | 0.00273 | 0.00068404 | -0.0027299 | -0.00068416 | 9.4395e-08 | -1.1971e-07 | 0.0041705 | 0.0041706 | 0.0041706 | 0.97404 | -0.50028 | 0.974 | -0.50101 | 1.1458
106 | 0.0050787 | 0.0012727 | -0.0050783 | -0.0012726 | 3.9309e-07 | 3.4846e-08 | 0.0077585 | 0.0077586 | 0.0077586 | 0.97404 | -0.50028 | 0.97396 | -0.50191 | 2.1315
107 | 0.0014606 | 0.00036604 | -0.0014606 | -0.00036606 | 3.8155e-09 | -2.299e-08 | 0.0022314 | 0.0022314 | 0.0022314 | 0.974 | -0.50101 | 0.974 | -0.50106 | 0.61303
108 | 0.003809 | 0.0009545 | -0.0038089 | -0.00095453 | 7.8653e-08 | -2.6736e-08 | 0.0058194 | 0.0058194 | 0.0058194 | 0.97396 | -0.50191 | 0.97393 | -0.50234 | 1.5987
109 | -0.029085 | -0.0072966 | 0.029094 | 0.0073025 | 9.4843e-06 | 5.9096e-06 | 0.044379 | 0.044379 | 0.044379 | 0.97526 | -0.47614 | 0.97561 | -0.4693 | 12.1919
110 | 0.0025386 | 0.00063616 | -0.0025386 | -0.00063622 | 3.4939e-08 | -5.471e-08 | 0.0038786 | 0.0038786 | 0.0038786 | 0.97393 | -0.50234 | 0.97392 | -0.50263 | 1.0656
111 | -0.032106 | -0.0080574 | 0.032126 | 0.00807 | 2.0024e-05 | 1.2537e-05 | 0.048973 | 0.048973 | 0.048973 | 0.97561 | -0.4693 | 0.97627 | -0.45623 | 13.4541
112 | 0.0012693 | 0.0003181 | -0.0012693 | -0.00031812 | 1.8819e-09 | -1.5399e-08 | 0.0019393 | 0.0019393 | 0.0019393 | 0.97392 | -0.50263 | 0.97392 | -0.50266 | 0.53278
113 | -0.033967 | -0.0085313 | 0.033982 | 0.008541 | 1.5511e-05 | 9.7343e-06 | 0.051778 | 0.051778 | 0.051778 | 0.97627 | -0.45623 | 0.97676 | -0.44667 | 14.2248
114 | 0.067775 | 0.017085 | -0.067682 | -0.017027 | 9.2277e-05 | 5.8763e-05 | 0.10272 | 0.10272 | 0.10272 | 0.98209 | -0.34286 | 0.98063 | -0.37135 | 28.221
115 | 0.0039492 | 0.00098949 | -0.003949 | -0.00098957 | 2.6428e-07 | -7.6154e-08 | 0.0060063 | 0.0060064 | 0.0060064 | 0.97837 | -0.41521 | 0.97829 | -0.41662 | 1.6501
116 | 0.0081344 | 0.0020387 | -0.0081342 | -0.0020386 | 2.5041e-07 | 1.0485e-07 | 0.012337 | 0.012337 | 0.012337 | 0.98115 | -0.36095 | 0.98112 | -0.36159 | 3.3892
117 | -0.0077764 | -0.001949 | 0.0077765 | 0.001949 | 1.1751e-07 | 4.7822e-08 | 0.011907 | 0.011907 | 0.011907 | 0.9718 | -0.54419 | 0.97181 | -0.54388 | 3.2712
118 | 0.0022769 | 0.0005705 | -0.0022768 | -0.00057063 | 5.7075e-08 | -1.228e-07 | 0.0034632 | 0.0034632 | 0.0034632 | 0.97829 | -0.41662 | 0.97827 | -0.41714 | 0.95143
119 | 0.02241 | 0.0056262 | -0.022394 | -0.0056163 | 1.6315e-05 | 9.9716e-06 | 0.034084 | 0.034084 | 0.034084 | 0.97846 | -0.41393 | 0.97768 | -0.4292 | 9.3638
120 | -0.036274 | -0.009101 | 0.036348 | 0.0091474 | 7.3795e-05 | 4.6415e-05 | 0.055168 | 0.055168 | 0.055168 | 0.97846 | -0.41393 | 0.98063 | -0.37135 | 15.1562
121 | 0.016403 | 0.0041149 | -0.016392 | -0.0041082 | 1.1388e-05 | 6.6779e-06 | 0.024967 | 0.024967 | 0.024967 | 0.97768 | -0.4292 | 0.97694 | -0.44377 | 6.859
122 | 0.0039288 | 0.0009845 | -0.0039286 | -0.00098458 | 2.6516e-07 | -8.128e-08 | 0.0059616 | 0.0059616 | 0.0059616 | 0.98063 | -0.37135 | 0.98056 | -0.37277 | 1.6378
123 | 0.027406 | 0.0068947 | -0.027396 | -0.0068884 | 1.0117e-05 | 6.2783e-06 | 0.041595 | 0.041595 | 0.041595 | 0.98063 | -0.37135 | 0.98024 | -0.37908 | 11.4272
124 | 0.010586 | 0.0026533 | -0.010586 | -0.0026533 | 6.3433e-08 | 3.2451e-08 | 0.016125 | 0.016125 | 0.016125 | 0.97694 | -0.44377 | 0.97693 | -0.4439 | 4.4298
125 | 0.0019681 | 0.00049325 | -0.0019681 | -0.00049326 | 3.5142e-09 | -1.1003e-08 | 0.0029867 | 0.0029867 | 0.0029867 | 0.98056 | -0.37277 | 0.98056 | -0.3728 | 0.82051
126 | 0.025722 | 0.006469 | -0.025712 | -0.0064628 | 1.0066e-05 | 6.2204e-06 | 0.039055 | 0.039055 | 0.039055 | 0.98024 | -0.37908 | 0.97982 | -0.38728 | 10.7293
127 | 0.0079611 | 0.0019953 | -0.0079607 | -0.0019951 | 3.8065e-07 | 1.5718e-07 | 0.012126 | 0.012126 | 0.012126 | 0.97693 | -0.4439 | 0.97688 | -0.4449 | 3.3313
128 | 0.02374 | 0.0059687 | -0.023737 | -0.0059668 | 3.0393e-06 | 1.8666e-06 | 0.036061 | 0.036061 | 0.036061 | 0.97982 | -0.38728 | 0.97968 | -0.38996 | 9.9067
129 | 0.02176 | 0.0054712 | -0.02176 | -0.0054711 | 1.3935e-07 | 8.49e-08 | 0.033057 | 0.033057 | 0.033057 | 0.97968 | -0.38996 | 0.97967 | -0.39009 | 9.0816
130 | -0.020151 | -0.0050659 | 0.020157 | 0.0050694 | 5.8308e-06 | 3.523e-06 | 0.030623 | 0.030622 | 0.030623 | 0.97936 | -0.39615 | 0.97967 | -0.39009 | 8.4128

## res_trafo
| p_hv_mw | q_hv_mvar | p_lv_mw | q_lv_mvar | pl_mw | ql_mvar | i_hv_ka | i_lv_ka | vm_hv_pu | va_hv_degree | vm_lv_pu | va_lv_degree | loading_percent
0 | -1.2729e-15 | -1.3162e-15 | 0.00165 | 1.2699e-07 | 0.00165 | 1.2699e-07 | 5.2857e-17 | 0.0023815 | 0.99998 | 149.9956 | 1 | 0 | 0.2619

## res_ext_grid
| p_mw | q_mvar
0 | 0.52003 | 0.13331

## res_load
| p_mw | q_mvar
0 | 0.0050066 | 0.0012548
1 | 0.0067617 | 0.0016946
2 | 0.0044127 | 0.0011059
3 | 0.021665 | 0.0054299
4 | 0.013133 | 0.0032914
5 | 0.0054946 | 0.0013771
6 | 0.034219 | 0.0085762
7 | 0.0012919 | 0.00032378
8 | 0.0073005 | 0.0018297
9 | 0.014742 | 0.0036946
10 | 0.0019975 | 0.00050062
11 | 0.015855 | 0.0039737
12 | 0.0054535 | 0.0013668
13 | 0.0044444 | 0.0011139
14 | 0.010736 | 0.0026908
15 | 0.00025936 | 6.5001e-05
16 | 0.0040835 | 0.0010234
17 | 0.0040854 | 0.0010239
18 | 0.0018857 | 0.0004726
19 | 0.0021356 | 0.00053524
20 | 0.014067 | 0.0035256
21 | 0.0065286 | 0.0016362
22 | 0.00025958 | 6.5058e-05
23 | 0.0044395 | 0.0011127
24 | 0.00095805 | 0.00024011
25 | 0.0017201 | 0.00043111
26 | 0.0025194 | 0.00063143
27 | 0.01054 | 0.0026415
28 | 0.01199 | 0.0030049
29 | 0.012618 | 0.0031623
30 | 0.0052851 | 0.0013246
31 | 0.0043548 | 0.0010914
32 | 0.00095333 | 0.00023893
33 | 0.00098808 | 0.00024764
34 | 0.0019898 | 0.00049869
35 | 0.0083014 | 0.0020805
36 | 0.016177 | 0.0040543
37 | 0.0092678 | 0.0023227
38 | 0.0045425 | 0.0011384
39 | 0.00025957 | 6.5053e-05
40 | 0.0021638 | 0.00054231
41 | 0.0008718 | 0.00021849
42 | 0.0026833 | 0.0006725
43 | 0.01169 | 0.0029299
44 | 0.016921 | 0.0042407
45 | 0.0092678 | 0.0023227
46 | 0.01102 | 0.002762
47 | 0.00051247 | 0.00012844
48 | 0.00025973 | 6.5096e-05
49 | 0.0049855 | 0.0012495
50 | 0.0081879 | 0.0020521
51 | 0.0051812 | 0.0012985
52 | 0.022361 | 0.0056042
53 | 0.0014996 | 0.00037584
54 | 0.0015528 | 0.00038916
55 | 0.0054814 | 0.0013738
56 | 0.0012693 | 0.00031812
57 | 0.0012693 | 0.00031812
58 | 0.0054632 | 0.0013692
59 | 0.0014606 | 0.00036606
60 | 0.0012703 | 0.00031836
61 | 0.0030123 | 0.00075496
62 | 0.0012693 | 0.00031812
63 | 0.0018406 | 0.00046129
64 | 0.0008948 | 0.00022426
65 | 0.0016622 | 0.00041658
66 | 0.00071407 | 0.00017896
67 | 0.010827 | 0.0027135
68 | 0.0026801 | 0.0006717
69 | 0.0081342 | 0.0020386
70 | 0.0077764 | 0.001949
71 | 0.013054 | 0.0032716
72 | 0.0049855 | 0.0012495
73 | 0.0012693 | 0.00031812
74 | 0.0016721 | 0.00041906
75 | 0.0022768 | 0.00057063
76 | 0.013864 | 0.0034747
77 | 0.0059905 | 0.0015014
78 | 0.0058053 | 0.0014549
79 | 0.0019604 | 0.00049133
80 | 0.0016734 | 0.0004194
81 | 0.0026253 | 0.00065796
82 | 0.0019681 | 0.00049326
83 | 0.0019716 | 0.00049412
84 | 0.0079607 | 0.0019951
85 | 0.0019775 | 0.00049561
86 | 0.0019855 | 0.00049762
87 | 0.0016028 | 0.0004017

## dtypes
| element | column | dtype
0 | bus | name | object
1 | bus | vn_kv | float64
2 | bus | type | object
3 | bus | zone | object
4 | bus | in_service | bool
5 | load | name | object
6 | load | bus | uint32
7 | load | p_mw | float64
8 | load | q_mvar | float64
9 | load | const_z_percent | float64
10 | load | const_i_percent | float64
11 | load | sn_mva | float64
12 | load | scaling | float64
13 | load | in_service | bool
14 | load | type | object
15 | ext_grid | name | object
16 | ext_grid | bus | uint32
17 | ext_grid | vm_pu | float64
18 | ext_grid | va_degree | float64
19 | ext_grid | slack_weight | float64
20 | ext_grid | in_service | bool
21 | line | name | object
22 | line | std_type | object
23 | line | from_bus | uint32
24 | line | to_bus | uint32
25 | line | length_km | float64
26 | line | r_ohm_per_km | float64
27 | line | x_ohm_per_km | float64
28 | line | c_nf_per_km | float64
29 | line | g_us_per_km | float64
30 | line | max_i_ka | float64
31 | line | df | float64
32 | line | parallel | uint32
33 | line | type | object
34 | line | in_service | bool
35 | trafo | name | object
36 | trafo | std_type | object
37 | trafo | hv_bus | uint32
38 | trafo | lv_bus | uint32
39 | trafo | sn_mva | float64
40 | trafo | vn_hv_kv | float64
41 | trafo | vn_lv_kv | float64
42 | trafo | vk_percent | float64
43 | trafo | vkr_percent | float64
44 | trafo | pfe_kw | float64
45 | trafo | i0_percent | float64
46 | trafo | shift_degree | float64
47 | trafo | tap_side | object
48 | trafo | tap_neutral | int32
49 | trafo | tap_min | int32
50 | trafo | tap_max | int32
51 | trafo | tap_step_percent | float64
52 | trafo | tap_step_degree | float64
53 | trafo | tap_pos | int32
54 | trafo | tap_phase_shifter | bool
55 | trafo | parallel | uint32
56 | trafo | df | float64
57 | trafo | in_service | bool
58 | line_geodata | coords | object
59 | bus_geodata | x | float64
60 | bus_geodata | y | float64
61 | bus_geodata | coords | object
62 | res_bus | vm_pu | float64
63 | res_bus | va_degree | float64
64 | res_bus | p_mw | float64
65 | res_bus | q_mvar | float64
66 | res_line | p_from_mw | float64
67 | res_line | q_from_mvar | float64
68 | res_line | p_to_mw | float64
69 | res_line | q_to_mvar | float64
70 | res_line | pl_mw | float64
71 | res_line | ql_mvar | float64
72 | res_line | i_from_ka | float64
73 | res_line | i_to_ka | float64
74 | res_line | i_ka | float64
75 | res_line | vm_from_pu | float64
76 | res_line | va_from_degree | float64
77 | res_line | vm_to_pu | float64
78 | res_line | va_to_degree | float64
79 | res_line | loading_percent | float64
80 | res_trafo | p_hv_mw | float64
81 | res_trafo | q_hv_mvar | float64
82 | res_trafo | p_lv_mw | float64
83 | res_trafo | q_lv_mvar | float64
84 | res_trafo | pl_mw | float64
85 | res_trafo | ql_mvar | float64
86 | res_trafo | i_hv_ka | float64
87 | res_trafo | i_lv_ka | float64
88 | res_trafo | vm_hv_pu | float64
89 | res_trafo | va_hv_degree | float64
90 | res_trafo | vm_lv_pu | float64
91 | res_trafo | va_lv_degree | float64
92 | res_trafo | loading_percent | float64
93 | res_ext_grid | p_mw | float64
94 | res_ext_grid | q_mvar | float64
95 | res_load | p_mw | float64
96 | res_load | q_mvar | float64

## parameters
| version | format_version | converged | OPF_converged | name | f_hz | sn_mva
0 | 2.14.6 | 2.14.0 | TRUE | FALSE |  | 50 | 1