## bus
| name | vn_kv | type | zone | in_service
0 | bus_LV_230-158_0_6_node_0 | 0.4 | n |  | TRUE
1 | bus_LV_230-158_0_6_node_1 | 0.4 | n |  | TRUE
2 | bus_LV_230-158_0_6_node_2 | 0.4 | n |  | TRUE
3 | bus_LV_230-158_0_6_node_3 | 0.4 | n |  | TRUE
4 | bus_LV_230-158_0_6_node_4 | 0.4 | n |  | TRUE
5 | bus_LV_230-158_0_6_node_5 | 0.4 | n |  | TRUE
6 | bus_LV_230-158_0_6_node_39 | 0.4 | n |  | TRUE
7 | bus_LV_230-158_0_6_node_7 | 0.4 | n |  | TRUE
8 | bus_LV_230-158_0_6_node_79 | 0.4 | n |  | TRUE
9 | bus_LV_230-158_0_6_node_54 | 0.4 | n |  | TRUE
10 | bus_LV_230-158_0_6_node_6 | 0.4 | n |  | TRUE
11 | bus_LV_230-158_0_6_node_12 | 0.4 | n |  | TRUE
12 | bus_LV_230-158_0_6_node_85 | 0.4 | n |  | TRUE
13 | bus_LV_230-158_0_6_node_24 | 0.4 | n |  | TRUE
14 | bus_LV_230-158_0_6_node_8 | 0.4 | n |  | TRUE
15 | bus_LV_230-158_0_6_node_80 | 0.4 | n |  | TRUE
16 | bus_LV_230-158_0_6_node_9 | 0.4 | n |  | TRUE
17 | bus_LV_230-158_0_6_node_48 | 0.4 | n |  | TRUE
18 | bus_LV_230-158_0_6_node_25 | 0.4 | n |  | TRUE
19 | bus_LV_230-158_0_6_node_50 | 0.4 | n |  | TRUE
20 | bus_LV_230-158_0_6_node_15 | 0.4 | n |  | TRUE
21 | bus_LV_230-158_0_6_node_113 | 0.4 | n |  | TRUE
22 | bus_LV_230-158_0_6_node_16 | 0.4 | n |  | TRUE
23 | bus_LV_230-158_0_6_node_112 | 0.4 | n |  | TRUE
24 | bus_LV_230-158_0_6_node_31 | 0.4 | n |  | TRUE
25 | bus_LV_230-158_0_6_node_117 | 0.4 | n |  | TRUE
26 | bus_LV_230-158_0_6_node_17 | 0.4 | n |  | TRUE
27 | bus_LV_230-158_0_6_node_22 | 0.4 | n |  | TRUE
28 | bus_LV_230-158_0_6_node_87 | 0.4 | n |  | TRUE
29 | bus_LV_230-158_0_6_node_19 | 0.4 | n |  | TRUE
30 | bus_LV_230-158_0_6_node_88 | 0.4 | n |  | TRUE
31 | bus_LV_230-158_0_6_node_21 | 0.4 | n |  | TRUE
32 | bus_LV_230-158_0_6_node_132 | 0.4 | n |  | TRUE
33 | bus_LV_230-158_0_6_node_133 | 0.4 | n |  | TRUE
34 | bus_LV_230-158_0_6_node_143 | 0.4 | n |  | TRUE
35 | bus_LV_230-158_0_6_node_23 | 0.4 | n |  | TRUE
36 | bus_LV_230-158_0_6_node_33 | 0.4 | n |  | TRUE
37 | bus_LV_230-158_0_6_node_58 | 0.4 | n |  | TRUE
38 | bus_LV_230-158_0_6_node_76 | 0.4 | n |  | TRUE
39 | bus_LV_230-158_0_6_node_49 | 0.4 | n |  | TRUE
40 | bus_LV_230-158_0_6_node_83 | 0.4 | n |  | TRUE
41 | bus_LV_230-158_0_6_node_26 | 0.4 | n |  | TRUE
42 | bus_LV_230-158_0_6_node_27 | 0.4 | n |  | TRUE
43 | bus_LV_230-158_0_6_node_135 | 0.4 | n |  | TRUE
44 | bus_LV_230-158_0_6_node_28 | 0.4 | n |  | TRUE
45 | bus_LV_230-158_0_6_node_82 | 0.4 | n |  | TRUE
46 | bus_LV_230-158_0_6_node_81 | 0.4 | n |  | TRUE
47 | bus_LV_230-158_0_6_node_30 | 0.4 | n |  | TRUE
48 | bus_LV_230-158_0_6_node_109 | 0.4 | n |  | TRUE
49 | bus_LV_230-158_0_6_node_32 | 0.4 | n |  | TRUE
50 | bus_LV_230-158_0_6_node_127 | 0.4 | n |  | TRUE
51 | bus_LV_230-158_0_6_node_126 | 0.4 | n |  | TRUE
52 | bus_LV_230-158_0_6_node_67 | 0.4 | n |  | TRUE
53 | bus_LV_230-158_0_6_node_34 | 0.4 | n |  | TRUE
54 | bus_LV_230-158_0_6_node_141 | 0.4 | n |  | TRUE
55 | bus_LV_230-158_0_6_node_139 | 0.4 | n |  | TRUE
56 | bus_LV_230-158_0_6_node_40 | 0.4 | n |  | TRUE
57 | bus_LV_230-158_0_6_node_55 | 0.4 | n |  | TRUE
58 | bus_LV_230-158_0_6_node_52 | 0.4 | n |  | TRUE
59 | bus_LV_230-158_0_6_node_38 | 0.4 | n |  | TRUE
60 | bus_LV_230-158_0_6_node_137 | 0.4 | n |  | TRUE
61 | bus_LV_230-158_0_6_node_45 | 0.4 | n |  | TRUE
62 | bus_LV_230-158_0_6_node_105 | 0.4 | n |  | TRUE
63 | bus_LV_230-158_0_6_node_53 | 0.4 | n |  | TRUE
64 | bus_LV_230-158_0_6_node_35 | 0.4 | n |  | TRUE
65 | bus_LV_230-158_0_6_node_36 | 0.4 | n |  | TRUE
66 | bus_LV_230-158_0_6_node_51 | 0.4 | n |  | TRUE
67 | bus_LV_230-158_0_6_node_44 | 0.4 | n |  | TRUE
68 | bus_LV_230-158_0_6_node_104 | 0.4 | n |  | TRUE
69 | bus_LV_230-158_0_6_node_134 | 0.4 | n |  | TRUE
70 | bus_LV_230-158_0_6_node_131 | 0.4 | n |  | TRUE
71 | bus_LV_230-158_0_6_node_61 | 0.4 | n |  | TRUE
72 | bus_LV_230-158_0_6_node_56 | 0.4 | n |  | TRUE
73 | bus_LV_230-158_0_6_node_75 | 0.4 | n |  | TRUE
74 | bus_LV_230-158_0_6_node_136 | 0.4 | n |  | TRUE
75 | bus_LV_230-158_0_6_node_94 | 0.4 | n |  | TRUE
76 | bus_LV_230-158_0_6_node_37 | 0.4 | n |  | TRUE
77 | bus_LV_230-158_0_6_node_110 | 0.4 | n |  | TRUE
78 | bus_LV_230-158_0_6_node_107 | 0.4 | n |  | TRUE
79 | bus_LV_230-158_0_6_node_125 | 0.4 | n |  | TRUE
80 | bus_LV_230-158_0_6_node_122 | 0.4 | n |  | TRUE
81 | bus_LV_230-158_0_6_node_129 | 0.4 | n |  | TRUE
82 | bus_LV_230-158_0_6_node_123 | 0.4 | n |  | TRUE
83 | bus_LV_230-158_0_6_node_68 | 0.4 | n |  | TRUE
84 | bus_LV_230-158_0_6_node_138 | 0.4 | n |  | TRUE
85 | bus_LV_230-158_0_6_node_96 | 0.4 | n |  | TRUE
86 | bus_LV_230-158_0_6_node_97 | 0.4 | n |  | TRUE
87 | bus_LV_230-158_0_6_node_98 | 0.4 | n |  | TRUE
88 | bus_LV_230-158_0_6_node_95 | 0.4 | n |  | TRUE
89 | bus_LV_230-158_0_6_node_41 | 0.4 | n |  | TRUE
90 | bus_LV_230-158_0_6_node_42 | 0.4 | n |  | TRUE
91 | bus_LV_230-158_0_6_node_43 | 0.4 | n |  | TRUE
92 | bus_LV_230-158_0_6_node_114 | 0.4 | n |  | TRUE
93 | bus_LV_230-158_0_6_node_144 | 0.4 | n |  | TRUE
94 | bus_LV_230-158_0_6_node_47 | 0.4 | n |  | TRUE
95 | bus_LV_230-158_0_6_node_93 | 0.4 | n |  | TRUE
96 | bus_LV_230-158_0_6_node_92 | 0.4 | n |  | TRUE
97 | bus_LV_230-158_0_6_node_115 | 0.4 | n |  | TRUE
98 | bus_LV_230-158_0_6_node_57 | 0.4 | n |  | TRUE
99 | bus_LV_230-158_0_6_node_59 | 0.4 | n |  | TRUE
100 | bus_LV_230-158_0_6_node_62 | 0.4 | n |  | TRUE
101 | bus_LV_230-158_0_6_node_60 | 0.4 | n |  | TRUE
102 | bus_LV_230-158_0_6_node_66 | 0.4 | n |  | TRUE
103 | bus_LV_230-158_0_6_node_63 | 0.4 | n |  | TRUE
104 | bus_LV_230-158_0_6_node_70 | 0.4 | n |  | TRUE
105 | bus_LV_230-158_0_6_node_64 | 0.4 | n |  | TRUE
106 | bus_LV_230-158_0_6_node_102 | 0.4 | n |  | TRUE
107 | bus_LV_230-158_0_6_node_103 | 0.4 | n |  | TRUE
108 | bus_LV_230-158_0_6_node_65 | 0.4 | n |  | TRUE
109 | bus_LV_230-158_0_6_node_72 | 0.4 | n |  | TRUE
110 | bus_LV_230-158_0_6_node_118 | 0.4 | n |  | TRUE
111 | bus_LV_230-158_0_6_node_71 | 0.4 | n |  | TRUE
112 | bus_LV_230-158_0_6_node_69 | 0.4 | n |  | TRUE
113 | bus_LV_230-158_0_6_node_84 | 0.4 | n |  | TRUE
114 | bus_LV_230-158_0_6_node_89 | 0.4 | n |  | TRUE
115 | bus_LV_230-158_0_6_node_73 | 0.4 | n |  | TRUE
116 | bus_LV_230-158_0_6_node_119 | 0.4 | n |  | TRUE
117 | bus_LV_230-158_0_6_node_120 | 0.4 | n |  | TRUE
118 | bus_LV_230-158_0_6_node_77 | 0.4 | n |  | TRUE
119 | bus_LV_230-158_0_6_node_78 | 0.4 | n |  | TRUE
120 | bus_LV_230-158_0_6_node_86 | 0.4 | n |  | TRUE
121 | bus_LV_230-158_0_6_node_90 | 0.4 | n |  | TRUE
122 | bus_LV_230-158_0_6_node_91 | 0.4 | n |  | TRUE
123 | bus_LV_230-158_0_6_node_130 | 0.4 | n |  | TRUE
124 | bus_LV_230-158_0_6_node_99 | 0.4 | n |  | TRUE
125 | bus_LV_230-158_0_6_node_124 | 0.4 | n |  | TRUE
126 | bus_LV_230-158_0_6_node_128 | 0.4 | n |  | TRUE
127 | bus_LV_230-158_0_6_node_100 | 0.4 | n |  | TRUE
128 | bus_LV_230-158_0_6_node_111 | 0.4 | n |  | TRUE
129 | bus_LV_230-158_0_6_node_121 | 0.4 | n |  | TRUE
130 | bus_LV_230-158_0_6_node_106 | 0.4 | n |  | TRUE
131 | bus_LV_230-158_0_6_node_108 | 0.4 | n |  | TRUE
132 | bus_LV_230-158_0_6_node_116 | 0.4 | n |  | TRUE
133 | bus_LV_230-158_0_6_node_140 | 0.4 | n |  | TRUE
134 | bus_LV_230-158_0_6_node_142 | 0.4 | n |  | TRUE
135 | bus_MV_370_0_node_60 | 20 | n |  | TRUE

## load
| name | bus | p_mw | q_mvar | const_z_percent | const_i_percent | sn_mva | scaling | in_service | type
0 | LV_230-158_0_6_load_0 | 0 | 0.0013491 | 0.00033813 | 0 | 0 |  | 1 | TRUE | wye
1 | LV_230-158_0_6_load_1 | 1 | 0.0075699 | 0.0018972 | 0 | 0 |  | 1 | TRUE | wye
2 | LV_230-158_0_6_load_3 | 3 | 0.0012701 | 0.00031833 | 0 | 0 |  | 1 | TRUE | wye
3 | LV_230-158_0_6_load_5 | 5 | 0.0046112 | 0.0011557 | 0 | 0 |  | 1 | TRUE | wye
4 | LV_230-158_0_6_load_79 | 8 | 0.0052255 | 0.0013096 | 0 | 0 |  | 1 | TRUE | wye
5 | LV_230-158_0_6_load_85 | 12 | 0.0047351 | 0.0011867 | 0 | 0 |  | 1 | TRUE | wye
6 | LV_230-158_0_6_load_80 | 15 | 0.0032188 | 0.00080671 | 0 | 0 |  | 1 | TRUE | wye
7 | LV_230-158_0_6_load_48 | 17 | 0.010938 | 0.0027414 | 0 | 0 |  | 1 | TRUE | wye
8 | LV_230-158_0_6_load_50 | 19 | 0.003192 | 0.00079999 | 0 | 0 |  | 1 | TRUE | wye
9 | LV_230-158_0_6_load_113 | 21 | 0.0085845 | 0.0021515 | 0 | 0 |  | 1 | TRUE | wye
10 | LV_230-158_0_6_load_112 | 23 | 0.0061127 | 0.001532 | 0 | 0 |  | 1 | TRUE | wye
11 | LV_230-158_0_6_load_117 | 25 | 0.0085211 | 0.0021356 | 0 | 0 |  | 1 | TRUE | wye
12 | LV_230-158_0_6_load_87 | 28 | 0.0055289 | 0.0013857 | 0 | 0 |  | 1 | TRUE | wye
13 | LV_230-158_0_6_load_88 | 30 | 0.0046617 | 0.0011683 | 0 | 0 |  | 1 | TRUE | wye
14 | LV_230-158_0_6_load_132 | 32 | 0.0010198 | 0.00025558 | 0 | 0 |  | 1 | TRUE | wye
15 | LV_230-158_0_6_load_133 | 33 | 0.00087199 | 0.00021854 | 0 | 0 |  | 1 | TRUE | wye
16 | LV_230-158_0_6_load_143 | 34 | 0.017071 | 0.0042784 | 0 | 0 |  | 1 | TRUE | wye
17 | LV_230-158_0_6_load_76 | 38 | 0.013714 | 0.003437 | 0 | 0 |  | 1 | TRUE | wye
18 | LV_230-158_0_6_load_49 | 39 | 0.015848 | 0.0039719 | 0 | 0 |  | 1 | TRUE | wye
19 | LV_230-158_0_6_load_83 | 40 | 0.0020764 | 0.00052039 | 0 | 0 |  | 1 | TRUE | wye
20 | LV_230-158_0_6_load_135 | 43 | 0.074249 | 0.018609 | 0 | 0 |  | 1 | TRUE | wye
21 | LV_230-158_0_6_load_82 | 45 | 0.015873 | 0.0039781 | 0 | 0 |  | 1 | TRUE | wye
22 | LV_230-158_0_6_load_81 | 46 | 0.0022727 | 0.00056959 | 0 | 0 |  | 1 | TRUE | wye
23 | LV_230-158_0_6_load_126 | 51 | 0.001089 | 0.00027293 | 0 | 0 |  | 1 | TRUE | wye
24 | LV_230-158_0_6_load_67 | 52 | 0.0087727 | 0.0021987 | 0 | 0 |  | 1 | TRUE | wye
25 | LV_230-158_0_6_load_141 | 54 | 0.0021147 | 0.00053 | 0 | 0 |  | 1 | TRUE | wye
26 | LV_230-158_0_6_load_139 | 55 | 0.0019806 | 0.00049638 | 0 | 0 |  | 1 | TRUE | wye
27 | LV_230-158_0_6_load_40 | 56 | 0.0036321 | 0.0009103 | 0 | 0 |  | 1 | TRUE | wye
28 | LV_230-158_0_6_load_52 | 58 | 0.0061245 | 0.0015349 | 0 | 0 |  | 1 | TRUE | wye
29 | LV_230-158_0_6_load_137 | 60 | 0.003116 | 0.00078095 | 0 | 0 |  | 1 | TRUE | wye
30 | LV_230-158_0_6_load_105 | 62 | 0.0053988 | 0.0013531 | 0 | 0 |  | 1 | TRUE | wye
31 | LV_230-158_0_6_load_53 | 63 | 0.0065868 | 0.0016508 | 0 | 0 |  | 1 | TRUE | wye
32 | LV_230-158_0_6_load_35 | 64 | 0.0019995 | 0.00050112 | 0 | 0 |  | 1 | TRUE | wye
33 | LV_230-158_0_6_load_36 | 65 | 0.0032099 | 0.00080449 | 0 | 0 |  | 1 | TRUE | wye
34 | LV_230-158_0_6_load_51 | 66 | 0.003461 | 0.0008674 | 0 | 0 |  | 1 | TRUE | wye
35 | LV_230-158_0_6_load_104 | 68 | 0.0054224 | 0.001359 | 0 | 0 |  | 1 | TRUE | wye
36 | LV_230-158_0_6_load_134 | 69 | 0.0010031 | 0.00025141 | 0 | 0 |  | 1 | TRUE | wye
37 | LV_230-158_0_6_load_131 | 70 | 0.00067616 | 0.00016946 | 0 | 0 |  | 1 | TRUE | wye
38 | LV_230-158_0_6_load_61 | 71 | 0.00408 | 0.0010225 | 0 | 0 |  | 1 | TRUE | wye
39 | LV_230-158_0_6_load_56 | 72 | 0.018071 | 0.004529 | 0 | 0 |  | 1 | TRUE | wye
40 | LV_230-158_0_6_load_75 | 73 | 0.0064273 | 0.0016108 | 0 | 0 |  | 1 | TRUE | wye
41 | LV_230-158_0_6_load_136 | 74 | 0.003311 | 0.00082982 | 0 | 0 |  | 1 | TRUE | wye
42 | LV_230-158_0_6_load_94 | 75 | 0.0064451 | 0.0016153 | 0 | 0 |  | 1 | TRUE | wye
43 | LV_230-158_0_6_load_107 | 78 | 0.0016784 | 0.00042065 | 0 | 0 |  | 1 | TRUE | wye
44 | LV_230-158_0_6_load_125 | 79 | 0.0073419 | 0.00184 | 0 | 0 |  | 1 | TRUE | wye
45 | LV_230-158_0_6_load_122 | 80 | 0.0026436 | 0.00066255 | 0 | 0 |  | 1 | TRUE | wye
46 | LV_230-158_0_6_load_129 | 81 | 0.0015738 | 0.00039443 | 0 | 0 |  | 1 | TRUE | wye
47 | LV_230-158_0_6_load_123 | 82 | 0.0021318 | 0.00053427 | 0 | 0 |  | 1 | TRUE | wye
48 | LV_230-158_0_6_load_68 | 83 | 0.0084071 | 0.002107 | 0 | 0 |  | 1 | TRUE | wye
49 | LV_230-158_0_6_load_98 | 87 | 0.002356 | 0.00059048 | 0 | 0 |  | 1 | TRUE | wye
50 | LV_230-158_0_6_load_95 | 88 | 0.0019927 | 0.00049943 | 0 | 0 |  | 1 | TRUE | wye
51 | LV_230-158_0_6_load_114 | 92 | 0.00085275 | 0.00021372 | 0 | 0 |  | 1 | TRUE | wye
52 | LV_230-158_0_6_load_144 | 93 | 0.0020836 | 0.00052219 | 0 | 0 |  | 1 | TRUE | wye
53 | LV_230-158_0_6_load_93 | 95 | 0.00083375 | 0.00020896 | 0 | 0 |  | 1 | TRUE | wye
54 | LV_230-158_0_6_load_92 | 96 | 0.0035719 | 0.00089521 | 0 | 0 |  | 1 | TRUE | wye
55 | LV_230-158_0_6_load_115 | 97 | 0.00085256 | 0.00021367 | 0 | 0 |  | 1 | TRUE | wye
56 | LV_230-158_0_6_load_57 | 98 | 0.0055528 | 0.0013917 | 0 | 0 |  | 1 | TRUE | wye
57 | LV_230-158_0_6_load_59 | 99 | 0.0098986 | 0.0024808 | 0 | 0 |  | 1 | TRUE | wye
58 | LV_230-158_0_6_load_62 | 100 | 0.0056857 | 0.001425 | 0 | 0 |  | 1 | TRUE | wye
59 | LV_230-158_0_6_load_66 | 102 | 0.017044 | 0.0042716 | 0 | 0 |  | 1 | TRUE | wye
60 | LV_230-158_0_6_load_63 | 103 | 0.024222 | 0.0060706 | 0 | 0 |  | 1 | TRUE | wye
61 | LV_230-158_0_6_load_70 | 104 | 0.026467 | 0.0066332 | 0 | 0 |  | 1 | TRUE | wye
62 | LV_230-158_0_6_load_64 | 105 | 0.024219 | 0.00607 | 0 | 0 |  | 1 | TRUE | wye
63 | LV_230-158_0_6_load_102 | 106 | 0.0015683 | 0.00039306 | 0 | 0 |  | 1 | TRUE | wye
64 | LV_230-158_0_6_load_103 | 107 | 0.0011841 | 0.00029676 | 0 | 0 |  | 1 | TRUE | wye
65 | LV_230-158_0_6_load_65 | 108 | 0.010533 | 0.0026397 | 0 | 0 |  | 1 | TRUE | wye
66 | LV_230-158_0_6_load_118 | 110 | 0.010533 | 0.0026397 | 0 | 0 |  | 1 | TRUE | wye
67 | LV_230-158_0_6_load_69 | 112 | 0.0077939 | 0.0019533 | 0 | 0 |  | 1 | TRUE | wye
68 | LV_230-158_0_6_load_84 | 113 | 0.0064925 | 0.0016272 | 0 | 0 |  | 1 | TRUE | wye
69 | LV_230-158_0_6_load_73 | 115 | 0.028392 | 0.0071158 | 0 | 0 |  | 1 | TRUE | wye
70 | LV_230-158_0_6_load_119 | 116 | 0.0015695 | 0.00039335 | 0 | 0 |  | 1 | TRUE | wye
71 | LV_230-158_0_6_load_77 | 118 | 0.009681 | 0.0024263 | 0 | 0 |  | 1 | TRUE | wye
72 | LV_230-158_0_6_load_78 | 119 | 0.011593 | 0.0029054 | 0 | 0 |  | 1 | TRUE | wye
73 | LV_230-158_0_6_load_86 | 120 | 0.0023551 | 0.00059024 | 0 | 0 |  | 1 | TRUE | wye
74 | LV_230-158_0_6_load_90 | 121 | 0.0055696 | 0.0013959 | 0 | 0 |  | 1 | TRUE | wye
75 | LV_230-158_0_6_load_130 | 123 | 0.0043924 | 0.0011008 | 0 | 0 |  | 1 | TRUE | wye
76 | LV_230-158_0_6_load_99 | 124 | 0.0097341 | 0.0024396 | 0 | 0 |  | 1 | TRUE | wye
77 | LV_230-158_0_6_load_124 | 125 | 0.0018504 | 0.00046375 | 0 | 0 |  | 1 | TRUE | wye
78 | LV_230-158_0_6_load_128 | 126 | 0.0015908 | 0.00039869 | 0 | 0 |  | 1 | TRUE | wye
79 | LV_230-158_0_6_load_100 | 127 | 0.003974 | 0.00099597 | 0 | 0 |  | 1 | TRUE | wye
80 | LV_230-158_0_6_load_111 | 128 | 0.0012051 | 0.00030202 | 0 | 0 |  | 1 | TRUE | wye
81 | LV_230-158_0_6_load_121 | 129 | 0.0015695 | 0.00039335 | 0 | 0 |  | 1 | TRUE | wye
82 | LV_230-158_0_6_load_106 | 130 | 0.0034726 | 0.00087032 | 0 | 0 |  | 1 | TRUE | wye
83 | LV_230-158_0_6_load_108 | 131 | 0.0022707 | 0.0005691 | 0 | 0 |  | 1 | TRUE | wye
84 | LV_230-158_0_6_load_116 | 132 | 0.00085275 | 0.00021372 | 0 | 0 |  | 1 | TRUE | wye
85 | LV_230-158_0_6_load_140 | 133 | 0.0048158 | 0.001207 | 0 | 0 |  | 1 | TRUE | wye
86 | LV_230-158_0_6_load_142 | 134 | 0.0035637 | 0.00089314 | 0 | 0 |  | 1 | TRUE | wye

## ext_grid
| name | bus | vm_pu | va_degree | slack_weight | in_service
0 |  | 73 | 1 | 0 | 1 | TRUE

## line
| name | std_type | from_bus | to_bus | length_km | r_ohm_per_km | x_ohm_per_km | c_nf_per_km | g_us_per_km | max_i_ka | df | parallel | type | in_service
0 | LV_230-158_0_6_line_0 |  | 0 | 1 | 0.013057 | 0.125 | 0.08 | 261 | 0 | 0.364 | 1 | 1 | cs | TRUE
1 | LV_230-158_0_6_line_1 |  | 0 | 2 | 0.027571 | 0.125 | 0.08 | 261 | 0 | 0.364 | 1 | 1 | cs | TRUE
2 | LV_230-158_0_6_line_2 |  | 1 | 3 | 0.0071204 | 0.125 | 0.08 | 261 | 0 | 0.364 | 1 | 1 | cs | TRUE
3 | LV_230-158_0_6_line_3 |  | 2 | 4 | 0.006954 | 0.125 | 0.08 | 261 | 0 | 0.364 | 1 | 1 | cs | TRUE
4 | LV_230-158_0_6_line_4 |  | 2 | 5 | 0.033333 | 0.125 | 0.08 | 261 | 0 | 0.364 | 1 | 1 | cs | TRUE
5 | LV_230-158_0_6_line_5 |  | 3 | 6 | 0.037801 | 0.125 | 0.08 | 261 | 0 | 0.364 | 1 | 1 | cs | TRUE
6 | LV_230-158_0_6_line_6 |  | 4 | 7 | 0.029214 | 0.125 | 0.08 | 261 | 0 | 0.364 | 1 | 1 | cs | TRUE
7 | LV_230-158_0_6_line_7 |  | 4 | 8 | 0.015828 | 0.125 | 0.08 | 261 | 0 | 0.364 | 1 | 1 | cs | TRUE
8 | LV_230-158_0_6_line_8 |  | 5 | 9 | 0.0098154 | 0.125 | 0.08 | 261 | 0 | 0.364 | 1 | 1 | cs | TRUE
9 | LV_230-158_0_6_line_9 |  | 6 | 56 | 0.02614 | 0.125 | 0.08 | 261 | 0 | 0.364 | 1 | 1 | cs | TRUE
10 | LV_230-158_0_6_line_10 |  | 7 | 13 | 0.02695 | 0.125 | 0.08 | 261 | 0 | 0.364 | 1 | 1 | cs | TRUE
11 | LV_230-158_0_6_line_11 |  | 9 | 57 | 0.013734 | 0.125 | 0.08 | 261 | 0 | 0.364 | 1 | 1 | cs | TRUE
12 | LV_230-158_0_6_line_12 |  | 9 | 58 | 0.011899 | 0.125 | 0.08 | 261 | 0 | 0.364 | 1 | 1 | cs | TRUE
13 | LV_230-158_0_6_line_13 |  | 10 | 11 | 0.012773 | 0.125 | 0.08 | 261 | 0 | 0.364 | 1 | 1 | cs | TRUE
14 | LV_230-158_0_6_line_14 |  | 10 | 12 | 0.0047061 | 0.125 | 0.08 | 261 | 0 | 0.364 | 1 | 1 | cs | TRUE
15 | LV_230-158_0_6_line_15 |  | 11 | 18 | 0.003782 | 0.125 | 0.08 | 261 | 0 | 0.364 | 1 | 1 | cs | TRUE
16 | LV_230-158_0_6_line_16 |  | 11 | 19 | 0.014306 | 0.125 | 0.08 | 261 | 0 | 0.364 | 1 | 1 | cs | TRUE
17 | LV_230-158_0_6_line_17 |  | 12 | 61 | 0.028255 | 0.125 | 0.08 | 261 | 0 | 0.364 | 1 | 1 | cs | TRUE
18 | LV_230-158_0_6_line_18 |  | 13 | 18 | 0.018482 | 0.125 | 0.08 | 261 | 0 | 0.364 | 1 | 1 | cs | TRUE
19 | LV_230-158_0_6_line_19 |  | 13 | 39 | 0.015456 | 0.125 | 0.08 | 261 | 0 | 0.364 | 1 | 1 | cs | TRUE
20 | LV_230-158_0_6_line_20 |  | 14 | 15 | 0.011681 | 0.125 | 0.08 | 261 | 0 | 0.364 | 1 | 1 | cs | TRUE
21 | LV_230-158_0_6_line_21 |  | 14 | 16 | 0.030441 | 0.125 | 0.08 | 261 | 0 | 0.364 | 1 | 1 | cs | TRUE
22 | LV_230-158_0_6_line_22 |  | 16 | 17 | 0.025634 | 0.125 | 0.08 | 261 | 0 | 0.364 | 1 | 1 | cs | TRUE
23 | LV_230-158_0_6_line_23 |  | 17 | 39 | 0.025758 | 0.125 | 0.08 | 261 | 0 | 0.364 | 1 | 1 | cs | TRUE
24 | LV_230-158_0_6_line_24 |  | 18 | 40 | 0.017826 | 0.125 | 0.08 | 261 | 0 | 0.364 | 1 | 1 | cs | TRUE
25 | LV_230-158_0_6_line_25 |  | 19 | 66 | 0.024923 | 0.125 | 0.08 | 261 | 0 | 0.364 | 1 | 1 | cs | TRUE
26 | LV_230-158_0_6_line_26 |  | 20 | 21 | 0.039772 | 0.125 | 0.08 | 261 | 0 | 0.364 | 1 | 1 | cs | TRUE
27 | LV_230-158_0_6_line_27 |  | 20 | 22 | 0.081338 | 0.125 | 0.08 | 261 | 0 | 0.364 | 1 | 1 | cs | TRUE
28 | LV_230-158_0_6_line_28 |  | 20 | 23 | 0.0042868 | 0.125 | 0.08 | 261 | 0 | 0.364 | 1 | 1 | cs | TRUE
29 | LV_230-158_0_6_line_29 |  | 22 | 24 | 0.056502 | 0.125 | 0.08 | 261 | 0 | 0.364 | 1 | 1 | cs | TRUE
30 | LV_230-158_0_6_line_30 |  | 22 | 25 | 0.036319 | 0.125 | 0.08 | 261 | 0 | 0.364 | 1 | 1 | cs | TRUE
31 | LV_230-158_0_6_line_31 |  | 23 | 67 | 0.047078 | 0.125 | 0.08 | 261 | 0 | 0.364 | 1 | 1 | cs | TRUE
32 | LV_230-158_0_6_line_32 |  | 24 | 47 | 0.044639 | 0.125 | 0.08 | 261 | 0 | 0.364 | 1 | 1 | cs | TRUE
33 | LV_230-158_0_6_line_33 |  | 26 | 27 | 0.0082654 | 0.125 | 0.08 | 261 | 0 | 0.364 | 1 | 1 | cs | TRUE
34 | LV_230-158_0_6_line_34 |  | 26 | 28 | 0.049322 | 0.125 | 0.08 | 261 | 0 | 0.364 | 1 | 1 | cs | TRUE
35 | LV_230-158_0_6_line_35 |  | 27 | 34 | 0.02516 | 0.125 | 0.08 | 261 | 0 | 0.364 | 1 | 1 | cs | TRUE
36 | LV_230-158_0_6_line_36 |  | 27 | 31 | 0.018818 | 0.125 | 0.08 | 261 | 0 | 0.364 | 1 | 1 | cs | TRUE
37 | LV_230-158_0_6_line_37 |  | 28 | 29 | 0.056183 | 0.125 | 0.08 | 261 | 0 | 0.364 | 1 | 1 | cs | TRUE
38 | LV_230-158_0_6_line_38 |  | 29 | 30 | 0.029718 | 0.125 | 0.08 | 261 | 0 | 0.364 | 1 | 1 | cs | TRUE
39 | LV_230-158_0_6_line_39 |  | 30 | 68 | 0.033836 | 0.125 | 0.08 | 261 | 0 | 0.364 | 1 | 1 | cs | TRUE
40 | LV_230-158_0_6_line_40 |  | 31 | 32 | 0.017206 | 0.125 | 0.08 | 261 | 0 | 0.364 | 1 | 1 | cs | TRUE
41 | LV_230-158_0_6_line_41 |  | 31 | 33 | 0.003888 | 0.125 | 0.08 | 261 | 0 | 0.364 | 1 | 1 | cs | TRUE
42 | LV_230-158_0_6_line_42 |  | 32 | 70 | 0.019565 | 0.125 | 0.08 | 261 | 0 | 0.364 | 1 | 2 | cs | TRUE
43 | LV_230-158_0_6_line_43 |  | 33 | 69 | 0.012767 | 0.125 | 0.08 | 261 | 0 | 0.364 | 1 | 1 | cs | TRUE
44 | LV_230-158_0_6_line_44 |  | 34 | 41 | 0.027974 | 0.125 | 0.08 | 261 | 0 | 0.364 | 1 | 1 | cs | TRUE
45 | LV_230-158_0_6_line_45 |  | 35 | 36 | 0.034625 | 0.125 | 0.08 | 261 | 0 | 0.364 | 1 | 3 | cs | TRUE
46 | LV_230-158_0_6_line_46 |  | 35 | 37 | 0.004197 | 0.125 | 0.08 | 261 | 0 | 0.364 | 1 | 2 | cs | TRUE
47 | LV_230-158_0_6_line_47 |  | 35 | 38 | 0.026203 | 0.125 | 0.08 | 261 | 0 | 0.364 | 1 | 3 | cs | TRUE
48 | LV_230-158_0_6_line_48 |  | 36 | 52 | 0.0178 | 0.125 | 0.08 | 261 | 0 | 0.364 | 1 | 3 | cs | TRUE
49 | LV_230-158_0_6_line_49 |  | 37 | 71 | 0.022055 | 0.125 | 0.08 | 261 | 0 | 0.364 | 1 | 1 | cs | TRUE
50 | LV_230-158_0_6_line_50 |  | 37 | 72 | 0.036807 | 0.125 | 0.08 | 261 | 0 | 0.364 | 1 | 1 | cs | TRUE
51 | LV_230-158_0_6_line_51 |  | 38 | 73 | 0.027346 | 0.125 | 0.08 | 261 | 0 | 0.364 | 1 | 3 | cs | TRUE
52 | LV_230-158_0_6_line_52 |  | 40 | 71 | 0.010254 | 0.125 | 0.08 | 261 | 0 | 0.364 | 1 | 1 | cs | TRUE
53 | LV_230-158_0_6_line_53 |  | 41 | 42 | 0.034861 | 0.125 | 0.08 | 261 | 0 | 0.364 | 1 | 1 | cs | TRUE
54 | LV_230-158_0_6_line_54 |  | 42 | 43 | 0.041264 | 0.125 | 0.08 | 261 | 0 | 0.364 | 1 | 1 | cs | TRUE
55 | LV_230-158_0_6_line_55 |  | 43 | 74 | 0.014611 | 0.125 | 0.08 | 261 | 0 | 0.364 | 1 | 1 | cs | TRUE
56 | LV_230-158_0_6_line_56 |  | 44 | 45 | 0.026466 | 0.125 | 0.08 | 261 | 0 | 0.364 | 1 | 1 | cs | TRUE
57 | LV_230-158_0_6_line_57 |  | 44 | 46 | 0.0022673 | 0.125 | 0.08 | 261 | 0 | 0.364 | 1 | 1 | cs | TRUE
58 | LV_230-158_0_6_line_58 |  | 45 | 75 | 0.015481 | 0.125 | 0.08 | 261 | 0 | 0.364 | 1 | 1 | cs | TRUE
59 | LV_230-158_0_6_line_59 |  | 46 | 76 | 0.022426 | 0.125 | 0.08 | 261 | 0 | 0.364 | 1 | 1 | cs | TRUE
60 | LV_230-158_0_6_line_60 |  | 47 | 48 | 0.033914 | 0.125 | 0.08 | 261 | 0 | 0.364 | 1 | 1 | cs | TRUE
61 | LV_230-158_0_6_line_61 |  | 48 | 77 | 0.18517 | 0.125 | 0.08 | 261 | 0 | 0.364 | 1 | 1 | cs | TRUE
62 | LV_230-158_0_6_line_62 |  | 48 | 78 | 0.11251 | 0.125 | 0.08 | 261 | 0 | 0.364 | 1 | 1 | cs | TRUE
63 | LV_230-158_0_6_line_63 |  | 49 | 50 | 0.025687 | 0.125 | 0.08 | 261 | 0 | 0.364 | 1 | 1 | cs | TRUE
64 | LV_230-158_0_6_line_64 |  | 49 | 51 | 0.019207 | 0.125 | 0.08 | 261 | 0 | 0.364 | 1 | 1 | cs | TRUE
65 | LV_230-158_0_6_line_65 |  | 50 | 81 | 0.017934 | 0.125 | 0.08 | 261 | 0 | 0.364 | 1 | 1 | cs | TRUE
66 | LV_230-158_0_6_line_66 |  | 50 | 59 | 0.003285 | 0.125 | 0.08 | 261 | 0 | 0.364 | 1 | 1 | cs | TRUE
67 | LV_230-158_0_6_line_67 |  | 51 | 82 | 0.0048653 | 0.125 | 0.08 | 261 | 0 | 0.364 | 1 | 1 | cs | TRUE
68 | LV_230-158_0_6_line_68 |  | 52 | 83 | 0.0053223 | 0.125 | 0.08 | 261 | 0 | 0.364 | 1 | 3 | cs | TRUE
69 | LV_230-158_0_6_line_69 |  | 53 | 54 | 0.016994 | 0.125 | 0.08 | 261 | 0 | 0.364 | 1 | 1 | cs | TRUE
70 | LV_230-158_0_6_line_70 |  | 53 | 55 | 0.033565 | 0.125 | 0.08 | 261 | 0 | 0.364 | 1 | 1 | cs | TRUE
71 | LV_230-158_0_6_line_71 |  | 55 | 84 | 0.0098105 | 0.125 | 0.08 | 261 | 0 | 0.364 | 1 | 1 | cs | TRUE
72 | LV_230-158_0_6_line_72 |  | 57 | 62 | 0.023293 | 0.125 | 0.08 | 261 | 0 | 0.364 | 1 | 1 | cs | TRUE
73 | LV_230-158_0_6_line_73 |  | 58 | 63 | 0.016414 | 0.125 | 0.08 | 261 | 0 | 0.364 | 1 | 1 | cs | TRUE
74 | LV_230-158_0_6_line_74 |  | 59 | 60 | 0.024769 | 0.125 | 0.08 | 261 | 0 | 0.364 | 1 | 1 | cs | TRUE
75 | LV_230-158_0_6_line_75 |  | 60 | 84 | 0.021542 | 0.125 | 0.08 | 261 | 0 | 0.364 | 1 | 1 | cs | TRUE
76 | LV_230-158_0_6_line_76 |  | 61 | 67 | 0.080518 | 0.125 | 0.08 | 261 | 0 | 0.364 | 1 | 1 | cs | TRUE
77 | LV_230-158_0_6_line_77 |  | 64 | 65 | 0.00018011 | 0.125 | 0.08 | 261 | 0 | 0.364 | 1 | 1 | cs | TRUE
78 | LV_230-158_0_6_line_78 |  | 65 | 76 | 0.014639 | 0.125 | 0.08 | 261 | 0 | 0.364 | 1 | 1 | cs | TRUE
79 | LV_230-158_0_6_line_79 |  | 67 | 94 | 0.02093 | 0.125 | 0.08 | 261 | 0 | 0.364 | 1 | 1 | cs | TRUE
80 | LV_230-158_0_6_line_80 |  | 70 | 123 | 0.057601 | 0.125 | 0.08 | 261 | 0 | 0.364 | 1 | 2 | cs | TRUE
81 | LV_230-158_0_6_line_81 |  | 73 | 118 | 0.022157 | 0.125 | 0.08 | 261 | 0 | 0.364 | 1 | 3 | cs | TRUE
82 | LV_230-158_0_6_line_82 |  | 75 | 121 | 0.02277 | 0.125 | 0.08 | 261 | 0 | 0.364 | 1 | 1 | cs | TRUE
83 | LV_230-158_0_6_line_83 |  | 77 | 128 | 0.032243 | 0.125 | 0.08 | 261 | 0 | 0.364 | 1 | 1 | cs | TRUE
84 | LV_230-158_0_6_line_84 |  | 78 | 130 | 0.020527 | 0.125 | 0.08 | 261 | 0 | 0.364 | 1 | 1 | cs | TRUE
85 | LV_230-158_0_6_line_85 |  | 79 | 80 | 0.00058288 | 0.125 | 0.08 | 261 | 0 | 0.364 | 1 | 1 | cs | TRUE
86 | LV_230-158_0_6_line_86 |  | 80 | 117 | 0.019644 | 0.125 | 0.08 | 261 | 0 | 0.364 | 1 | 1 | cs | TRUE
87 | LV_230-158_0_6_line_87 |  | 81 | 126 | 0.013889 | 0.125 | 0.08 | 261 | 0 | 0.364 | 1 | 1 | cs | TRUE
88 | LV_230-158_0_6_line_88 |  | 83 | 112 | 0.026762 | 0.125 | 0.08 | 261 | 0 | 0.364 | 1 | 3 | cs | TRUE
89 | LV_230-158_0_6_line_89 |  | 84 | 133 | 0.023052 | 0.125 | 0.08 | 261 | 0 | 0.364 | 1 | 1 | cs | TRUE
90 | LV_230-158_0_6_line_90 |  | 85 | 86 | 0.00442 | 0.125 | 0.08 | 261 | 0 | 0.364 | 1 | 3 | cs | TRUE
91 | LV_230-158_0_6_line_91 |  | 85 | 87 | 0.015176 | 0.125 | 0.08 | 261 | 0 | 0.364 | 1 | 1 | cs | TRUE
92 | LV_230-158_0_6_line_92 |  | 85 | 88 | 0.025995 | 0.125 | 0.08 | 261 | 0 | 0.364 | 1 | 3 | cs | TRUE
93 | LV_230-158_0_6_line_93 |  | 86 | 106 | 0.010389 | 0.125 | 0.08 | 261 | 0 | 0.364 | 1 | 3 | cs | TRUE
94 | LV_230-158_0_6_line_94 |  | 86 | 107 | 0.021587 | 0.125 | 0.08 | 261 | 0 | 0.364 | 1 | 1 | cs | TRUE
95 | LV_230-158_0_6_line_95 |  | 86 | 100 | 0.019711 | 0.125 | 0.08 | 261 | 0 | 0.364 | 1 | 1 | cs | TRUE
96 | LV_230-158_0_6_line_96 |  | 87 | 124 | 0.0036467 | 0.125 | 0.08 | 261 | 0 | 0.364 | 1 | 1 | cs | TRUE
97 | LV_230-158_0_6_line_97 |  | 88 | 120 | 0.018066 | 0.125 | 0.08 | 261 | 0 | 0.364 | 1 | 3 | cs | TRUE
98 | LV_230-158_0_6_line_98 |  | 89 | 90 | 0.086448 | 0.125 | 0.08 | 261 | 0 | 0.364 | 1 | 1 | cs | TRUE
99 | LV_230-158_0_6_line_99 |  | 89 | 91 | 0.042141 | 0.125 | 0.08 | 261 | 0 | 0.364 | 1 | 1 | cs | TRUE
100 | LV_230-158_0_6_line_100 |  | 89 | 92 | 0.010154 | 0.125 | 0.08 | 261 | 0 | 0.364 | 1 | 1 | cs | TRUE
101 | LV_230-158_0_6_line_101 |  | 90 | 93 | 0.017227 | 0.125 | 0.08 | 261 | 0 | 0.364 | 1 | 1 | cs | TRUE
102 | LV_230-158_0_6_line_102 |  | 91 | 94 | 0.021428 | 0.125 | 0.08 | 261 | 0 | 0.364 | 1 | 1 | cs | TRUE
103 | LV_230-158_0_6_line_103 |  | 91 | 95 | 0.0087704 | 0.125 | 0.08 | 261 | 0 | 0.364 | 1 | 1 | cs | TRUE
104 | LV_230-158_0_6_line_104 |  | 92 | 97 | 0.0019377 | 0.125 | 0.08 | 261 | 0 | 0.364 | 1 | 1 | cs | TRUE
105 | LV_230-158_0_6_line_105 |  | 94 | 96 | 0.0047609 | 0.125 | 0.08 | 261 | 0 | 0.364 | 1 | 1 | cs | TRUE
106 | LV_230-158_0_6_line_106 |  | 97 | 132 | 0.0006932 | 0.125 | 0.08 | 261 | 0 | 0.364 | 1 | 1 | cs | TRUE
107 | LV_230-158_0_6_line_107 |  | 98 | 99 | 0.023142 | 0.125 | 0.08 | 261 | 0 | 0.364 | 1 | 1 | cs | TRUE
108 | LV_230-158_0_6_line_108 |  | 99 | 100 | 0.031974 | 0.125 | 0.08 | 261 | 0 | 0.364 | 1 | 1 | cs | TRUE
109 | LV_230-158_0_6_line_109 |  | 101 | 102 | 0.011728 | 0.125 | 0.08 | 261 | 0 | 0.364 | 1 | 1 | cs | TRUE
110 | LV_230-158_0_6_line_110 |  | 101 | 103 | 0.019022 | 0.125 | 0.08 | 261 | 0 | 0.364 | 1 | 1 | cs | TRUE
111 | LV_230-158_0_6_line_111 |  | 102 | 104 | 0.021028 | 0.125 | 0.08 | 261 | 0 | 0.364 | 1 | 1 | cs | TRUE
112 | LV_230-158_0_6_line_112 |  | 103 | 105 | 0.033672 | 0.125 | 0.08 | 261 | 0 | 0.364 | 1 | 1 | cs | TRUE
113 | LV_230-158_0_6_line_113 |  | 104 | 111 | 0.01704 | 0.125 | 0.08 | 261 | 0 | 0.364 | 1 | 1 | cs | TRUE
114 | LV_230-158_0_6_line_114 |  | 105 | 108 | 0.030254 | 0.125 | 0.08 | 261 | 0 | 0.364 | 1 | 1 | cs | TRUE
115 | LV_230-158_0_6_line_115 |  | 106 | 125 | 0.021555 | 0.125 | 0.08 | 261 | 0 | 0.364 | 1 | 3 | cs | TRUE
116 | LV_230-158_0_6_line_116 |  | 107 | 126 | 0.012589 | 0.125 | 0.08 | 261 | 0 | 0.364 | 1 | 1 | cs | TRUE
117 | LV_230-158_0_6_line_117 |  | 108 | 109 | 0.024823 | 0.125 | 0.08 | 261 | 0 | 0.364 | 1 | 1 | cs | TRUE
118 | LV_230-158_0_6_line_118 |  | 109 | 110 | 0.012311 | 0.125 | 0.08 | 261 | 0 | 0.364 | 1 | 1 | cs | TRUE
119 | LV_230-158_0_6_line_119 |  | 111 | 115 | 0.0044375 | 0.125 | 0.08 | 261 | 0 | 0.364 | 1 | 1 | cs | TRUE
120 | LV_230-158_0_6_line_120 |  | 112 | 113 | 0.0064961 | 0.125 | 0.08 | 261 | 0 | 0.364 | 1 | 3 | cs | TRUE
121 | LV_230-158_0_6_line_121 |  | 113 | 114 | 0.0084553 | 0.125 | 0.08 | 261 | 0 | 0.364 | 1 | 3 | cs | TRUE
122 | LV_230-158_0_6_line_122 |  | 114 | 121 | 0.028244 | 0.125 | 0.08 | 261 | 0 | 0.364 | 1 | 1 | cs | TRUE
123 | LV_230-158_0_6_line_123 |  | 114 | 122 | 0.023616 | 0.125 | 0.08 | 261 | 0 | 0.364 | 1 | 3 | cs | TRUE
124 | LV_230-158_0_6_line_124 |  | 115 | 116 | 0.026793 | 0.125 | 0.08 | 261 | 0 | 0.364 | 1 | 2 | cs | TRUE
125 | LV_230-158_0_6_line_125 |  | 116 | 117 | 0.022715 | 0.125 | 0.08 | 261 | 0 | 0.364 | 1 | 3 | cs | TRUE
126 | LV_230-158_0_6_line_126 |  | 117 | 129 | 0.013971 | 0.125 | 0.08 | 261 | 0 | 0.364 | 1 | 3 | cs | TRUE
127 | LV_230-158_0_6_line_127 |  | 118 | 119 | 0.023589 | 0.125 | 0.08 | 261 | 0 | 0.364 | 1 | 3 | cs | TRUE
128 | LV_230-158_0_6_line_128 |  | 119 | 120 | 0.018295 | 0.125 | 0.08 | 261 | 0 | 0.364 | 1 | 3 | cs | TRUE
129 | LV_230-158_0_6_line_129 |  | 122 | 123 | 0.0020112 | 0.125 | 0.08 | 261 | 0 | 0.364 | 1 | 3 | cs | TRUE
130 | LV_230-158_0_6_line_130 |  | 124 | 127 | 0.020573 | 0.125 | 0.08 | 261 | 0 | 0.364 | 1 | 1 | cs | TRUE
131 | LV_230-158_0_6_line_131 |  | 125 | 129 | 0.0070807 | 0.125 | 0.08 | 261 | 0 | 0.364 | 1 | 3 | cs | TRUE
132 | LV_230-158_0_6_line_132 |  | 130 | 131 | 0.017608 | 0.125 | 0.08 | 261 | 0 | 0.364 | 1 | 1 | cs | TRUE
133 | LV_230-158_0_6_line_133 |  | 133 | 134 | 0.00013271 | 0.125 | 0.08 | 261 | 0 | 0.364 | 1 | 1 | cs | TRUE

## trafo
| name | std_type | hv_bus | lv_bus | sn_mva | vn_hv_kv | vn_lv_kv | vk_percent | vkr_percent | pfe_kw | i0_percent | shift_degree | tap_side | tap_neutral | tap_min | tap_max | tap_step_percent | tap_step_degree | tap_pos | tap_phase_shifter | parallel | df | in_service
0 | LV_230-158_0_6_trafo_75 | 0.63 MVA 20/0.4 kV | 135 | 73 | 0.63 | 20 | 0.4 | 6 | 1.206 | 1.65 | 0.2619 | 150 | hv | 0 | -2 | 2 | 2.5 | 0 | 0 | FALSE | 1 | 1 | TRUE

## line_geodata
| x0 | y0 | x1 | y1 | x2 | y2 | x3 | y3 | x4 | y4 | x5 | y5 | x6 | y6 | x7 | y7
0 | 2699700.2539 | 1259881.8698 | 2699700.2539 | 1259881.8698 | 2699687.5092 | 1259879.0305 | 2699687.5092 | 1259879.0305
1 | 2699698.7645 | 1259909.4004 | 2699700.2539 | 1259881.8698
2 | 2699687.5092 | 1259879.0305 | 2699687.9552 | 1259871.9241
3 | 2699701.4332 | 1259915.6505 | 2699700.0638 | 1259914.1595 | 2699698.7645 | 1259909.4004
4 | 2699698.7645 | 1259909.4004 | 2699673.9669 | 1259905.613 | 2699665.7249 | 1259905.2963
5 | 2699690.323 | 1259834.1969 | 2699687.9552 | 1259871.9241
6 | 2699701.4332 | 1259915.6505 | 2699725.2986 | 1259920.1785 | 2699729.404 | 1259923.0389
7 | 2699701.4332 | 1259915.6505 | 2699698.698 | 1259917.8173 | 2699698.1994 | 1259930.1455
8 | 2699655.9168 | 1259904.9195 | 2699665.7249 | 1259905.2963
9 | 2699690.323 | 1259834.1969 | 2699676.4586 | 1259832.4842 | 2699664.3453 | 1259831.3127
10 | 2699729.404 | 1259923.0389 | 2699732.5483 | 1259916.7312 | 2699739.689 | 1259918.4085 | 2699745.2076 | 1259919.2689 | 2699743.2765 | 1259922.9171 | 2699741.9225 | 1259925.4297
11 | 2699655.9168 | 1259904.9195 | 2699642.1676 | 1259905.7665
12 | 2699655.9168 | 1259904.9195 | 2699655.0911 | 1259916.7894
13 | 2699742.5603 | 1259897.4509 | 2699746.3469 | 1259903.1194 | 2699751.8099 | 1259905.4912
14 | 2699742.5603 | 1259897.4509 | 2699740.0645 | 1259893.4612
15 | 2699751.8099 | 1259905.4912 | 2699750.2666 | 1259908.9457
16 | 2699751.8099 | 1259905.4912 | 2699757.4277 | 1259892.334
17 | 2699751.8281 | 1259867.7718 | 2699740.0645 | 1259893.4612
18 | 2699741.9225 | 1259925.4297 | 2699743.2765 | 1259922.9171 | 2699745.2076 | 1259919.2689 | 2699748.5744 | 1259912.7314 | 2699750.2666 | 1259908.9457
19 | 2699741.9225 | 1259925.4297 | 2699737.3544 | 1259933.9151 | 2699734.3793 | 1259938.9167
20 | 2699704.619 | 1259958.2945 | 2699712.394 | 1259949.5763
21 | 2699703.9822 | 1259979.9681 | 2699698.168 | 1259974.7325 | 2699693.646 | 1259970.653 | 2699704.619 | 1259958.2945
22 | 2699703.9822 | 1259979.9681 | 2699705.2671 | 1259976.1867 | 2699706.9722 | 1259973.8691 | 2699709.845 | 1259970.6927 | 2699716.4739 | 1259963.3762 | 2699719.4429 | 1259959.8527
23 | 2699719.4429 | 1259959.8527 | 2699723.32 | 1259955.2516 | 2699731.3882 | 1259943.945 | 2699734.3793 | 1259938.9167
24 | 2699750.2666 | 1259908.9457 | 2699751.7049 | 1259912.6063 | 2699753.8767 | 1259915.2451 | 2699757.8141 | 1259916.8906 | 2699761.0931 | 1259917.3462 | 2699763.9868 | 1259917.2041
25 | 2699767.2145 | 1259869.4131 | 2699757.4277 | 1259892.334
26 | 2699810.1152 | 1259754.3177 | 2699820.2421 | 1259738.5312 | 2699832.2706 | 1259721.2978
27 | 2699810.1152 | 1259754.3177 | 2699817.8538 | 1259751.4014 | 2699832.1244 | 1259730.4028 | 2699859.5557 | 1259699.2513 | 2699864.1064 | 1259703.4204
28 | 2699810.1152 | 1259754.3177 | 2699806.4003 | 1259756.4568
29 | 2699903.5919 | 1259662.9205 | 2699889.4385 | 1259676.5037 | 2699866.3488 | 1259700.9896 | 2699864.1064 | 1259703.4204
30 | 2699864.1064 | 1259703.4204 | 2699849.4846 | 1259719.3088 | 2699840.2316 | 1259730.7657
31 | 2699774.3674 | 1259790.9558 | 2699806.4003 | 1259756.4568
32 | 2699903.5919 | 1259662.9205 | 2699906.6091 | 1259659.691 | 2699910.7575 | 1259646.6282 | 2699915.7875 | 1259641.1753 | 2699924.6583 | 1259631.9398 | 2699919.8569 | 1259627.8776
33 | 2699879.8753 | 1260065.4596 | 2699881.024 | 1260069.3043 | 2699882.0322 | 1260073.4358
34 | 2699882.0322 | 1260073.4358 | 2699864.8437 | 1260078.8835 | 2699849.5214 | 1260085.864 | 2699853.6864 | 1260099.7041
35 | 2699879.8753 | 1260065.4596 | 2699896.7908 | 1260061.453 | 2699904.4887 | 1260060.3473
36 | 2699879.8753 | 1260065.4596 | 2699872.2916 | 1260067.7112 | 2699864.7253 | 1260065.3594 | 2699861.6927 | 1260065.4972
37 | 2699875.5848 | 1260143.184 | 2699869.3725 | 1260123.1628 | 2699861.4554 | 1260125.52 | 2699853.6864 | 1260099.7041
38 | 2699875.5848 | 1260143.184 | 2699897.3918 | 1260134.7452 | 2699903.4247 | 1260132.8111
39 | 2699935.6471 | 1260122.4859 | 2699915.9758 | 1260128.7874 | 2699903.4247 | 1260132.8111
40 | 2699861.6927 | 1260065.4972 | 2699861.1146 | 1260048.3007
41 | 2699861.6927 | 1260065.4972 | 2699857.8079 | 1260065.654 | 2699857.8079 | 1260065.654
42 | 2699861.1146 | 1260048.3007 | 2699860.4572 | 1260028.7471
43 | 2699857.8079 | 1260065.654 | 2699857.9291 | 1260069.1923 | 2699857.29 | 1260071.7725 | 2699855.2057 | 1260074.2282 | 2699852.1352 | 1260075.5621
44 | 2699932.3658 | 1260058.1843 | 2699909.6066 | 1260059.6123 | 2699904.4887 | 1260060.3473
45 | 2699772.931 | 1259930.5899 | 2699772.2325 | 1259925.0736 | 2699771.6864 | 1259920.8054 | 2699780.3609 | 1259918.6944 | 2699795.3216 | 1259913.5091
46 | 2699795.3216 | 1259913.5091 | 2699795.1888 | 1259909.3145
47 | 2699795.3216 | 1259913.5091 | 2699815.1409 | 1259906.749 | 2699820.1136 | 1259905.0268
48 | 2699772.931 | 1259930.5899 | 2699786.6385 | 1259941.946
49 | 2699795.1888 | 1259909.3145 | 2699777.0578 | 1259915.2025 | 2699774.1166 | 1259915.7509
50 | 2699795.1888 | 1259909.3145 | 2699829.9465 | 1259897.203
51 | 2699845.9543 | 1259896.0774 | 2699820.1136 | 1259905.0268
52 | 2699774.1166 | 1259915.7509 | 2699767.1589 | 1259917.0482 | 2699763.9868 | 1259917.2041
53 | 2699932.3658 | 1260058.1843 | 2699954.0582 | 1260059.2182 | 2699967.0675 | 1260061.095
54 | 2699967.0675 | 1260061.095 | 2699969.9167 | 1260053.081 | 2699962.1036 | 1260049.7241 | 2699958.2618 | 1260046.4454 | 2699954.7394 | 1260039.8806 | 2699953.6041 | 1260030.7873 | 2699953.4356 | 1260028.2029
55 | 2699952.6883 | 1260013.6134 | 2699952.8558 | 1260019.3097 | 2699953.4356 | 1260028.2029
56 | 2699754.7484 | 1260008.7916 | 2699774.723 | 1260009.3399 | 2699781.0975 | 1260008.1548
57 | 2699754.7484 | 1260008.7916 | 2699754.9738 | 1260006.5355
58 | 2699781.0975 | 1260008.1548 | 2699789.5292 | 1260006.5873 | 2699795.7974 | 1260009.4843
59 | 2699758.5587 | 1259984.4582 | 2699756.2812 | 1259993.4494 | 2699754.9738 | 1260006.5355
60 | 2699899.7645 | 1259621.7334 | 2699911.8901 | 1259618.858 | 2699922.3694 | 1259620.6141 | 2699925.0706 | 1259622.2611 | 2699919.8569 | 1259627.8776
61 | 2699747.1294 | 1259628.3753 | 2699785.744 | 1259618.4626 | 2699855.2823 | 1259600.9769 | 2699878.051 | 1259592.8434 | 2699886.9269 | 1259587.7668 | 2699897.8656 | 1259598.4824 | 2699896.2011 | 1259609.5411 | 2699899.7645 | 1259621.7334
62 | 2699899.7645 | 1259621.7334 | 2699837.7415 | 1259647.7524 | 2699796.0134 | 1259665.2628 | 2699796.0134 | 1259665.2628
63 | 2699992.4153 | 1259815.6563 | 2699998.54 | 1259820.3525 | 2700006.4395 | 1259829.3155 | 2700008.6591 | 1259834.9131
64 | 2699992.4153 | 1259815.6563 | 2699976.4232 | 1259805.0179
65 | 2700008.6591 | 1259834.9131 | 2699991.7254 | 1259840.8183
66 | 2700009.8664 | 1259837.9694 | 2700008.6591 | 1259834.9131
67 | 2699972.3723 | 1259802.3232 | 2699976.4232 | 1259805.0179
68 | 2699786.6385 | 1259941.946 | 2699790.7371 | 1259945.3414
69 | 2700060.9679 | 1259909.7807 | 2700067.6465 | 1259902.6767 | 2700073.1925 | 1259898.0163
70 | 2700060.9679 | 1259909.7807 | 2700050.3334 | 1259903.4179 | 2700042.6743 | 1259895.4041 | 2700036.9625 | 1259887.0897
71 | 2700031.8905 | 1259878.7082 | 2700034.4196 | 1259883.3881 | 2700036.9625 | 1259887.0897
72 | 2699642.1676 | 1259905.7665 | 2699644.9988 | 1259882.6464
73 | 2699653.9522 | 1259933.1637 | 2699655.0911 | 1259916.7894
74 | 2700009.8664 | 1259837.9694 | 2700021.6457 | 1259859.758
75 | 2700031.8905 | 1259878.7082 | 2700021.6457 | 1259859.758
76 | 2699751.8281 | 1259867.7718 | 2699762.0431 | 1259835.5733 | 2699773.8302 | 1259802.2449 | 2699774.816 | 1259796.0898 | 2699774.3674 | 1259790.9558
77 | 2699743.7436 | 1259984.8197 | 2699743.9237 | 1259984.8153
78 | 2699758.5587 | 1259984.4582 | 2699743.9237 | 1259984.8153
79 | 2699753.4409 | 1259790.9364 | 2699766.713 | 1259791.1269 | 2699774.3674 | 1259790.9558
80 | 2699849.2639 | 1259977.0381 | 2699853.2549 | 1259978.1613 | 2699856.9089 | 1259980.069 | 2699858.918 | 1259982.9608 | 2699860.4572 | 1260028.7471
81 | 2699845.9543 | 1259896.0774 | 2699866.8914 | 1259888.8263
82 | 2699806.8513 | 1259991.0001 | 2699800.6893 | 1259994.7659 | 2699799.3251 | 1260000.5587 | 2699795.7974 | 1260009.4843
83 | 2699747.1294 | 1259628.3753 | 2699742.4087 | 1259660.2709
84 | 2699802.8536 | 1259684.617 | 2699796.0134 | 1259665.2628
85 | 2699920.2421 | 1259788.4386 | 2699920.385 | 1259789.0037
86 | 2699925.2027 | 1259808.0481 | 2699920.385 | 1259789.0037
87 | 2699978.6109 | 1259845.3916 | 2699991.7254 | 1259840.8183
88 | 2699790.7371 | 1259945.3414 | 2699802.9657 | 1259955.4722 | 2699812.1587 | 1259961.2954
89 | 2700031.8905 | 1259878.7082 | 2700051.8287 | 1259867.1377
90 | 2699948.1042 | 1259860.7 | 2699946.3409 | 1259856.6447
91 | 2699948.1042 | 1259860.7 | 2699949.7656 | 1259865.4319 | 2699950.2185 | 1259866.7295 | 2699951.5032 | 1259875.4213
92 | 2699948.1042 | 1259860.7 | 2699923.5406 | 1259869.2071
93 | 2699946.3409 | 1259856.6447 | 2699942.1972 | 1259847.1183
94 | 2699946.3409 | 1259856.6447 | 2699966.724 | 1259849.5367
95 | 2699946.3409 | 1259856.6447 | 2699927.7272 | 1259863.1308
96 | 2699951.5032 | 1259875.4213 | 2699952.0365 | 1259879.0288
97 | 2699906.4691 | 1259875.1194 | 2699923.5406 | 1259869.2071
98 | 2699727.5066 | 1259691.3737 | 2699728.0499 | 1259706.9845 | 2699728.4907 | 1259719.7356 | 2699729.188 | 1259740.0751 | 2699745.9088 | 1259739.612 | 2699747.7254 | 1259740.966 | 2699747.9159 | 1259745.762 | 2699761.8327 | 1259745.274
99 | 2699748.4652 | 1259773.972 | 2699748.276 | 1259765.5286 | 2699747.9159 | 1259745.762 | 2699761.8327 | 1259745.274
100 | 2699761.8327 | 1259745.274 | 2699757.4187 | 1259736.1291
101 | 2699727.5066 | 1259691.3737 | 2699742.0113 | 1259700.7369
102 | 2699748.4652 | 1259773.972 | 2699752.965 | 1259774.0146 | 2699753.4409 | 1259790.9364
103 | 2699748.4652 | 1259773.972 | 2699748.4534 | 1259774.6724 | 2699740.385 | 1259774.8286
104 | 2699757.4187 | 1259736.1291 | 2699756.5764 | 1259734.3841
105 | 2699753.4409 | 1259790.9364 | 2699753.4286 | 1259792.1149 | 2699749.8466 | 1259792.1647
106 | 2699756.275 | 1259733.7598 | 2699756.5764 | 1259734.3841
107 | 2699897.5338 | 1259873.6518 | 2699875.6804 | 1259881.2668
108 | 2699897.5338 | 1259873.6518 | 2699927.7272 | 1259863.1308
109 | 2699831.5965 | 1259852.7603 | 2699842.2228 | 1259847.7986
110 | 2699831.5965 | 1259852.7603 | 2699833.9547 | 1259833.8854
111 | 2699861.2758 | 1259838.9024 | 2699842.2228 | 1259847.7986
112 | 2699847.105 | 1259811.5267 | 2699846.6098 | 1259815.4498 | 2699836.3643 | 1259814.5985 | 2699833.9547 | 1259833.8854
113 | 2699876.7154 | 1259831.6933 | 2699861.2758 | 1259838.9024
114 | 2699857.052 | 1259785.0123 | 2699856.2101 | 1259792.9045 | 2699848.6897 | 1259798.9715 | 2699847.105 | 1259811.5267
115 | 2699933.5996 | 1259827.3524 | 2699942.1972 | 1259847.1183
116 | 2699966.724 | 1259849.5367 | 2699978.6109 | 1259845.3916
117 | 2699881.7607 | 1259787.3868 | 2699857.052 | 1259785.0123
118 | 2699881.7607 | 1259787.3868 | 2699883.1584 | 1259775.1559
119 | 2699876.7154 | 1259831.6933 | 2699880.7003 | 1259829.7407
120 | 2699817.6465 | 1259964.7715 | 2699812.1587 | 1259961.2954
121 | 2699824.7894 | 1259969.2961 | 2699817.6465 | 1259964.7715
122 | 2699824.7894 | 1259969.2961 | 2699816.7101 | 1259980.8025 | 2699806.8513 | 1259991.0001
123 | 2699847.3279 | 1259976.4933 | 2699838.7066 | 1259974.1125 | 2699828.1129 | 1259970.6866 | 2699824.7894 | 1259969.2961
124 | 2699904.7807 | 1259817.993 | 2699887.6842 | 1259826.3185 | 2699880.7003 | 1259829.7407
125 | 2699925.2027 | 1259808.0481 | 2699904.7807 | 1259817.993
126 | 2699925.2027 | 1259808.0481 | 2699930.7753 | 1259820.8594
127 | 2699866.8914 | 1259888.8263 | 2699889.1819 | 1259881.1065
128 | 2699906.4691 | 1259875.1194 | 2699889.1819 | 1259881.1065
129 | 2699847.3279 | 1259976.4933 | 2699849.2639 | 1259977.0381
130 | 2699955.0447 | 1259899.3812 | 2699952.0365 | 1259879.0288
131 | 2699930.7753 | 1259820.8594 | 2699933.5996 | 1259827.3524
132 | 2699799.8909 | 1259699.0558 | 2699805.957 | 1259693.3979 | 2699802.8536 | 1259684.617
133 | 2700051.9435 | 1259867.071 | 2700051.8287 | 1259867.1377

## bus_geodata
| x | y | coords
0 | 2699700.2539 | 1259881.8697
1 | 2699687.5092 | 1259879.0305
2 | 2699698.7645 | 1259909.4004
3 | 2699687.9552 | 1259871.9241
4 | 2699701.4332 | 1259915.6505
5 | 2699665.7249 | 1259905.2963
6 | 2699690.323 | 1259834.1969
7 | 2699729.404 | 1259923.0389
8 | 2699698.1994 | 1259930.1455
9 | 2699655.9168 | 1259904.9195
10 | 2699742.5603 | 1259897.4509
11 | 2699751.8099 | 1259905.4912
12 | 2699740.0645 | 1259893.4612
13 | 2699741.9225 | 1259925.4297
14 | 2699704.619 | 1259958.2945
15 | 2699712.394 | 1259949.5763
16 | 2699703.9822 | 1259979.9681
17 | 2699719.4429 | 1259959.8527
18 | 2699750.2666 | 1259908.9457
19 | 2699757.4277 | 1259892.334
20 | 2699810.1152 | 1259754.3177
21 | 2699832.2706 | 1259721.2978
22 | 2699864.1064 | 1259703.4204
23 | 2699806.4003 | 1259756.4568
24 | 2699903.5919 | 1259662.9205
25 | 2699840.2316 | 1259730.7657
26 | 2699882.0322 | 1260073.4358
27 | 2699879.8753 | 1260065.4596
28 | 2699853.6864 | 1260099.7041
29 | 2699875.5848 | 1260143.184
30 | 2699903.4247 | 1260132.8111
31 | 2699861.6927 | 1260065.4972
32 | 2699861.1146 | 1260048.3007
33 | 2699857.8079 | 1260065.654
34 | 2699904.4887 | 1260060.3473
35 | 2699795.3216 | 1259913.5091
36 | 2699772.931 | 1259930.5899
37 | 2699795.1888 | 1259909.3145
38 | 2699820.1136 | 1259905.0268
39 | 2699734.3793 | 1259938.9167
40 | 2699763.9868 | 1259917.2041
41 | 2699932.3658 | 1260058.1843
42 | 2699967.0675 | 1260061.095
43 | 2699953.4356 | 1260028.2029
44 | 2699754.7484 | 1260008.7916
45 | 2699781.0975 | 1260008.1548
46 | 2699754.9738 | 1260006.5355
47 | 2699919.8569 | 1259627.8776
48 | 2699899.7645 | 1259621.7334
49 | 2699992.4153 | 1259815.6563
50 | 2700008.6591 | 1259834.9131
51 | 2699976.4232 | 1259805.0179
52 | 2699786.6385 | 1259941.946
53 | 2700060.9679 | 1259909.7807
54 | 2700073.1925 | 1259898.0163
55 | 2700036.9625 | 1259887.0897
56 | 2699664.3453 | 1259831.3127
57 | 2699642.1676 | 1259905.7665
58 | 2699655.0911 | 1259916.7894
59 | 2700009.8664 | 1259837.9694
60 | 2700021.6457 | 1259859.758
61 | 2699751.8281 | 1259867.7718
62 | 2699644.9988 | 1259882.6464
63 | 2699653.9522 | 1259933.1637
64 | 2699743.7436 | 1259984.8197
65 | 2699743.9237 | 1259984.8153
66 | 2699767.2145 | 1259869.4131
67 | 2699774.3674 | 1259790.9558
68 | 2699935.6471 | 1260122.4859
69 | 2699852.1352 | 1260075.5621
70 | 2699860.4572 | 1260028.7471
71 | 2699774.1166 | 1259915.7509
72 | 2699829.9465 | 1259897.203
73 | 2699845.9543 | 1259896.0774
74 | 2699952.6883 | 1260013.6134
75 | 2699795.7974 | 1260009.4843
76 | 2699758.5587 | 1259984.4582
77 | 2699747.1294 | 1259628.3753
78 | 2699796.0134 | 1259665.2628
79 | 2699920.2421 | 1259788.4386
80 | 2699920.385 | 1259789.0037
81 | 2699991.7254 | 1259840.8183
82 | 2699972.3723 | 1259802.3232
83 | 2699790.7371 | 1259945.3414
84 | 2700031.8905 | 1259878.7082
85 | 2699948.1042 | 1259860.7
86 | 2699946.3409 | 1259856.6447
87 | 2699951.5032 | 1259875.4213
88 | 2699923.5406 | 1259869.2071
89 | 2699761.8327 | 1259745.274
90 | 2699727.5066 | 1259691.3737
91 | 2699748.4652 | 1259773.972
92 | 2699757.4187 | 1259736.1291
93 | 2699742.0113 | 1259700.7369
94 | 2699753.4409 | 1259790.9364
95 | 2699740.385 | 1259774.8286
96 | 2699749.8466 | 1259792.1647
97 | 2699756.5764 | 1259734.3841
98 | 2699875.6804 | 1259881.2668
99 | 2699897.5338 | 1259873.6518
100 | 2699927.7272 | 1259863.1308
101 | 2699831.5965 | 1259852.7603
102 | 2699842.2228 | 1259847.7986
103 | 2699833.9547 | 1259833.8854
104 | 2699861.2758 | 1259838.9024
105 | 2699847.105 | 1259811.5267
106 | 2699942.1972 | 1259847.1183
107 | 2699966.724 | 1259849.5367
108 | 2699857.052 | 1259785.0123
109 | 2699881.7608 | 1259787.3868
110 | 2699883.1584 | 1259775.1559
111 | 2699876.7154 | 1259831.6933
112 | 2699812.1587 | 1259961.2954
113 | 2699817.6465 | 1259964.7715
114 | 2699824.7894 | 1259969.2961
115 | 2699880.7003 | 1259829.7407
116 | 2699904.7807 | 1259817.993
117 | 2699925.2027 | 1259808.0481
118 | 2699866.8914 | 1259888.8263
119 | 2699889.1819 | 1259881.1065
120 | 2699906.4691 | 1259875.1194
121 | 2699806.8513 | 1259991.0001
122 | 2699847.3279 | 1259976.4933
123 | 2699849.2639 | 1259977.0381
124 | 2699952.0365 | 1259879.0288
125 | 2699933.5996 | 1259827.3524
126 | 2699978.6109 | 1259845.3916
127 | 2699955.0447 | 1259899.3812
128 | 2699742.4087 | 1259660.2709
129 | 2699930.7753 | 1259820.8594
130 | 2699802.8536 | 1259684.617
131 | 2699799.8909 | 1259699.0558
132 | 2699756.275 | 1259733.7598
133 | 2700051.8287 | 1259867.1377
134 | 2700051.9435 | 1259867.071
135 | 2699845.9543 | 1259896.0774

## line_std_types
| c_nf_per_km | r_ohm_per_km | x_ohm_per_km | max_i_ka | type | q_mm2 | alpha | voltage_rating
NAYY 4x50 SE | 210 | 0.642 | 0.083 | 0.142 | cs | 50 | 0.00403 | LV
NAYY 4x120 SE | 264 | 0.225 | 0.08 | 0.242 | cs | 120 | 0.00403 | LV
NAYY 4x150 SE | 261 | 0.208 | 0.08 | 0.27 | cs | 150 | 0.00403 | LV
NA2XS2Y 1x95 RM/25 12/20 kV | 216 | 0.313 | 0.132 | 0.252 | cs | 95 | 0.00403 | MV
NA2XS2Y 1x185 RM/25 12/20 kV | 273 | 0.161 | 0.117 | 0.362 | cs | 185 | 0.00403 | MV
NA2XS2Y 1x240 RM/25 12/20 kV | 304 | 0.122 | 0.112 | 0.421 | cs | 240 | 0.00403 | MV
NA2XS2Y 1x95 RM/25 6/10 kV | 315 | 0.313 | 0.123 | 0.249 | cs | 95 | 0.00403 | MV
NA2XS2Y 1x185 RM/25 6/10 kV | 406 | 0.161 | 0.11 | 0.358 | cs | 185 | 0.00403 | MV
NA2XS2Y 1x240 RM/25 6/10 kV | 456 | 0.122 | 0.105 | 0.416 | cs | 240 | 0.00403 | MV
NA2XS2Y 1x150 RM/25 12/20 kV | 250 | 0.206 | 0.116 | 0.319 | cs | 150 | 0.00403 | MV
NA2XS2Y 1x120 RM/25 12/20 kV | 230 | 0.253 | 0.119 | 0.283 | cs | 120 | 0.00403 | MV
NA2XS2Y 1x70 RM/25 12/20 kV | 190 | 0.443 | 0.132 | 0.22 | cs | 70 | 0.00403 | MV
NA2XS2Y 1x150 RM/25 6/10 kV | 360 | 0.206 | 0.11 | 0.315 | cs | 150 | 0.00403 | MV
NA2XS2Y 1x120 RM/25 6/10 kV | 340 | 0.253 | 0.113 | 0.28 | cs | 120 | 0.00403 | MV
NA2XS2Y 1x70 RM/25 6/10 kV | 280 | 0.443 | 0.123 | 0.217 | cs | 70 | 0.00403 | MV
N2XS(FL)2Y 1x120 RM/35 64/110 kV | 112 | 0.153 | 0.166 | 0.366 | cs | 120 | 0.00393 | HV
N2XS(FL)2Y 1x185 RM/35 64/110 kV | 125 | 0.099 | 0.156 | 0.457 | cs | 185 | 0.00393 | HV
N2XS(FL)2Y 1x240 RM/35 64/110 kV | 135 | 0.075 | 0.149 | 0.526 | cs | 240 | 0.00393 | HV
N2XS(FL)2Y 1x300 RM/35 64/110 kV | 144 | 0.06 | 0.144 | 0.588 | cs | 300 | 0.00393 | HV
15-AL1/3-ST1A 0.4 | 11 | 1.8769 | 0.35 | 0.105 | ol | 16 | 0.00403 | LV
24-AL1/4-ST1A 0.4 | 11.25 | 1.2012 | 0.335 | 0.14 | ol | 24 | 0.00403 | LV
48-AL1/8-ST1A 0.4 | 12.2 | 0.5939 | 0.3 | 0.21 | ol | 48 | 0.00403 | LV
94-AL1/15-ST1A 0.4 | 13.2 | 0.306 | 0.29 | 0.35 | ol | 94 | 0.00403 | LV
34-AL1/6-ST1A 10.0 | 9.7 | 0.8342 | 0.36 | 0.17 | ol | 34 | 0.00403 | MV
48-AL1/8-ST1A 10.0 | 10.1 | 0.5939 | 0.35 | 0.21 | ol | 48 | 0.00403 | MV
70-AL1/11-ST1A 10.0 | 10.4 | 0.4132 | 0.339 | 0.29 | ol | 70 | 0.00403 | MV
94-AL1/15-ST1A 10.0 | 10.75 | 0.306 | 0.33 | 0.35 | ol | 94 | 0.00403 | MV
122-AL1/20-ST1A 10.0 | 11.1 | 0.2376 | 0.323 | 0.41 | ol | 122 | 0.00403 | MV
149-AL1/24-ST1A 10.0 | 11.25 | 0.194 | 0.315 | 0.47 | ol | 149 | 0.00403 | MV
34-AL1/6-ST1A 20.0 | 9.15 | 0.8342 | 0.382 | 0.17 | ol | 34 | 0.00403 | MV
48-AL1/8-ST1A 20.0 | 9.5 | 0.5939 | 0.372 | 0.21 | ol | 48 | 0.00403 | MV
70-AL1/11-ST1A 20.0 | 9.7 | 0.4132 | 0.36 | 0.29 | ol | 70 | 0.00403 | MV
94-AL1/15-ST1A 20.0 | 10 | 0.306 | 0.35 | 0.35 | ol | 94 | 0.00403 | MV
122-AL1/20-ST1A 20.0 | 10.3 | 0.2376 | 0.344 | 0.41 | ol | 122 | 0.00403 | MV
149-AL1/24-ST1A 20.0 | 10.5 | 0.194 | 0.337 | 0.47 | ol | 149 | 0.00403 | MV
184-AL1/30-ST1A 20.0 | 10.75 | 0.1571 | 0.33 | 0.535 | ol | 184 | 0.00403 | MV
243-AL1/39-ST1A 20.0 | 11 | 0.1188 | 0.32 | 0.645 | ol | 243 | 0.00403 | MV
48-AL1/8-ST1A 110.0 | 8 | 0.5939 | 0.46 | 0.21 | ol | 48 | 0.00403 | HV
70-AL1/11-ST1A 110.0 | 8.4 | 0.4132 | 0.45 | 0.29 | ol | 70 | 0.00403 | HV
94-AL1/15-ST1A 110.0 | 8.65 | 0.306 | 0.44 | 0.35 | ol | 94 | 0.00403 | HV
122-AL1/20-ST1A 110.0 | 8.5 | 0.2376 | 0.43 | 0.41 | ol | 122 | 0.00403 | HV
149-AL1/24-ST1A 110.0 | 8.75 | 0.194 | 0.41 | 0.47 | ol | 149 | 0.00403 | HV
184-AL1/30-ST1A 110.0 | 8.8 | 0.1571 | 0.4 | 0.535 | ol | 184 | 0.00403 | HV
243-AL1/39-ST1A 110.0 | 9 | 0.1188 | 0.39 | 0.645 | ol | 243 | 0.00403 | HV
305-AL1/39-ST1A 110.0 | 9.2 | 0.0949 | 0.38 | 0.74 | ol | 305 | 0.00403 | HV
490-AL1/64-ST1A 110.0 | 9.75 | 0.059 | 0.37 | 0.96 | ol | 490 | 0.00403 | HV
679-AL1/86-ST1A 110.0 | 9.95 | 0.042 | 0.36 | 1.15 | ol | 679 | 0.00403 | HV
490-AL1/64-ST1A 220.0 | 10 | 0.059 | 0.285 | 0.96 | ol | 490 | 0.00403 | HV
679-AL1/86-ST1A 220.0 | 11.7 | 0.042 | 0.275 | 1.15 | ol | 679 | 0.00403 | HV
490-AL1/64-ST1A 380.0 | 11 | 0.059 | 0.253 | 0.96 | ol | 490 | 0.00403 | HV
679-AL1/86-ST1A 380.0 | 14.6 | 0.042 | 0.25 | 1.15 | ol | 679 | 0.00403 | HV

## trafo_std_types
| i0_percent | pfe_kw | vkr_percent | sn_mva | vn_lv_kv | vn_hv_kv | vk_percent | shift_degree | vector_group | tap_side | tap_neutral | tap_min | tap_max | tap_step_degree | tap_step_percent | tap_phase_shifter
160 MVA 380/110 kV | 0.06 | 60 | 0.25 | 160 | 110 | 380 | 12.2 | 0 | Yy0 | hv | 0 | -9 | 9 | 0 | 1.5 | FALSE
100 MVA 220/110 kV | 0.06 | 55 | 0.26 | 100 | 110 | 220 | 12 | 0 | Yy0 | hv | 0 | -9 | 9 | 0 | 1.5 | FALSE
63 MVA 110/20 kV | 0.04 | 22 | 0.32 | 63 | 20 | 110 | 18 | 150 | YNd5 | hv | 0 | -9 | 9 | 0 | 1.5 | FALSE
40 MVA 110/20 kV | 0.05 | 18 | 0.34 | 40 | 20 | 110 | 16.2 | 150 | YNd5 | hv | 0 | -9 | 9 | 0 | 1.5 | FALSE
25 MVA 110/20 kV | 0.07 | 14 | 0.41 | 25 | 20 | 110 | 12 | 150 | YNd5 | hv | 0 | -9 | 9 | 0 | 1.5 | FALSE
63 MVA 110/10 kV | 0.04 | 22 | 0.32 | 63 | 10 | 110 | 18 | 150 | YNd5 | hv | 0 | -9 | 9 | 0 | 1.5 | FALSE
40 MVA 110/10 kV | 0.05 | 18 | 0.34 | 40 | 10 | 110 | 16.2 | 150 | YNd5 | hv | 0 | -9 | 9 | 0 | 1.5 | FALSE
25 MVA 110/10 kV | 0.07 | 14 | 0.41 | 25 | 10 | 110 | 12 | 150 | YNd5 | hv | 0 | -9 | 9 | 0 | 1.5 | FALSE
0.25 MVA 20/0.4 kV | 0.32 | 0.8 | 1.44 | 0.25 | 0.4 | 20 | 6 | 150 | Yzn5 | hv | 0 | -2 | 2 | 0 | 2.5 | FALSE
0.4 MVA 20/0.4 kV | 0.3375 | 1.35 | 1.425 | 0.4 | 0.4 | 20 | 6 | 150 | Dyn5 | hv | 0 | -2 | 2 | 0 | 2.5 | FALSE
0.63 MVA 20/0.4 kV | 0.2619 | 1.65 | 1.206 | 0.63 | 0.4 | 20 | 6 | 150 | Dyn5 | hv | 0 | -2 | 2 | 0 | 2.5 | FALSE
0.25 MVA 10/0.4 kV | 0.24 | 0.6 | 1.2 | 0.25 | 0.4 | 10 | 4 | 150 | Dyn5 | hv | 0 | -2 | 2 | 0 | 2.5 | FALSE
0.4 MVA 10/0.4 kV | 0.2375 | 0.95 | 1.325 | 0.4 | 0.4 | 10 | 4 | 150 | Dyn5 | hv | 0 | -2 | 2 | 0 | 2.5 | FALSE
0.63 MVA 10/0.4 kV | 0.1873 | 1.18 | 1.0794 | 0.63 | 0.4 | 10 | 4 | 150 | Dyn5 | hv | 0 | -2 | 2 | 0 | 2.5 | FALSE

## trafo3w_std_types
| sn_hv_mva | sn_mv_mva | sn_lv_mva | vn_hv_kv | vn_mv_kv | vn_lv_kv | vk_hv_percent | vk_mv_percent | vk_lv_percent | vkr_hv_percent | vkr_mv_percent | vkr_lv_percent | pfe_kw | i0_percent | shift_mv_degree | shift_lv_degree | vector_group | tap_side | tap_neutral | tap_min | tap_max | tap_step_percent
63/25/38 MVA 110/20/10 kV | 63 | 25 | 38 | 110 | 20 | 10 | 10.4 | 10.4 | 10.4 | 0.28 | 0.32 | 0.35 | 35 | 0.89 | 0 | 0 | YN0yn0yn0 | hv | 0 | -10 | 10 | 1.2
63/25/38 MVA 110/10/10 kV | 63 | 25 | 38 | 110 | 10 | 10 | 10.4 | 10.4 | 10.4 | 0.28 | 0.32 | 0.35 | 35 | 0.89 | 0 | 0 | YN0yn0yn0 | hv | 0 | -10 | 10 | 1.2

## fuse_std_types
| fuse_type | i_rated_a | t_avg | t_min | t_total | x_avg | x_min | x_total
HV 100A | HV 100A | 100 | 0 | [10.0, 3.64, 0.854, 0.281, 0.1, 0.0531, 0.022, 0.01] | [10.0, 4.267, 1.21, 0.403, 0.1, 0.058, 0.022, 0.01] | 0 | [300.0, 350.0, 450.0, 550.0, 700.0, 850.0, 1200.0, 1752.0] | [600.0, 700.0, 900.0, 1150.0, 1665.0, 2000.0, 3000.0, 4313.0]
HV 10A | HV 10A | 10 | 0 | [10.0, 1675.0, 0.344, 0.156, 0.1, 0.0417, 0.0171, 0.01] | [10.0, 1.3, 0.3, 0.155, 0.1, 0.0555, 0.023, 0.01] | 0 | [30.0, 32.0, 35.0, 37.0, 39.0, 50.0, 70.0, 88.0] | [60.0, 70.0, 80.0, 87.0, 94.0, 110.0, 150.0, 216.0]
HV 125A | HV 125A | 125 | 0 | [10.0, 1.82, 0.344, 0.1, 0.0467, 0.0269, 0.01] | [10.0, 2.478, 0.426, 0.1, 0.0427, 0.0211, 0.01] | 0 | [375.0, 500.0, 700.0, 925.0, 1200.0, 1500.0, 2341.0] | [750.0, 1000.0, 1500.0, 2200.0, 3000.0, 4000.0, 5765.0]
HV 160A | HV 160A | 160 | 0 | [10.0, 4.15, 1.03, 0.198, 0.1, 0.051, 0.0172, 0.01] | [10.0, 2.3, 0.734, 0.274, 0.1, 0.046, 0.0177, 0.01] | 0 | [480.0, 550.0, 700.0, 1000.0, 1260.0, 1600.0, 2500.0, 3227.0] | [960.0, 1300.0, 1700.0, 2200.0, 2996.0, 4000.0, 6000.0, 7946.0]
HV 16A | HV 16A | 16 | 0 | [10.0, 0.352, 0.164, 0.1, 0.0649, 0.0342, 0.01] | [10.0, 2.34, 0.722, 0.181, 0.1, 0.055, 0.0296, 0.01] | 0 | [48.0, 60.0, 65.0, 71.0, 80.0, 100.0, 162.0] | [96.0, 110.0, 125.0, 150.0, 168.0, 200.0, 250.0, 398.0]
HV 200A | HV 200A | 200 | 0 | [10.0, 4.267, 1.21, 0.403, 0.1, 0.058, 0.022, 0.01] | [10.0, 3.73, 1.654, 0.328, 0.1, 0.0531, 0.019, 0.01] | 0 | [600.0, 700.0, 900.0, 1150.0, 1665.0, 2000.0, 3000.0, 4313.0] | [1200.0, 1500.0, 1800.0, 2700.0, 3960.0, 5000.0, 7500.0, 10620.0]
HV 20A | HV 20A | 20 | 0 | [10.0, 1.3, 0.3, 0.155, 0.1, 0.0555, 0.023, 0.01] | [10.0, 1.3, 0.161, 0.1, 0.0611, 0.0399, 0.0141, 0.01] | 0 | [60.0, 70.0, 80.0, 87.0, 94.0, 110.0, 150.0, 216.0] | [120.0, 150.0, 200.0, 223.0, 260.0, 300.0, 450.0, 532.0]
HV 25A | HV 25A | 25 | 0 | [10.0, 2.512, 0.833, 0.299, 0.1, 0.0372, 0.0223, 0.01] | [10.0, 3.125, 0.597, 0.198, 0.1, 0.0378, 0.022, 0.01] | 0 | [75.0, 82.0, 90.0, 100.0, 124.0, 170.0, 200.0, 289.0] | [150.0, 170.0, 210.0, 250.0, 294.0, 400.0, 500.0, 711.0]
HV 31.5A | HV 31.5A | 31.5 | 0 | [10.0, 2.34, 0.722, 0.181, 0.1, 0.055, 0.0296, 0.01] | [10.0, 2.84, 0.368, 0.164, 0.1, 0.0621, 0.0378, 0.0195, 0.01] | 0 | [95.0, 110.0, 125.0, 150.0, 165.0, 200.0, 250.0, 390.0] | [189.0, 220.0, 300.0, 350.0, 393.0, 450.0, 530.0, 700.0, 960.0]
HV 40A | HV 40A | 40 | 0 | [10.0, 1.3, 0.161, 0.1, 0.0611, 0.0399, 0.0141, 0.01] | [10.0, 2.05, 0.369, 0.198, 0.1, 0.051, 0.0298, 0.01] | 0 | [120.0, 150.0, 200.0, 223.0, 260.0, 300.0, 450.0, 532.0] | [240.0, 300.0, 400.0, 450.0, 530.0, 650.0, 800.0, 1311.0]
HV 50A | HV 50A | 50 | 0 | [10.0, 3.215, 0.597, 0.198, 0.1, 0.0378, 0.022, 0.01] | [10.0, 3.64, 0.854, 0.281, 0.1, 0.0531, 0.022, 0.01] | 0 | [150.0, 170.0, 210.0, 250.0, 294.0, 400.0, 500.0, 711.0] | [300.0, 350.0, 450.0, 550.0, 700.0, 850.0, 1200.0, 1752.0]
HV 6.3A | HV 6.3A | 6.3 | 0 | [10.0, 1.39, 0.344, 0.168, 0.1, 0.056, 0.0263, 0.01] | [10.0, 1.711, 0.516, 0.198, 0.1, 0.0634, 0.0303, 0.01] | 0 | [19.0, 19.5, 20.4, 20.8, 22.0, 25.0, 32.0, 48.0] | [38.0, 40.0, 43.0, 48.0, 53.0, 60.0, 75.0, 118.0]
HV 63A | HV 63A | 63 | 0 | [10.0, 2.84, 0.368, 0.164, 0.1, 0.0621, 0.0378, 0.0195, 0.01] | [10.0, 1.82, 0.344, 0.1, 0.0467, 0.0269, 0.01] | 0 | [189.0, 220.0, 300.0, 350.0, 393.0, 450.0, 530.0, 700.0, 961.0] | [378.0, 500.0, 700.0, 934.0, 1200.0, 1500.0, 2366.0]
HV 80A | HV 80A | 80 | 0 | [10.0, 2.05, 0.369, 0.198, 0.1, 0.051, 0.0298, 0.01] | [10.0, 4.15, 1.03, 0.198, 0.1, 0.051, 0.0172, 0.01] | 0 | [240.0, 300.0, 400.0, 450.0, 530.0, 650.0, 800.0, 1311.0] | [480.0, 550.0, 700.0, 1000.0, 1260.0, 1600.0, 2500.0, 3227.0]
Siemens NH-1-100 | Siemens NH-1-100 | 100 | [5400.0, 2000.0, 400.0, 20.0, 1.0, 0.2, 0.012, 0.004] | 0 | 0 | [150.0, 190.0, 250.0, 430.0, 900.0, 1250.0, 2700.0, 3600.0] | 0 | 0
Siemens NH-1-125 | Siemens NH-1-125 | 125 | [4800.0, 120.0, 7.0, 0.1, 0.004] | 0 | 0 | [180.0, 400.0, 740.0, 2000.0, 4250.0] | 0 | 0
Siemens NH-1-16 | Siemens NH-1-16 | 16 | [4000.0, 400.0, 2.0, 0.1, 0.04, 0.01] | 0 | 0 | [26.0, 35.0, 75.0, 150.0, 200.0, 300.0] | 0 | 0
Siemens NH-1-160 | Siemens NH-1-160 | 160 | [4800.0, 120.0, 7.0, 0.1, 0.004] | 0 | 0 | [210.0, 500.0, 900.0, 2300.0, 5000.0] | 0 | 0
Siemens NH-1-25 | Siemens NH-1-25 | 25 | [4000.0, 1000.0, 10.0, 0.2, 0.02, 0.01] | 0 | 0 | [40.0, 50.0, 100.0, 210.0, 400.0, 500.0] | 0 | 0
Siemens NH-1-50 | Siemens NH-1-50 | 50 | [4000.0, 40.0, 4.0, 1.0, 0.02, 0.01] | 0 | 0 | [86.0, 200.0, 300.0, 400.0, 1000.0, 1280.0] | 0 | 0
Siemens NH-1-63 | Siemens NH-1-63 | 63 | [4000.0, 100.0, 10.0, 2.0, 0.04, 0.01] | 0 | 0 | [100.0, 200.0, 300.0, 400.0, 1000.0, 1500.0] | 0 | 0
Siemens NH-1-80 | Siemens NH-1-80 | 80 | [4800.0, 120.0, 7.0, 0.1, 0.01] | 0 | 0 | [150.58, 250.0, 450.0, 1150.0, 2470.0] | 0 | 0
Siemens NH-2-1000 | Siemens NH-2-1000 | 1000 | [4800.0, 120.0, 7.0, 0.1, 0.004] | 0 | 0 | [1900.0, 3500.0, 8400.0, 24000.0, 52000.0] | 0 | 0
Siemens NH-2-200 | Siemens NH-2-200 | 200 | [4800.0, 120.0, 7.0, 0.1, 0.004] | 0 | 0 | [280.0, 650.0, 1200.0, 3000.0, 7000.0] | 0 | 0
Siemens NH-2-224 | Siemens NH-2-224 | 224 | [4800.0, 120.0, 7.0, 0.2, 0.04, 0.004] | 0 | 0 | [400.0, 750.0, 1453.0, 3025.0, 4315.0, 7600.0] | 0 | 0
Siemens NH-2-250 | Siemens NH-2-250 | 250 | [4800.0, 120.0, 7.0, 0.1, 0.004] | 0 | 0 | [450.0, 800.0, 1650.0, 4000.0, 8500.0] | 0 | 0
Siemens NH-2-315 | Siemens NH-2-315 | 315 | [4800.0, 120.0, 7.0, 0.1, 0.004] | 0 | 0 | [550.0, 920.0, 1900.0, 5000.0, 11000.0] | 0 | 0
Siemens NH-2-355 | Siemens NH-2-355 | 355 | [4800.0, 120.0, 6.0, 0.1, 0.004] | 0 | 0 | [650.0, 1116.27, 2350.0, 5840.0, 12790.0] | 0 | 0
Siemens NH-2-400 | Siemens NH-2-400 | 400 | [4800.0, 120.0, 7.0, 0.1, 0.004] | 0 | 0 | [720.0, 1350.0, 2800.0, 6500.0, 15000.0] | 0 | 0
Siemens NH-2-425 | Siemens NH-2-425 | 425 | [4800.0, 120.0, 7.0, 0.1, 0.004] | 0 | 0 | [850.0, 1500.0, 3050.0, 7500.0, 16500.0] | 0 | 0
Siemens NH-2-630 | Siemens NH-2-630 | 630 | [4800.0, 120.0, 7.0, 0.1, 0.004] | 0 | 0 | [1200.0, 2000.0, 4800.0, 12000.0, 26000.0] | 0 | 0

## res_bus
| vm_pu | va_degree | p_mw | q_mvar
0 | 0.98425 | -0.30237 | 0.0013491 | 0.00033813
1 | 0.9841 | -0.3053 | 0.0075699 | 0.0018972
2 | 0.9846 | -0.29552 | 0 | 0
3 | 0.98407 | -0.30593 | 0.0012701 | 0.00031833
4 | 0.98484 | -0.29095 | 0 | 0
5 | 0.9839 | -0.30915 | 0.0046112 | 0.0011557
6 | 0.98394 | -0.30841 | 0 | 0
7 | 0.98596 | -0.26904 | 0 | 0
8 | 0.98476 | -0.29244 | 0.0052255 | 0.0013096
9 | 0.98374 | -0.31235 | 0 | 0
10 | 0.9875 | -0.23912 | 0 | 0
11 | 0.98804 | -0.2287 | 0 | 0
12 | 0.9873 | -0.24296 | 0.0047351 | 0.0011867
13 | 0.987 | -0.24888 | 0 | 0
14 | 0.98607 | -0.26695 | 0 | 0
15 | 0.98604 | -0.26762 | 0.0032188 | 0.00080671
16 | 0.98616 | -0.26519 | 0 | 0
17 | 0.98624 | -0.26371 | 0.010938 | 0.0027414
18 | 0.98822 | -0.22517 | 0 | 0
19 | 0.98795 | -0.2304 | 0.003192 | 0.00079999
20 | 0.9817 | -0.35197 | 0 | 0
21 | 0.98138 | -0.35815 | 0.0085845 | 0.0021515
22 | 0.98041 | -0.37726 | 0 | 0
23 | 0.9818 | -0.34998 | 0.0061127 | 0.001532
24 | 0.97996 | -0.38612 | 0 | 0
25 | 0.98012 | -0.38287 | 0.0085211 | 0.0021356
26 | 0.98009 | -0.38107 | 0 | 0
27 | 0.98021 | -0.37872 | 0 | 0
28 | 0.97938 | -0.39505 | 0.0055289 | 0.0013857
29 | 0.97886 | -0.40536 | 0 | 0
30 | 0.97858 | -0.41081 | 0.0046617 | 0.0011683
31 | 0.98215 | -0.34116 | 0 | 0
32 | 0.98395 | -0.30636 | 0.0010198 | 0.00025558
33 | 0.98214 | -0.34129 | 0.00087199 | 0.00021854
34 | 0.97799 | -0.42202 | 0.017071 | 0.0042784
35 | 0.99438 | -0.10651 | 0 | 0
36 | 0.9924 | -0.14423 | 0 | 0
37 | 0.9941 | -0.11199 | 0 | 0
38 | 0.99708 | -0.055313 | 0.013714 | 0.003437
39 | 0.98657 | -0.25718 | 0.015848 | 0.0039719
40 | 0.99026 | -0.18577 | 0.0020764 | 0.00052039
41 | 0.97596 | -0.46164 | 0 | 0
42 | 0.97343 | -0.51124 | 0 | 0
43 | 0.97044 | -0.57029 | 0.074249 | 0.018609
44 | 0.98693 | -0.24968 | 0 | 0
45 | 0.98711 | -0.24614 | 0.015873 | 0.0039781
46 | 0.98691 | -0.24999 | 0.0022727 | 0.00056959
47 | 0.9796 | -0.39312 | 0 | 0
48 | 0.97933 | -0.39844 | 0 | 0
49 | 0.9908 | -0.1759 | 0 | 0
50 | 0.99088 | -0.17443 | 0 | 0
51 | 0.99075 | -0.177 | 0.001089 | 0.00027293
52 | 0.99138 | -0.16369 | 0.0087727 | 0.0021987
53 | 0.99013 | -0.18896 | 0 | 0
54 | 0.9901 | -0.1896 | 0.0021147 | 0.00053
55 | 0.9902 | -0.18769 | 0.0019806 | 0.00049638
56 | 0.98385 | -0.31012 | 0.0036321 | 0.0009103
57 | 0.98367 | -0.31368 | 0 | 0
58 | 0.9836 | -0.31507 | 0.0061245 | 0.0015349
59 | 0.99083 | -0.17534 | 0 | 0
60 | 0.99048 | -0.1822 | 0.003116 | 0.00078095
61 | 0.98623 | -0.26366 | 0 | 0
62 | 0.98355 | -0.31595 | 0.0053988 | 0.0013531
63 | 0.9835 | -0.31702 | 0.0065868 | 0.0016508
64 | 0.98673 | -0.25345 | 0.0019995 | 0.00050112
65 | 0.98673 | -0.25344 | 0.0032099 | 0.00080449
66 | 0.98787 | -0.23194 | 0.003461 | 0.0008674
67 | 0.98319 | -0.32289 | 0 | 0
68 | 0.97841 | -0.41415 | 0.0054224 | 0.001359
69 | 0.98213 | -0.34153 | 0.0010031 | 0.00025141
70 | 0.98498 | -0.28646 | 0.00067616 | 0.00016946
71 | 0.99145 | -0.1628 | 0.00408 | 0.0010225
72 | 0.99349 | -0.12373 | 0.018071 | 0.004529
73 | 1 | 0 | -0.60132 | -0.15363
74 | 0.9704 | -0.57119 | 0.003311 | 0.00082982
75 | 0.98744 | -0.23967 | 0.0064451 | 0.0016153
76 | 0.9868 | -0.25208 | 0 | 0
77 | 0.97912 | -0.40251 | 0 | 0
78 | 0.97855 | -0.41364 | 0.0016784 | 0.00042065
79 | 0.98944 | -0.202 | 0.0073419 | 0.00184
80 | 0.98944 | -0.20193 | 0.0026436 | 0.00066255
81 | 0.99119 | -0.16844 | 0.0015738 | 0.00039443
82 | 0.99074 | -0.17719 | 0.0021318 | 0.00053427
83 | 0.99109 | -0.16924 | 0.0084071 | 0.002107
84 | 0.99023 | -0.18698 | 0 | 0
85 | 0.99243 | -0.14438 | 0 | 0
86 | 0.99216 | -0.14966 | 0 | 0
87 | 0.99221 | -0.1487 | 0.002356 | 0.00059048
88 | 0.99418 | -0.11096 | 0.0019927 | 0.00049943
89 | 0.98272 | -0.33196 | 0 | 0
90 | 0.98256 | -0.33521 | 0 | 0
91 | 0.9829 | -0.32842 | 0 | 0
92 | 0.9827 | -0.33243 | 0.00085275 | 0.00021372
93 | 0.98252 | -0.33586 | 0.0020836 | 0.00052219
94 | 0.98301 | -0.32631 | 0 | 0
95 | 0.9829 | -0.32856 | 0.00083375 | 0.00020896
96 | 0.983 | -0.32661 | 0.0035719 | 0.00089521
97 | 0.9827 | -0.33249 | 0.00085256 | 0.00021367
98 | 0.99121 | -0.16808 | 0.0055528 | 0.0013917
99 | 0.99133 | -0.1658 | 0.0098986 | 0.0024808
100 | 0.99178 | -0.15704 | 0.0056857 | 0.001425
101 | 0.98219 | -0.3426 | 0 | 0
102 | 0.98295 | -0.32788 | 0.017044 | 0.0042716
103 | 0.98097 | -0.36652 | 0.024222 | 0.0060706
104 | 0.98463 | -0.29511 | 0.026467 | 0.0066332
105 | 0.97956 | -0.39418 | 0.024219 | 0.00607
106 | 0.99165 | -0.15935 | 0.0015683 | 0.00039306
107 | 0.9917 | -0.15852 | 0.0011841 | 0.00029676
108 | 0.97897 | -0.40576 | 0.010533 | 0.0026397
109 | 0.97873 | -0.41052 | 0 | 0
110 | 0.97861 | -0.41288 | 0.010533 | 0.0026397
111 | 0.98641 | -0.26055 | 0 | 0
112 | 0.9897 | -0.19585 | 0.0077939 | 0.0019533
113 | 0.98938 | -0.20202 | 0.0064925 | 0.0016272
114 | 0.98898 | -0.20973 | 0 | 0
115 | 0.98687 | -0.25157 | 0.028392 | 0.0071158
116 | 0.98862 | -0.21772 | 0.0015695 | 0.00039335
117 | 0.98962 | -0.19843 | 0 | 0
118 | 0.99834 | -0.031459 | 0.009681 | 0.0024263
119 | 0.99665 | -0.06373 | 0.011593 | 0.0029054
120 | 0.9954 | -0.087589 | 0.0023551 | 0.00059024
121 | 0.98806 | -0.22755 | 0.0055696 | 0.0013959
122 | 0.98811 | -0.22633 | 0 | 0
123 | 0.98804 | -0.22774 | 0.0043924 | 0.0011008
124 | 0.99216 | -0.14958 | 0.0097341 | 0.0024396
125 | 0.99062 | -0.17928 | 0.0018504 | 0.00046375
126 | 0.99145 | -0.16342 | 0.0015908 | 0.00039869
127 | 0.99209 | -0.15103 | 0.003974 | 0.00099597
128 | 0.97909 | -0.40322 | 0.0012051 | 0.00030202
129 | 0.99028 | -0.18576 | 0.0015695 | 0.00039335
130 | 0.97844 | -0.41578 | 0.0034726 | 0.00087032
131 | 0.97841 | -0.41651 | 0.0022707 | 0.0005691
132 | 0.9827 | -0.3325 | 0.00085275 | 0.00021372
133 | 0.99006 | -0.19041 | 0.0048158 | 0.001207
134 | 0.99006 | -0.19042 | 0.0035637 | 0.00089314
135 | 0.99998 | 149.9956 | 0 | 0

## res_line
| p_from_mw | q_from_mvar | p_to_mw | q_to_mvar | pl_mw | ql_mvar | i_from_ka | i_to_ka | i_ka | vm_from_pu | va_from_degree | vm_to_pu | va_to_degree | loading_percent
0 | 0.012475 | 0.0031264 | -0.012473 | -0.0031255 | 1.7416e-06 | 9.487e-07 | 0.01886 | 0.01886 | 0.01886 | 0.98425 | -0.30237 | 0.9841 | -0.3053 | 5.1812
1 | -0.013824 | -0.0034645 | 0.013828 | 0.0034671 | 4.5159e-06 | 2.5396e-06 | 0.020899 | 0.020899 | 0.020899 | 0.98425 | -0.30237 | 0.9846 | -0.29552 | 5.7416
2 | 0.0049032 | 0.0012283 | -0.004903 | -0.0012283 | 1.4676e-07 | 3.4604e-09 | 0.0074137 | 0.0074137 | 0.0074137 | 0.9841 | -0.3053 | 0.98407 | -0.30593 | 2.0367
3 | -0.03657 | -0.0091734 | 0.036578 | 0.0091785 | 7.9664e-06 | 5.0101e-06 | 0.055271 | 0.055271 | 0.055271 | 0.9846 | -0.29552 | 0.98484 | -0.29095 | 15.1844
4 | 0.022742 | 0.0057064 | -0.022727 | -0.0056973 | 1.4768e-05 | 9.0279e-06 | 0.034372 | 0.034372 | 0.034372 | 0.9846 | -0.29552 | 0.9839 | -0.30915 | 9.4429
5 | 0.0036329 | 0.00090995 | -0.0036324 | -0.00091016 | 4.2775e-07 | -2.0643e-07 | 0.0054931 | 0.0054933 | 0.0054933 | 0.98407 | -0.30593 | 0.98394 | -0.30841 | 1.5091
6 | -0.041804 | -0.010488 | 0.041848 | 0.010516 | 4.3712e-05 | 2.7604e-05 | 0.063167 | 0.063167 | 0.063167 | 0.98484 | -0.29095 | 0.98596 | -0.26904 | 17.3536
7 | 0.0052259 | 0.0013097 | -0.0052255 | -0.0013096 | 3.7005e-07 | 3.5449e-08 | 0.0078959 | 0.007896 | 0.007896 | 0.98484 | -0.29095 | 0.98476 | -0.29244 | 2.1692
8 | 0.018116 | 0.0045417 | -0.018113 | -0.00454 | 2.7631e-06 | 1.6437e-06 | 0.027398 | 0.027398 | 0.027398 | 0.9839 | -0.30915 | 0.98374 | -0.31235 | 7.527
9 | 0.0036324 | 0.00091016 | -0.0036321 | -0.0009103 | 2.958e-07 | -1.4266e-07 | 0.0054933 | 0.0054934 | 0.0054934 | 0.98394 | -0.30841 | 0.98385 | -0.31012 | 1.5092
10 | -0.041848 | -0.010516 | 0.041888 | 0.010541 | 4.0325e-05 | 2.5464e-05 | 0.063167 | 0.063167 | 0.063167 | 0.98596 | -0.26904 | 0.987 | -0.24888 | 17.3536
11 | 0.0053997 | 0.0013532 | -0.0053994 | -0.0013531 | 3.4358e-07 | 4.5532e-08 | 0.0081676 | 0.0081677 | 0.0081677 | 0.98374 | -0.31235 | 0.98367 | -0.31368 | 2.2439
12 | 0.012714 | 0.0031868 | -0.012712 | -0.0031859 | 1.6501e-06 | 9.0505e-07 | 0.019231 | 0.019231 | 0.019231 | 0.98374 | -0.31235 | 0.9836 | -0.31507 | 5.2832
13 | -0.045881 | -0.011584 | 0.045903 | 0.011599 | 2.2913e-05 | 1.4501e-05 | 0.069166 | 0.069166 | 0.069166 | 0.9875 | -0.23912 | 0.98804 | -0.2287 | 19.0016
14 | 0.045881 | 0.011584 | -0.045872 | -0.011579 | 8.4425e-06 | 5.343e-06 | 0.069166 | 0.069166 | 0.069166 | 0.9875 | -0.23912 | 0.9873 | -0.24296 | 19.0016
15 | -0.052557 | -0.013266 | 0.052566 | 0.013272 | 8.8931e-06 | 5.6432e-06 | 0.079186 | 0.079186 | 0.079186 | 0.98804 | -0.2287 | 0.98822 | -0.22517 | 21.7545
16 | 0.0066538 | 0.0016674 | -0.0066532 | -0.0016672 | 5.3872e-07 | 1.6157e-07 | 0.010021 | 0.010021 | 0.010021 | 0.98804 | -0.2287 | 0.98795 | -0.2304 | 2.753
17 | 0.041137 | 0.010392 | -0.041096 | -0.010366 | 4.0767e-05 | 2.573e-05 | 0.062029 | 0.062029 | 0.062029 | 0.9873 | -0.24296 | 0.98623 | -0.26366 | 17.041
18 | -0.07191 | -0.018071 | 0.071992 | 0.018123 | 8.1486e-05 | 5.1915e-05 | 0.10843 | 0.10843 | 0.10843 | 0.987 | -0.24888 | 0.98822 | -0.22517 | 29.7886
19 | 0.030022 | 0.0075294 | -0.03001 | -0.007522 | 1.1875e-05 | 7.4026e-06 | 0.045264 | 0.045264 | 0.045264 | 0.987 | -0.24888 | 0.98657 | -0.25718 | 12.4351
20 | 0.0032189 | 0.00080663 | -0.0032188 | -0.00080671 | 1.0336e-07 | -8.2857e-08 | 0.0048575 | 0.0048575 | 0.0048575 | 0.98607 | -0.26695 | 0.98604 | -0.26762 | 1.3345
21 | -0.0032189 | -0.00080663 | 0.0032192 | 0.00080642 | 2.6934e-07 | -2.1598e-07 | 0.0048575 | 0.0048573 | 0.0048575 | 0.98607 | -0.26695 | 0.98616 | -0.26519 | 1.3345
22 | -0.0032192 | -0.00080642 | 0.0032194 | 0.00080623 | 2.268e-07 | -1.8194e-07 | 0.0048573 | 0.0048572 | 0.0048573 | 0.98616 | -0.26519 | 0.98624 | -0.26371 | 1.3344
23 | -0.014158 | -0.0035476 | 0.014162 | 0.0035501 | 4.4072e-06 | 2.4918e-06 | 0.021361 | 0.02136 | 0.021361 | 0.98624 | -0.26371 | 0.98657 | -0.25718 | 5.8683
24 | -0.12456 | -0.031394 | 0.12479 | 0.031545 | 0.0002353 | 0.00015036 | 0.18762 | 0.18762 | 0.18762 | 0.98822 | -0.22517 | 0.99026 | -0.18577 | 51.5431
25 | 0.0034612 | 0.00086724 | -0.003461 | -0.0008674 | 2.54e-07 | -1.5655e-07 | 0.0052131 | 0.0052132 | 0.0052132 | 0.98795 | -0.2304 | 0.98787 | -0.23194 | 1.4322
26 | 0.0085871 | 0.0021526 | -0.0085845 | -0.0021515 | 2.5268e-06 | 1.1145e-06 | 0.013016 | 0.013016 | 0.013016 | 0.9817 | -0.35197 | 0.98138 | -0.35815 | 3.5759
27 | 0.017186 | 0.0043142 | -0.017165 | -0.004302 | 2.0702e-05 | 1.2222e-05 | 0.026052 | 0.026053 | 0.026053 | 0.9817 | -0.35197 | 0.98041 | -0.37726 | 7.1573
28 | -0.025773 | -0.0064668 | 0.025775 | 0.0064683 | 2.4536e-06 | 1.5161e-06 | 0.039068 | 0.039068 | 0.039068 | 0.9817 | -0.35197 | 0.9818 | -0.34998 | 10.733
29 | 0.0086419 | 0.0021654 | -0.0086382 | -0.0021638 | 3.6451e-06 | 1.6207e-06 | 0.013116 | 0.013116 | 0.013116 | 0.98041 | -0.37726 | 0.97996 | -0.38612 | 3.6034
30 | 0.0085233 | 0.0021366 | -0.0085211 | -0.0021356 | 2.2793e-06 | 1.0009e-06 | 0.012936 | 0.012937 | 0.012937 | 0.98041 | -0.37726 | 0.98012 | -0.38287 | 3.554
31 | -0.031888 | -0.0080003 | 0.031929 | 0.0080261 | 4.124e-05 | 2.5798e-05 | 0.048333 | 0.048332 | 0.048333 | 0.9818 | -0.34998 | 0.98319 | -0.32289 | 13.2782
32 | 0.0086382 | 0.0021638 | -0.0086353 | -0.0021625 | 2.8799e-06 | 1.2809e-06 | 0.013116 | 0.013116 | 0.013116 | 0.97996 | -0.38612 | 0.9796 | -0.39312 | 3.6034
33 | -0.015632 | -0.0039229 | 0.015634 | 0.003924 | 1.7461e-06 | 1.0133e-06 | 0.023735 | 0.023735 | 0.023735 | 0.98009 | -0.38107 | 0.98021 | -0.37872 | 6.5206
34 | 0.015632 | 0.0039229 | -0.015621 | -0.0039169 | 1.042e-05 | 6.0474e-06 | 0.023735 | 0.023735 | 0.023735 | 0.98009 | -0.38107 | 0.97938 | -0.39505 | 6.5206
35 | 0.095382 | 0.024195 | -0.095184 | -0.024069 | 0.0001981 | 0.00012647 | 0.1449 | 0.1449 | 0.1449 | 0.98021 | -0.37872 | 0.97799 | -0.42202 | 39.8075
36 | -0.11102 | -0.028119 | 0.11122 | 0.028247 | 0.00020068 | 0.00012819 | 0.16863 | 0.16863 | 0.16863 | 0.98021 | -0.37872 | 0.98215 | -0.34116 | 46.328
37 | 0.010093 | 0.0025312 | -0.010088 | -0.0025287 | 4.9544e-06 | 2.4642e-06 | 0.015335 | 0.015335 | 0.015335 | 0.97938 | -0.39505 | 0.97886 | -0.40536 | 4.2129
38 | 0.010088 | 0.0025287 | -0.010085 | -0.0025274 | 2.6207e-06 | 1.3038e-06 | 0.015335 | 0.015335 | 0.015335 | 0.97886 | -0.40536 | 0.97858 | -0.41081 | 4.2129
39 | 0.0054232 | 0.0013591 | -0.0054224 | -0.001359 | 8.629e-07 | 1.2724e-07 | 0.0082465 | 0.0082467 | 0.0082467 | 0.97858 | -0.41081 | 0.97841 | -0.41415 | 2.2656
40 | -0.11309 | -0.028717 | 0.11328 | 0.028838 | 0.00018972 | 0.0001212 | 0.17147 | 0.17147 | 0.17147 | 0.98215 | -0.34116 | 0.98395 | -0.30636 | 47.1084
41 | 0.0018751 | 0.00046975 | -0.0018751 | -0.00046979 | 1.1767e-08 | -4.1671e-08 | 0.0028409 | 0.0028409 | 0.0028409 | 0.98215 | -0.34116 | 0.98214 | -0.34129 | 0.78047
42 | -0.1143 | -0.029094 | 0.11441 | 0.029164 | 0.00010981 | 6.9782e-05 | 0.17302 | 0.17302 | 0.17302 | 0.98395 | -0.30636 | 0.98498 | -0.28646 | 23.766
43 | 0.0010031 | 0.00025125 | -0.0010031 | -0.00025141 | 1.1059e-08 | -1.5449e-07 | 0.0015198 | 0.0015198 | 0.0015198 | 0.98214 | -0.34129 | 0.98213 | -0.34153 | 0.41754
44 | 0.078113 | 0.01979 | -0.077964 | -0.019696 | 0.00014837 | 9.4606e-05 | 0.11893 | 0.11893 | 0.11893 | 0.97799 | -0.42202 | 0.97596 | -0.46164 | 32.672
45 | 0.18769 | 0.048059 | -0.18735 | -0.047841 | 0.00034232 | 0.00021774 | 0.28123 | 0.28123 | 0.28123 | 0.99438 | -0.10651 | 0.9924 | -0.14423 | 25.7539
46 | 0.14953 | 0.037942 | -0.14949 | -0.037917 | 3.9459e-05 | 2.5145e-05 | 0.22393 | 0.22393 | 0.22393 | 0.99438 | -0.10651 | 0.9941 | -0.11199 | 30.759
47 | -0.33722 | -0.086001 | 0.33806 | 0.086535 | 0.00083582 | 0.0005339 | 0.50516 | 0.50516 | 0.50516 | 0.99438 | -0.10651 | 0.99708 | -0.055313 | 46.2598
48 | 0.18735 | 0.047841 | -0.18718 | -0.04773 | 0.00017598 | 0.00011194 | 0.28123 | 0.28123 | 0.28123 | 0.9924 | -0.14423 | 0.99138 | -0.16369 | 25.7539
49 | 0.13141 | 0.033382 | -0.13109 | -0.033177 | 0.00032052 | 0.00020485 | 0.19686 | 0.19686 | 0.19686 | 0.9941 | -0.11199 | 0.99145 | -0.1628 | 54.0825
50 | 0.018081 | 0.004535 | -0.018071 | -0.004529 | 1.0111e-05 | 5.9944e-06 | 0.027066 | 0.027066 | 0.027066 | 0.9941 | -0.11199 | 0.99349 | -0.12373 | 7.4357
51 | -0.35177 | -0.089972 | 0.35272 | 0.090575 | 0.00094441 | 0.00060335 | 0.52562 | 0.52562 | 0.52562 | 0.99708 | -0.055313 | 1 | 0 | 48.134
52 | -0.12687 | -0.032065 | 0.12701 | 0.032154 | 0.00013989 | 8.9395e-05 | 0.19074 | 0.19074 | 0.19074 | 0.99026 | -0.18577 | 0.99145 | -0.1628 | 52.4002
53 | 0.077964 | 0.019696 | -0.077779 | -0.019578 | 0.00018489 | 0.0001179 | 0.11893 | 0.11893 | 0.11893 | 0.97596 | -0.46164 | 0.97343 | -0.51124 | 32.672
54 | 0.077779 | 0.019578 | -0.077561 | -0.019438 | 0.00021885 | 0.00013956 | 0.11893 | 0.11893 | 0.11893 | 0.97343 | -0.51124 | 0.97044 | -0.57029 | 32.6721
55 | 0.0033112 | 0.00082973 | -0.003311 | -0.00082982 | 1.4123e-07 | -9.0123e-08 | 0.0050771 | 0.0050771 | 0.0050771 | 0.97044 | -0.57029 | 0.9704 | -0.57119 | 1.3948
56 | -0.0074831 | -0.0018753 | 0.0074844 | 0.0018758 | 1.2633e-06 | 4.7028e-07 | 0.011282 | 0.011282 | 0.011282 | 0.98693 | -0.24968 | 0.98711 | -0.24614 | 3.0996
57 | 0.0074831 | 0.0018753 | -0.007483 | -0.0018753 | 1.0823e-07 | 4.0296e-08 | 0.011282 | 0.011282 | 0.011282 | 0.98693 | -0.24968 | 0.98691 | -0.24999 | 3.0996
58 | -0.023357 | -0.0058539 | 0.023364 | 0.0058583 | 7.1972e-06 | 4.4083e-06 | 0.03521 | 0.03521 | 0.03521 | 0.98711 | -0.24614 | 0.98744 | -0.23967 | 9.673
59 | 0.0052103 | 0.0013057 | -0.0052098 | -0.0013056 | 5.1901e-07 | 4.5632e-08 | 0.0078558 | 0.0078559 | 0.0078559 | 0.98691 | -0.24999 | 0.9868 | -0.25208 | 2.1582
60 | 0.0086353 | 0.0021625 | -0.0086331 | -0.0021615 | 2.188e-06 | 9.735e-07 | 0.013116 | 0.013117 | 0.013117 | 0.9796 | -0.39312 | 0.97933 | -0.39844 | 3.6035
61 | 0.0012053 | 0.00029946 | -0.0012051 | -0.00030164 | 2.3277e-07 | -2.1804e-06 | 0.0018305 | 0.0018313 | 0.0018313 | 0.97933 | -0.39844 | 0.97912 | -0.40251 | 0.5031
62 | 0.0074278 | 0.001862 | -0.0074224 | -0.00186 | 5.3746e-06 | 2.0252e-06 | 0.011286 | 0.011287 | 0.011287 | 0.97933 | -0.39844 | 0.97855 | -0.41364 | 3.1007
63 | -0.003221 | -0.00080702 | 0.0032212 | 0.00080683 | 2.2539e-07 | -1.866e-07 | 0.0048373 | 0.0048372 | 0.0048373 | 0.9908 | -0.1759 | 0.99088 | -0.17443 | 1.3289
64 | 0.003221 | 0.00080702 | -0.0032208 | -0.00080716 | 1.6854e-07 | -1.3949e-07 | 0.0048373 | 0.0048374 | 0.0048374 | 0.9908 | -0.1759 | 0.99075 | -0.177 | 1.3289
65 | -0.018822 | -0.0047192 | 0.018828 | 0.0047224 | 5.3733e-06 | 3.2079e-06 | 0.028266 | 0.028266 | 0.028266 | 0.99088 | -0.17443 | 0.99119 | -0.16844 | 7.7655
66 | 0.015601 | 0.0039123 | -0.0156 | -0.0039119 | 6.7621e-07 | 3.9046e-07 | 0.023429 | 0.023429 | 0.023429 | 0.99088 | -0.17443 | 0.99083 | -0.17534 | 6.4366
67 | 0.0021318 | 0.00053422 | -0.0021318 | -0.00053427 | 1.8703e-08 | -5.0683e-08 | 0.0032018 | 0.0032018 | 0.0032018 | 0.99075 | -0.177 | 0.99074 | -0.17719 | 0.87961
68 | 0.1784 | 0.045531 | -0.17835 | -0.0455 | 4.7807e-05 | 3.0391e-05 | 0.26807 | 0.26807 | 0.26807 | 0.99138 | -0.16369 | 0.99109 | -0.16924 | 24.5481
69 | 0.0021148 | 0.00052983 | -0.0021147 | -0.00053 | 6.4372e-08 | -1.7737e-07 | 0.0031782 | 0.0031782 | 0.0031782 | 0.99013 | -0.18896 | 0.9901 | -0.1896 | 0.87314
70 | -0.0021148 | -0.00052983 | 0.0021149 | 0.00052947 | 1.2713e-07 | -3.5037e-07 | 0.0031782 | 0.003178 | 0.0031782 | 0.99013 | -0.18896 | 0.9902 | -0.18769 | 0.87312
71 | -0.0040955 | -0.0010259 | 0.0040956 | 0.0010258 | 1.3934e-07 | -3.7023e-08 | 0.0061543 | 0.0061543 | 0.0061543 | 0.9902 | -0.18769 | 0.99023 | -0.18698 | 1.6907
72 | 0.0053994 | 0.0013531 | -0.0053988 | -0.0013531 | 5.8271e-07 | 7.7285e-08 | 0.0081677 | 0.0081678 | 0.0081678 | 0.98367 | -0.31368 | 0.98355 | -0.31595 | 2.2439
73 | 0.0065874 | 0.001651 | -0.0065868 | -0.0016508 | 6.1129e-07 | 1.8292e-07 | 0.0099656 | 0.0099657 | 0.0099657 | 0.9836 | -0.31507 | 0.9835 | -0.31702 | 2.7378
74 | 0.0156 | 0.0039119 | -0.015595 | -0.003909 | 5.0987e-06 | 2.9442e-06 | 0.023429 | 0.023429 | 0.023429 | 0.99083 | -0.17534 | 0.99048 | -0.1822 | 6.4366
75 | 0.012479 | 0.003128 | -0.012477 | -0.0031265 | 2.8395e-06 | 1.5401e-06 | 0.018748 | 0.018748 | 0.018748 | 0.99048 | -0.1822 | 0.99023 | -0.18698 | 5.1506
76 | 0.041096 | 0.010366 | -0.04098 | -0.010293 | 0.00011618 | 7.333e-05 | 0.062029 | 0.06203 | 0.06203 | 0.98623 | -0.26366 | 0.98319 | -0.32289 | 17.0411
77 | -0.0019995 | -0.00050112 | 0.0019995 | 0.00050112 | 6.1468e-10 | -1.9076e-09 | 0.0030153 | 0.0030153 | 0.0030153 | 0.98673 | -0.25345 | 0.98673 | -0.25344 | 0.82838
78 | -0.0052094 | -0.0013056 | 0.0052098 | 0.0013056 | 3.388e-07 | 2.9826e-08 | 0.007856 | 0.0078559 | 0.007856 | 0.98673 | -0.25344 | 0.9868 | -0.25208 | 2.1582
79 | 0.0090506 | 0.0022669 | -0.0090492 | -0.0022662 | 1.4725e-06 | 6.7705e-07 | 0.013697 | 0.013697 | 0.013697 | 0.98319 | -0.32289 | 0.98301 | -0.32631 | 3.763
80 | -0.11509 | -0.029333 | 0.11541 | 0.029541 | 0.00032713 | 0.00020789 | 0.17404 | 0.17404 | 0.17404 | 0.98498 | -0.28646 | 0.98804 | -0.22774 | 23.9063
81 | 0.24695 | 0.063053 | -0.24658 | -0.062814 | 0.00037484 | 0.00023903 | 0.36788 | 0.36788 | 0.36788 | 1 | 0 | 0.99834 | -0.031459 | 33.689
82 | -0.029809 | -0.0074736 | 0.029827 | 0.0074843 | 1.7231e-05 | 1.0737e-05 | 0.044922 | 0.044922 | 0.044922 | 0.98744 | -0.23967 | 0.98806 | -0.22755 | 12.3412
83 | 0.0012051 | 0.00030164 | -0.0012051 | -0.00030202 | 4.0553e-08 | -3.7956e-07 | 0.0018313 | 0.0018314 | 0.0018314 | 0.97912 | -0.40251 | 0.97909 | -0.40322 | 0.50314
84 | 0.005744 | 0.0014394 | -0.0057434 | -0.0014392 | 5.8727e-07 | 1.18e-07 | 0.0087344 | 0.0087345 | 0.0087345 | 0.97855 | -0.41364 | 0.97844 | -0.41578 | 2.3996
85 | -0.0073419 | -0.00184 | 0.0073419 | 0.0018401 | 2.6648e-08 | 9.5679e-09 | 0.011041 | 0.011041 | 0.011041 | 0.98944 | -0.202 | 0.98944 | -0.20193 | 3.0334
86 | -0.0099855 | -0.0025026 | 0.0099872 | 0.0025034 | 1.6613e-06 | 8.1086e-07 | 0.015017 | 0.015017 | 0.015017 | 0.98944 | -0.20193 | 0.98962 | -0.19843 | 4.1256
87 | -0.020402 | -0.0051168 | 0.020406 | 0.0051197 | 4.8861e-06 | 2.9481e-06 | 0.030629 | 0.030629 | 0.030629 | 0.99119 | -0.16844 | 0.99145 | -0.16342 | 8.4145
88 | 0.16995 | 0.043393 | -0.16973 | -0.043255 | 0.00021828 | 0.00013867 | 0.25544 | 0.25544 | 0.25544 | 0.99109 | -0.16924 | 0.9897 | -0.19585 | 23.3923
89 | 0.0083809 | 0.0021007 | -0.0083795 | -0.0021001 | 1.3711e-06 | 5.8102e-07 | 0.012594 | 0.012594 | 0.012594 | 0.99023 | -0.18698 | 0.99006 | -0.19041 | 3.4599
90 | 0.20366 | 0.051581 | -0.20361 | -0.051548 | 5.1583e-05 | 3.2842e-05 | 0.30555 | 0.30555 | 0.30555 | 0.99243 | -0.14438 | 0.99216 | -0.14966 | 27.981
91 | 0.016068 | 0.0040282 | -0.016065 | -0.0040263 | 3.3033e-06 | 1.918e-06 | 0.024092 | 0.024093 | 0.024093 | 0.99243 | -0.14438 | 0.99221 | -0.1487 | 6.6188
92 | -0.21973 | -0.055609 | 0.22008 | 0.055834 | 0.0003531 | 0.00022497 | 0.32964 | 0.32964 | 0.32964 | 0.99243 | -0.14438 | 0.99418 | -0.11096 | 30.1873
93 | 0.15926 | 0.040418 | -0.15919 | -0.040371 | 7.4198e-05 | 4.7084e-05 | 0.23904 | 0.23904 | 0.23904 | 0.99216 | -0.14966 | 0.99165 | -0.15935 | 21.8897
94 | 0.023196 | 0.0058243 | -0.023186 | -0.0058183 | 9.7996e-06 | 5.9931e-06 | 0.034793 | 0.034793 | 0.034793 | 0.99216 | -0.14966 | 0.9917 | -0.15852 | 9.5585
95 | 0.021152 | 0.0053058 | -0.021144 | -0.0053013 | 7.4393e-06 | 4.5067e-06 | 0.031724 | 0.031724 | 0.031724 | 0.99216 | -0.14966 | 0.99178 | -0.15704 | 8.7155
96 | 0.013709 | 0.0034358 | -0.013708 | -0.0034355 | 5.7802e-07 | 3.2284e-07 | 0.020559 | 0.020559 | 0.020559 | 0.99221 | -0.1487 | 0.99216 | -0.14958 | 5.6481
97 | -0.22207 | -0.056334 | 0.22232 | 0.056493 | 0.00024986 | 0.00015921 | 0.33263 | 0.33263 | 0.33263 | 0.99418 | -0.11096 | 0.9954 | -0.087589 | 30.4604
98 | 0.002084 | 0.00052113 | -0.0020836 | -0.00052202 | 3.2275e-07 | -8.8855e-07 | 0.0031551 | 0.0031555 | 0.0031555 | 0.98272 | -0.33196 | 0.98256 | -0.33521 | 0.86689
99 | -0.0046421 | -0.0011621 | 0.0046429 | 0.0011621 | 7.8063e-07 | -3.4416e-08 | 0.0070285 | 0.0070283 | 0.0070285 | 0.98272 | -0.33196 | 0.9829 | -0.32842 | 1.9309
100 | 0.0025581 | 0.00064099 | -0.0025581 | -0.00064108 | 5.7131e-08 | -9.2088e-08 | 0.0038734 | 0.0038734 | 0.0038734 | 0.98272 | -0.33196 | 0.9827 | -0.33243 | 1.0641
101 | 0.0020836 | 0.00052202 | -0.0020836 | -0.00052219 | 6.4325e-08 | -1.7702e-07 | 0.0031555 | 0.0031555 | 0.0031555 | 0.98256 | -0.33521 | 0.98252 | -0.33586 | 0.86691
102 | -0.0054766 | -0.0013709 | 0.0054772 | 0.001371 | 5.523e-07 | 8.1846e-08 | 0.0082905 | 0.0082904 | 0.0082905 | 0.9829 | -0.32842 | 0.98301 | -0.32631 | 2.2776
103 | 0.00083376 | 0.00020885 | -0.00083375 | -0.00020896 | 5.2398e-09 | -1.0781e-07 | 0.0012622 | 0.0012622 | 0.0012622 | 0.9829 | -0.32842 | 0.9829 | -0.32856 | 0.34676
104 | 0.0017053 | 0.00042736 | -0.0017053 | -0.00042738 | 4.845e-09 | -2.1448e-08 | 0.0025822 | 0.0025822 | 0.0025822 | 0.9827 | -0.33243 | 0.9827 | -0.33249 | 0.7094
105 | 0.003572 | 0.00089518 | -0.0035719 | -0.00089521 | 5.2196e-08 | -2.6949e-08 | 0.005407 | 0.005407 | 0.005407 | 0.98301 | -0.32631 | 0.983 | -0.32661 | 1.4854
106 | 0.00085275 | 0.00021371 | -0.00085275 | -0.00021372 | 4.334e-10 | -8.5048e-09 | 0.0012912 | 0.0012912 | 0.0012912 | 0.9827 | -0.33249 | 0.9827 | -0.3325 | 0.35474
107 | -0.0055528 | -0.0013917 | 0.0055534 | 0.0013917 | 6.0302e-07 | 8.7606e-08 | 0.0083359 | 0.0083358 | 0.0083359 | 0.99121 | -0.16808 | 0.99133 | -0.1658 | 2.2901
108 | -0.015452 | -0.0038726 | 0.015458 | 0.0038763 | 6.4503e-06 | 3.7158e-06 | 0.023194 | 0.023194 | 0.023194 | 0.99133 | -0.1658 | 0.99178 | -0.15704 | 6.372
109 | -0.069661 | -0.017517 | 0.06971 | 0.017549 | 4.9002e-05 | 3.1213e-05 | 0.10556 | 0.10556 | 0.10556 | 0.98219 | -0.3426 | 0.98295 | -0.32788 | 28.9991
110 | 0.069661 | 0.017517 | -0.069582 | -0.017467 | 7.9479e-05 | 5.0626e-05 | 0.10556 | 0.10556 | 0.10556 | 0.98219 | -0.3426 | 0.98097 | -0.36652 | 28.9992
111 | -0.086754 | -0.02182 | 0.08689 | 0.021907 | 0.00013606 | 8.6813e-05 | 0.13136 | 0.13136 | 0.13136 | 0.98295 | -0.32788 | 0.98463 | -0.29511 | 36.0875
112 | 0.04536 | 0.011396 | -0.0453 | -0.011358 | 5.9795e-05 | 3.7845e-05 | 0.068815 | 0.068815 | 0.068815 | 0.98097 | -0.36652 | 0.97956 | -0.39418 | 18.9053
113 | -0.11336 | -0.02854 | 0.11354 | 0.02866 | 0.00018763 | 0.00011986 | 0.17136 | 0.17136 | 0.17136 | 0.98463 | -0.29511 | 0.98641 | -0.26055 | 47.0759
114 | 0.02108 | 0.0052883 | -0.021069 | -0.0052812 | 1.1635e-05 | 7.066e-06 | 0.032024 | 0.032024 | 0.032024 | 0.97956 | -0.39418 | 0.97897 | -0.40576 | 8.7979
115 | 0.15762 | 0.039978 | -0.15747 | -0.039882 | 0.00015093 | 9.5764e-05 | 0.23668 | 0.23668 | 0.23668 | 0.99165 | -0.15935 | 0.99062 | -0.17928 | 21.6742
116 | 0.022002 | 0.0055216 | -0.021997 | -0.0055184 | 5.1461e-06 | 3.1311e-06 | 0.033016 | 0.033016 | 0.033016 | 0.9917 | -0.15852 | 0.99145 | -0.16342 | 9.0705
117 | 0.010536 | 0.0026415 | -0.010534 | -0.0026403 | 2.3875e-06 | 1.216e-06 | 0.016015 | 0.016015 | 0.016015 | 0.97897 | -0.40576 | 0.97873 | -0.41052 | 4.3998
118 | 0.010534 | 0.0026403 | -0.010533 | -0.0026397 | 1.1841e-06 | 6.0313e-07 | 0.016015 | 0.016015 | 0.016015 | 0.97873 | -0.41052 | 0.97861 | -0.41288 | 4.3998
119 | -0.11354 | -0.02866 | 0.11359 | 0.028691 | 4.8862e-05 | 3.1215e-05 | 0.17136 | 0.17136 | 0.17136 | 0.98641 | -0.26055 | 0.98687 | -0.25157 | 47.0759
120 | 0.16194 | 0.041301 | -0.16189 | -0.041271 | 4.8235e-05 | 3.062e-05 | 0.24373 | 0.24373 | 0.24373 | 0.9897 | -0.19585 | 0.98938 | -0.20202 | 22.3192
121 | 0.15539 | 0.039644 | -0.15534 | -0.039607 | 5.7853e-05 | 3.67e-05 | 0.23396 | 0.23396 | 0.23396 | 0.98938 | -0.20202 | 0.98898 | -0.20973 | 21.425
122 | 0.035426 | 0.0088991 | -0.035396 | -0.0088802 | 3.01e-05 | 1.8902e-05 | 0.05331 | 0.05331 | 0.05331 | 0.98898 | -0.20973 | 0.98806 | -0.22755 | 14.6455
123 | 0.11991 | 0.030708 | -0.11981 | -0.030647 | 9.6339e-05 | 6.0749e-05 | 0.18065 | 0.18065 | 0.18065 | 0.98898 | -0.20973 | 0.98811 | -0.22633 | 16.5433
124 | -0.14199 | -0.035807 | 0.14222 | 0.035954 | 0.00023042 | 0.00014679 | 0.21417 | 0.21417 | 0.21417 | 0.98687 | -0.25157 | 0.98862 | -0.21772 | 29.4185
125 | -0.14379 | -0.036347 | 0.14392 | 0.036432 | 0.00013312 | 8.4323e-05 | 0.21653 | 0.21653 | 0.21653 | 0.98862 | -0.21772 | 0.98962 | -0.19843 | 19.8286
126 | -0.15391 | -0.038935 | 0.154 | 0.038994 | 9.3627e-05 | 5.9382e-05 | 0.23155 | 0.23154 | 0.23155 | 0.98962 | -0.19843 | 0.99028 | -0.18576 | 21.2038
127 | 0.2369 | 0.060388 | -0.23653 | -0.060153 | 0.00036838 | 0.00023484 | 0.35345 | 0.35346 | 0.35346 | 0.99834 | -0.031459 | 0.99665 | -0.06373 | 32.3677
128 | 0.22494 | 0.057248 | -0.22468 | -0.057083 | 0.0002584 | 0.00016466 | 0.33615 | 0.33615 | 0.33615 | 0.99665 | -0.06373 | 0.9954 | -0.087589 | 30.7827
129 | 0.11981 | 0.030647 | -0.11981 | -0.030642 | 8.2046e-06 | 5.1736e-06 | 0.18065 | 0.18065 | 0.18065 | 0.98811 | -0.22633 | 0.98804 | -0.22774 | 16.5433
130 | 0.0039742 | 0.00099588 | -0.003974 | -0.00099597 | 2.7409e-07 | -9.026e-08 | 0.0059604 | 0.0059604 | 0.0059604 | 0.99216 | -0.14958 | 0.99209 | -0.15103 | 1.6375
131 | 0.15562 | 0.039418 | -0.15557 | -0.039388 | 4.8424e-05 | 3.0718e-05 | 0.2339 | 0.2339 | 0.2339 | 0.99062 | -0.17928 | 0.99028 | -0.18576 | 21.4197
132 | 0.0022708 | 0.00056893 | -0.0022707 | -0.0005691 | 7.8748e-08 | -1.7075e-07 | 0.0034534 | 0.0034534 | 0.0034534 | 0.97844 | -0.41578 | 0.97841 | -0.41651 | 0.94875
133 | 0.0035637 | 0.00089314 | -0.0035637 | -0.00089314 | 1.4274e-09 | -7.9174e-10 | 0.0053561 | 0.0053561 | 0.0053561 | 0.99006 | -0.19041 | 0.99006 | -0.19042 | 1.4714

## res_trafo
| p_hv_mw | q_hv_mvar | p_lv_mw | q_lv_mvar | pl_mw | ql_mvar | i_hv_ka | i_lv_ka | vm_hv_pu | va_hv_degree | vm_lv_pu | va_lv_degree | loading_percent
0 | -1.2729e-15 | -1.3162e-15 | 0.00165 | 1.2699e-07 | 0.00165 | 1.2699e-07 | 5.2857e-17 | 0.0023815 | 0.99998 | 149.9956 | 1 | 0 | 0.2619

## res_ext_grid
| p_mw | q_mvar
0 | 0.60775 | 0.15524

## res_load
| p_mw | q_mvar
0 | 0.0013491 | 0.00033813
1 | 0.0075699 | 0.0018972
2 | 0.0012701 | 0.00031833
3 | 0.0046112 | 0.0011557
4 | 0.0052255 | 0.0013096
5 | 0.0047351 | 0.0011867
6 | 0.0032188 | 0.00080671
7 | 0.010938 | 0.0027414
8 | 0.003192 | 0.00079999
9 | 0.0085845 | 0.0021515
10 | 0.0061127 | 0.001532
11 | 0.0085211 | 0.0021356
12 | 0.0055289 | 0.0013857
13 | 0.0046617 | 0.0011683
14 | 0.0010198 | 0.00025558
15 | 0.00087199 | 0.00021854
16 | 0.017071 | 0.0042784
17 | 0.013714 | 0.003437
18 | 0.015848 | 0.0039719
19 | 0.0020764 | 0.00052039
20 | 0.074249 | 0.018609
21 | 0.015873 | 0.0039781
22 | 0.0022727 | 0.00056959
23 | 0.001089 | 0.00027293
24 | 0.0087727 | 0.0021987
25 | 0.0021147 | 0.00053
26 | 0.0019806 | 0.00049638
27 | 0.0036321 | 0.0009103
28 | 0.0061245 | 0.0015349
29 | 0.003116 | 0.00078095
30 | 0.0053988 | 0.0013531
31 | 0.0065868 | 0.0016508
32 | 0.0019995 | 0.00050112
33 | 0.0032099 | 0.00080449
34 | 0.003461 | 0.0008674
35 | 0.0054224 | 0.001359
36 | 0.0010031 | 0.00025141
37 | 0.00067616 | 0.00016946
38 | 0.00408 | 0.0010225
39 | 0.018071 | 0.004529
40 | 0.0064273 | 0.0016108
41 | 0.003311 | 0.00082982
42 | 0.0064451 | 0.0016153
43 | 0.0016784 | 0.00042065
44 | 0.0073419 | 0.00184
45 | 0.0026436 | 0.00066255
46 | 0.0015738 | 0.00039443
47 | 0.0021318 | 0.00053427
48 | 0.0084071 | 0.002107
49 | 0.002356 | 0.00059048
50 | 0.0019927 | 0.00049943
51 | 0.00085275 | 0.00021372
52 | 0.0020836 | 0.00052219
53 | 0.00083375 | 0.00020896
54 | 0.0035719 | 0.00089521
55 | 0.00085256 | 0.00021367
56 | 0.0055528 | 0.0013917
57 | 0.0098986 | 0.0024808
58 | 0.0056857 | 0.001425
59 | 0.017044 | 0.0042716
60 | 0.024222 | 0.0060706
61 | 0.026467 | 0.0066332
62 | 0.024219 | 0.00607
63 | 0.0015683 | 0.00039306
64 | 0.0011841 | 0.00029676
65 | 0.010533 | 0.0026397
66 | 0.010533 | 0.0026397
67 | 0.0077939 | 0.0019533
68 | 0.0064925 | 0.0016272
69 | 0.028392 | 0.0071158
70 | 0.0015695 | 0.00039335
71 | 0.009681 | 0.0024263
72 | 0.011593 | 0.0029054
73 | 0.0023551 | 0.00059024
74 | 0.0055696 | 0.0013959
75 | 0.0043924 | 0.0011008
76 | 0.0097341 | 0.0024396
77 | 0.0018504 | 0.00046375
78 | 0.0015908 | 0.00039869
79 | 0.003974 | 0.00099597
80 | 0.0012051 | 0.00030202
81 | 0.0015695 | 0.00039335
82 | 0.0034726 | 0.00087032
83 | 0.0022707 | 0.0005691
84 | 0.00085275 | 0.00021372
85 | 0.0048158 | 0.001207
86 | 0.0035637 | 0.00089314

## dtypes
| element | column | dtype
0 | bus | name | object
1 | bus | vn_kv | float64
2 | bus | type | object
3 | bus | zone | object
4 | bus | in_service | bool
5 | load | name | object
6 | load | bus | uint32
7 | load | p_mw | float64
8 | load | q_mvar | float64
9 | load | const_z_percent | float64
10 | load | const_i_percent | float64
11 | load | sn_mva | float64
12 | load | scaling | float64
13 | load | in_service | bool
14 | load | type | object
15 | ext_grid | name | object
16 | ext_grid | bus | uint32
17 | ext_grid | vm_pu | float64
18 | ext_grid | va_degree | float64
19 | ext_grid | slack_weight | float64
20 | ext_grid | in_service | bool
21 | line | name | object
22 | line | std_type | object
23 | line | from_bus | uint32
24 | line | to_bus | uint32
25 | line | length_km | float64
26 | line | r_ohm_per_km | float64
27 | line | x_ohm_per_km | float64
28 | line | c_nf_per_km | float64
29 | line | g_us_per_km | float64
30 | line | max_i_ka | float64
31 | line | df | float64
32 | line | parallel | uint32
33 | line | type | object
34 | line | in_service | bool
35 | trafo | name | object
36 | trafo | std_type | object
37 | trafo | hv_bus | uint32
38 | trafo | lv_bus | uint32
39 | trafo | sn_mva | float64
40 | trafo | vn_hv_kv | float64
41 | trafo | vn_lv_kv | float64
42 | trafo | vk_percent | float64
43 | trafo | vkr_percent | float64
44 | trafo | pfe_kw | float64
45 | trafo | i0_percent | float64
46 | trafo | shift_degree | float64
47 | trafo | tap_side | object
48 | trafo | tap_neutral | int32
49 | trafo | tap_min | int32
50 | trafo | tap_max | int32
51 | trafo | tap_step_percent | float64
52 | trafo | tap_step_degree | float64
53 | trafo | tap_pos | int32
54 | trafo | tap_phase_shifter | bool
55 | trafo | parallel | uint32
56 | trafo | df | float64
57 | trafo | in_service | bool
58 | line_geodata | coords | object
59 | bus_geodata | x | float64
60 | bus_geodata | y | float64
61 | bus_geodata | coords | object
62 | res_bus | vm_pu | float64
63 | res_bus | va_degree | float64
64 | res_bus | p_mw | float64
65 | res_bus | q_mvar | float64
66 | res_line | p_from_mw | float64
67 | res_line | q_from_mvar | float64
68 | res_line | p_to_mw | float64
69 | res_line | q_to_mvar | float64
70 | res_line | pl_mw | float64
71 | res_line | ql_mvar | float64
72 | res_line | i_from_ka | float64
73 | res_line | i_to_ka | float64
74 | res_line | i_ka | float64
75 | res_line | vm_from_pu | float64
76 | res_line | va_from_degree | float64
77 | res_line | vm_to_pu | float64
78 | res_line | va_to_degree | float64
79 | res_line | loading_percent | float64
80 | res_trafo | p_hv_mw | float64
81 | res_trafo | q_hv_mvar | float64
82 | res_trafo | p_lv_mw | float64
83 | res_trafo | q_lv_mvar | float64
84 | res_trafo | pl_mw | float64
85 | res_trafo | ql_mvar | float64
86 | res_trafo | i_hv_ka | float64
87 | res_trafo | i_lv_ka | float64
88 | res_trafo | vm_hv_pu | float64
89 | res_trafo | va_hv_degree | float64
90 | res_trafo | vm_lv_pu | float64
91 | res_trafo | va_lv_degree | float64
92 | res_trafo | loading_percent | float64
93 | res_ext_grid | p_mw | float64
94 | res_ext_grid | q_mvar | float64
95 | res_load | p_mw | float64
96 | res_load | q_mvar | float64

## parameters
| version | format_version | converged | OPF_converged | name | f_hz | sn_mva
0 | 2.14.6 | 2.14.0 | TRUE | FALSE |  | 50 | 1