## bus
| name | vn_kv | type | zone | in_service
0 | bus_LV_230-162_0_3_node_0 | 0.4 | n |  | TRUE
1 | bus_LV_230-162_0_3_node_1 | 0.4 | n |  | TRUE
2 | bus_LV_230-162_0_3_node_2 | 0.4 | n |  | TRUE
3 | bus_LV_230-162_0_3_node_3 | 0.4 | n |  | TRUE
4 | bus_LV_230-162_0_3_node_4 | 0.4 | n |  | TRUE
5 | bus_LV_230-162_0_3_node_5 | 0.4 | n |  | TRUE
6 | bus_LV_230-162_0_3_node_6 | 0.4 | n |  | TRUE
7 | bus_LV_230-162_0_3_node_48 | 0.4 | n |  | TRUE
8 | bus_LV_230-162_0_3_node_12 | 0.4 | n |  | TRUE
9 | bus_LV_230-162_0_3_node_10 | 0.4 | n |  | TRUE
10 | bus_LV_230-162_0_3_node_7 | 0.4 | n |  | TRUE
11 | bus_LV_230-162_0_3_node_57 | 0.4 | n |  | TRUE
12 | bus_LV_230-162_0_3_node_46 | 0.4 | n |  | TRUE
13 | bus_LV_230-162_0_3_node_50 | 0.4 | n |  | TRUE
14 | bus_LV_230-162_0_3_node_8 | 0.4 | n |  | TRUE
15 | bus_LV_230-162_0_3_node_9 | 0.4 | n |  | TRUE
16 | bus_LV_230-162_0_3_node_25 | 0.4 | n |  | TRUE
17 | bus_LV_230-162_0_3_node_13 | 0.4 | n |  | TRUE
18 | bus_LV_230-162_0_3_node_15 | 0.4 | n |  | TRUE
19 | bus_LV_230-162_0_3_node_60 | 0.4 | n |  | TRUE
20 | bus_LV_230-162_0_3_node_71 | 0.4 | n |  | TRUE
21 | bus_LV_230-162_0_3_node_67 | 0.4 | n |  | TRUE
22 | bus_LV_230-162_0_3_node_18 | 0.4 | n |  | TRUE
23 | bus_LV_230-162_0_3_node_33 | 0.4 | n |  | TRUE
24 | bus_LV_230-162_0_3_node_31 | 0.4 | n |  | TRUE
25 | bus_LV_230-162_0_3_node_19 | 0.4 | n |  | TRUE
26 | bus_LV_230-162_0_3_node_27 | 0.4 | n |  | TRUE
27 | bus_LV_230-162_0_3_node_24 | 0.4 | n |  | TRUE
28 | bus_LV_230-162_0_3_node_26 | 0.4 | n |  | TRUE
29 | bus_LV_230-162_0_3_node_22 | 0.4 | n |  | TRUE
30 | bus_LV_230-162_0_3_node_125 | 0.4 | n |  | TRUE
31 | bus_LV_230-162_0_3_node_111 | 0.4 | n |  | TRUE
32 | bus_LV_230-162_0_3_node_30 | 0.4 | n |  | TRUE
33 | bus_LV_230-162_0_3_node_51 | 0.4 | n |  | TRUE
34 | bus_LV_230-162_0_3_node_127 | 0.4 | n |  | TRUE
35 | bus_LV_230-162_0_3_node_52 | 0.4 | n |  | TRUE
36 | bus_LV_230-162_0_3_node_55 | 0.4 | n |  | TRUE
37 | bus_LV_230-162_0_3_node_53 | 0.4 | n |  | TRUE
38 | bus_LV_230-162_0_3_node_66 | 0.4 | n |  | TRUE
39 | bus_LV_230-162_0_3_node_64 | 0.4 | n |  | TRUE
40 | bus_LV_230-162_0_3_node_62 | 0.4 | n |  | TRUE
41 | bus_LV_230-162_0_3_node_42 | 0.4 | n |  | TRUE
42 | bus_LV_230-162_0_3_node_32 | 0.4 | n |  | TRUE
43 | bus_LV_230-162_0_3_node_122 | 0.4 | n |  | TRUE
44 | bus_LV_230-162_0_3_node_28 | 0.4 | n |  | TRUE
45 | bus_LV_230-162_0_3_node_121 | 0.4 | n |  | TRUE
46 | bus_LV_230-162_0_3_node_36 | 0.4 | n |  | TRUE
47 | bus_LV_230-162_0_3_node_34 | 0.4 | n |  | TRUE
48 | bus_LV_230-162_0_3_node_29 | 0.4 | n |  | TRUE
49 | bus_LV_230-162_0_3_node_115 | 0.4 | n |  | TRUE
50 | bus_LV_230-162_0_3_node_112 | 0.4 | n |  | TRUE
51 | bus_LV_230-162_0_3_node_109 | 0.4 | n |  | TRUE
52 | bus_LV_230-162_0_3_node_110 | 0.4 | n |  | TRUE
53 | bus_LV_230-162_0_3_node_88 | 0.4 | n |  | TRUE
54 | bus_LV_230-162_0_3_node_120 | 0.4 | n |  | TRUE
55 | bus_LV_230-162_0_3_node_43 | 0.4 | n |  | TRUE
56 | bus_LV_230-162_0_3_node_35 | 0.4 | n |  | TRUE
57 | bus_LV_230-162_0_3_node_113 | 0.4 | n |  | TRUE
58 | bus_LV_230-162_0_3_node_40 | 0.4 | n |  | TRUE
59 | bus_LV_230-162_0_3_node_37 | 0.4 | n |  | TRUE
60 | bus_LV_230-162_0_3_node_38 | 0.4 | n |  | TRUE
61 | bus_LV_230-162_0_3_node_39 | 0.4 | n |  | TRUE
62 | bus_LV_230-162_0_3_node_41 | 0.4 | n |  | TRUE
63 | bus_LV_230-162_0_3_node_44 | 0.4 | n |  | TRUE
64 | bus_LV_230-162_0_3_node_45 | 0.4 | n |  | TRUE
65 | bus_LV_230-162_0_3_node_47 | 0.4 | n |  | TRUE
66 | bus_LV_230-162_0_3_node_49 | 0.4 | n |  | TRUE
67 | bus_LV_230-162_0_3_node_63 | 0.4 | n |  | TRUE
68 | bus_LV_230-162_0_3_node_69 | 0.4 | n |  | TRUE
69 | bus_LV_230-162_0_3_node_61 | 0.4 | n |  | TRUE
70 | bus_LV_230-162_0_3_node_58 | 0.4 | n |  | TRUE
71 | bus_LV_230-162_0_3_node_70 | 0.4 | n |  | TRUE
72 | bus_LV_230-162_0_3_node_54 | 0.4 | n |  | TRUE
73 | bus_LV_230-162_0_3_node_56 | 0.4 | n |  | TRUE
74 | bus_LV_230-162_0_3_node_65 | 0.4 | n |  | TRUE
75 | bus_LV_230-162_0_3_node_68 | 0.4 | n |  | TRUE
76 | bus_LV_230-162_0_3_node_59 | 0.4 | n |  | TRUE
77 | bus_LV_230-162_0_3_node_72 | 0.4 | n |  | TRUE
78 | bus_LV_230-162_0_3_node_91 | 0.4 | n |  | TRUE
79 | bus_LV_230-162_0_3_node_96 | 0.4 | n |  | TRUE
80 | bus_LV_230-162_0_3_node_95 | 0.4 | n |  | TRUE
81 | bus_LV_230-162_0_3_node_93 | 0.4 | n |  | TRUE
82 | bus_LV_230-162_0_3_node_89 | 0.4 | n |  | TRUE
83 | bus_LV_230-162_0_3_node_73 | 0.4 | n |  | TRUE
84 | bus_LV_230-162_0_3_node_74 | 0.4 | n |  | TRUE
85 | bus_LV_230-162_0_3_node_76 | 0.4 | n |  | TRUE
86 | bus_LV_230-162_0_3_node_86 | 0.4 | n |  | TRUE
87 | bus_LV_230-162_0_3_node_102 | 0.4 | n |  | TRUE
88 | bus_LV_230-162_0_3_node_77 | 0.4 | n |  | TRUE
89 | bus_LV_230-162_0_3_node_124 | 0.4 | n |  | TRUE
90 | bus_LV_230-162_0_3_node_123 | 0.4 | n |  | TRUE
91 | bus_LV_230-162_0_3_node_84 | 0.4 | n |  | TRUE
92 | bus_LV_230-162_0_3_node_103 | 0.4 | n |  | TRUE
93 | bus_LV_230-162_0_3_node_104 | 0.4 | n |  | TRUE
94 | bus_LV_230-162_0_3_node_117 | 0.4 | n |  | TRUE
95 | bus_LV_230-162_0_3_node_78 | 0.4 | n |  | TRUE
96 | bus_LV_230-162_0_3_node_79 | 0.4 | n |  | TRUE
97 | bus_LV_230-162_0_3_node_80 | 0.4 | n |  | TRUE
98 | bus_LV_230-162_0_3_node_81 | 0.4 | n |  | TRUE
99 | bus_LV_230-162_0_3_node_82 | 0.4 | n |  | TRUE
100 | bus_LV_230-162_0_3_node_99 | 0.4 | n |  | TRUE
101 | bus_LV_230-162_0_3_node_94 | 0.4 | n |  | TRUE
102 | bus_LV_230-162_0_3_node_100 | 0.4 | n |  | TRUE
103 | bus_LV_230-162_0_3_node_87 | 0.4 | n |  | TRUE
104 | bus_LV_230-162_0_3_node_83 | 0.4 | n |  | TRUE
105 | bus_LV_230-162_0_3_node_85 | 0.4 | n |  | TRUE
106 | bus_LV_230-162_0_3_node_90 | 0.4 | n |  | TRUE
107 | bus_LV_230-162_0_3_node_92 | 0.4 | n |  | TRUE
108 | bus_LV_230-162_0_3_node_119 | 0.4 | n |  | TRUE
109 | bus_LV_230-162_0_3_node_118 | 0.4 | n |  | TRUE
110 | bus_LV_230-162_0_3_node_97 | 0.4 | n |  | TRUE
111 | bus_LV_230-162_0_3_node_98 | 0.4 | n |  | TRUE
112 | bus_LV_230-162_0_3_node_106 | 0.4 | n |  | TRUE
113 | bus_LV_230-162_0_3_node_105 | 0.4 | n |  | TRUE
114 | bus_LV_230-162_0_3_node_101 | 0.4 | n |  | TRUE
115 | bus_LV_230-162_0_3_node_108 | 0.4 | n |  | TRUE
116 | bus_LV_230-162_0_3_node_107 | 0.4 | n |  | TRUE
117 | bus_LV_230-162_0_3_node_114 | 0.4 | n |  | TRUE
118 | bus_LV_230-162_0_3_node_116 | 0.4 | n |  | TRUE
119 | bus_MV_369_1_node_98 | 20 | n |  | TRUE

## load
| name | bus | p_mw | q_mvar | const_z_percent | const_i_percent | sn_mva | scaling | in_service | type
0 | LV_230-162_0_3_load_0 | 0 | 0.0012292 | 0.00030807 | 0 | 0 |  | 1 | TRUE | wye
1 | LV_230-162_0_3_load_1 | 1 | 0.0011307 | 0.00028338 | 0 | 0 |  | 1 | TRUE | wye
2 | LV_230-162_0_3_load_2 | 2 | 0.00059655 | 0.00014951 | 0 | 0 |  | 1 | TRUE | wye
3 | LV_230-162_0_3_load_4 | 4 | 0.0010267 | 0.00025731 | 0 | 0 |  | 1 | TRUE | wye
4 | LV_230-162_0_3_load_6 | 6 | 0.0018722 | 0.00046922 | 0 | 0 |  | 1 | TRUE | wye
5 | LV_230-162_0_3_load_12 | 8 | 0.0012761 | 0.00031983 | 0 | 0 |  | 1 | TRUE | wye
6 | LV_230-162_0_3_load_10 | 9 | 0.0014182 | 0.00035543 | 0 | 0 |  | 1 | TRUE | wye
7 | LV_230-162_0_3_load_7 | 10 | 0.0023085 | 0.00057856 | 0 | 0 |  | 1 | TRUE | wye
8 | LV_230-162_0_3_load_57 | 11 | 0.0027404 | 0.00068681 | 0 | 0 |  | 1 | TRUE | wye
9 | LV_230-162_0_3_load_50 | 13 | 0.0035827 | 0.0008979 | 0 | 0 |  | 1 | TRUE | wye
10 | LV_230-162_0_3_load_8 | 14 | 0.0011315 | 0.00028358 | 0 | 0 |  | 1 | TRUE | wye
11 | LV_230-162_0_3_load_25 | 16 | 0.0036566 | 0.00091642 | 0 | 0 |  | 1 | TRUE | wye
12 | LV_230-162_0_3_load_60 | 19 | 0.0048808 | 0.0012233 | 0 | 0 |  | 1 | TRUE | wye
13 | LV_230-162_0_3_load_71 | 20 | 0.011896 | 0.0029814 | 0 | 0 |  | 1 | TRUE | wye
14 | LV_230-162_0_3_load_67 | 21 | 0.012308 | 0.0030847 | 0 | 0 |  | 1 | TRUE | wye
15 | LV_230-162_0_3_load_33 | 23 | 0.0029521 | 0.00073987 | 0 | 0 |  | 1 | TRUE | wye
16 | LV_230-162_0_3_load_31 | 24 | 0.0015681 | 0.000393 | 0 | 0 |  | 1 | TRUE | wye
17 | LV_230-162_0_3_load_26 | 28 | 0.00074016 | 0.0001855 | 0 | 0 |  | 1 | TRUE | wye
18 | LV_230-162_0_3_load_125 | 30 | 0.015267 | 0.0038264 | 0 | 0 |  | 1 | TRUE | wye
19 | LV_230-162_0_3_load_30 | 32 | 0.0037224 | 0.00093291 | 0 | 0 |  | 1 | TRUE | wye
20 | LV_230-162_0_3_load_51 | 33 | 0.0022147 | 0.00055506 | 0 | 0 |  | 1 | TRUE | wye
21 | LV_230-162_0_3_load_127 | 34 | 0.0161 | 0.0040351 | 0 | 0 |  | 1 | TRUE | wye
22 | LV_230-162_0_3_load_52 | 35 | 0.0034374 | 0.0008615 | 0 | 0 |  | 1 | TRUE | wye
23 | LV_230-162_0_3_load_55 | 36 | 0.011301 | 0.0028324 | 0 | 0 |  | 1 | TRUE | wye
24 | LV_230-162_0_3_load_53 | 37 | 0.0069262 | 0.0017359 | 0 | 0 |  | 1 | TRUE | wye
25 | LV_230-162_0_3_load_66 | 38 | 0.01557 | 0.0039023 | 0 | 0 |  | 1 | TRUE | wye
26 | LV_230-162_0_3_load_64 | 39 | 0.0027815 | 0.00069712 | 0 | 0 |  | 1 | TRUE | wye
27 | LV_230-162_0_3_load_62 | 40 | 0.0019265 | 0.00048283 | 0 | 0 |  | 1 | TRUE | wye
28 | LV_230-162_0_3_load_32 | 42 | 0.0015283 | 0.00038303 | 0 | 0 |  | 1 | TRUE | wye
29 | LV_230-162_0_3_load_122 | 43 | 0.017336 | 0.0043449 | 0 | 0 |  | 1 | TRUE | wye
30 | LV_230-162_0_3_load_121 | 45 | 0.0035614 | 0.00089257 | 0 | 0 |  | 1 | TRUE | wye
31 | LV_230-162_0_3_load_36 | 46 | 0.0035513 | 0.00089003 | 0 | 0 |  | 1 | TRUE | wye
32 | LV_230-162_0_3_load_34 | 47 | 0.0030625 | 0.00076753 | 0 | 0 |  | 1 | TRUE | wye
33 | LV_230-162_0_3_load_115 | 49 | 0.017786 | 0.0044576 | 0 | 0 |  | 1 | TRUE | wye
34 | LV_230-162_0_3_load_112 | 50 | 0.0013393 | 0.00033566 | 0 | 0 |  | 1 | TRUE | wye
35 | LV_230-162_0_3_load_109 | 51 | 0.001993 | 0.0004995 | 0 | 0 |  | 1 | TRUE | wye
36 | LV_230-162_0_3_load_110 | 52 | 0.0019289 | 0.00048342 | 0 | 0 |  | 1 | TRUE | wye
37 | LV_230-162_0_3_load_88 | 53 | 0.0021608 | 0.00054154 | 0 | 0 |  | 1 | TRUE | wye
38 | LV_230-162_0_3_load_120 | 54 | 0.0038639 | 0.00096837 | 0 | 0 |  | 1 | TRUE | wye
39 | LV_230-162_0_3_load_43 | 55 | 0.0029905 | 0.0007495 | 0 | 0 |  | 1 | TRUE | wye
40 | LV_230-162_0_3_load_113 | 57 | 0.00396 | 0.00099247 | 0 | 0 |  | 1 | TRUE | wye
41 | LV_230-162_0_3_load_40 | 58 | 0.002099 | 0.00052607 | 0 | 0 |  | 1 | TRUE | wye
42 | LV_230-162_0_3_load_37 | 59 | 0.0031671 | 0.00079376 | 0 | 0 |  | 1 | TRUE | wye
43 | LV_230-162_0_3_load_38 | 60 | 0.0015449 | 0.00038718 | 0 | 0 |  | 1 | TRUE | wye
44 | LV_230-162_0_3_load_39 | 61 | 0.0015358 | 0.00038491 | 0 | 0 |  | 1 | TRUE | wye
45 | LV_230-162_0_3_load_41 | 62 | 0.0018358 | 0.00046009 | 0 | 0 |  | 1 | TRUE | wye
46 | LV_230-162_0_3_load_44 | 63 | 0.0013111 | 0.00032859 | 0 | 0 |  | 1 | TRUE | wye
47 | LV_230-162_0_3_load_45 | 64 | 0.00093395 | 0.00023407 | 0 | 0 |  | 1 | TRUE | wye
48 | LV_230-162_0_3_load_47 | 65 | 0.0012363 | 0.00030984 | 0 | 0 |  | 1 | TRUE | wye
49 | LV_230-162_0_3_load_49 | 66 | 0.0012381 | 0.0003103 | 0 | 0 |  | 1 | TRUE | wye
50 | LV_230-162_0_3_load_63 | 67 | 0.00093378 | 0.00023403 | 0 | 0 |  | 1 | TRUE | wye
51 | LV_230-162_0_3_load_69 | 68 | 0.0033671 | 0.00084387 | 0 | 0 |  | 1 | TRUE | wye
52 | LV_230-162_0_3_load_61 | 69 | 0.002552 | 0.0006396 | 0 | 0 |  | 1 | TRUE | wye
53 | LV_230-162_0_3_load_58 | 70 | 0.0089369 | 0.0022398 | 0 | 0 |  | 1 | TRUE | wye
54 | LV_230-162_0_3_load_70 | 71 | 0.0021723 | 0.00054443 | 0 | 0 |  | 1 | TRUE | wye
55 | LV_230-162_0_3_load_54 | 72 | 0.0093168 | 0.002335 | 0 | 0 |  | 1 | TRUE | wye
56 | LV_230-162_0_3_load_56 | 73 | 0.0093143 | 0.0023344 | 0 | 0 |  | 1 | TRUE | wye
57 | LV_230-162_0_3_load_68 | 75 | 0.00195 | 0.00048872 | 0 | 0 |  | 1 | TRUE | wye
58 | LV_230-162_0_3_load_72 | 77 | 0.002045 | 0.00051253 | 0 | 0 |  | 1 | TRUE | wye
59 | LV_230-162_0_3_load_91 | 78 | 0.003073 | 0.00077016 | 0 | 0 |  | 1 | TRUE | wye
60 | LV_230-162_0_3_load_96 | 79 | 0.0016393 | 0.00041084 | 0 | 0 |  | 1 | TRUE | wye
61 | LV_230-162_0_3_load_95 | 80 | 0.0024401 | 0.00061155 | 0 | 0 |  | 1 | TRUE | wye
62 | LV_230-162_0_3_load_93 | 81 | 0.0026546 | 0.0006653 | 0 | 0 |  | 1 | TRUE | wye
63 | LV_230-162_0_3_load_89 | 82 | 0.0030064 | 0.00075348 | 0 | 0 |  | 1 | TRUE | wye
64 | LV_230-162_0_3_load_73 | 83 | 0.0029456 | 0.00073824 | 0 | 0 |  | 1 | TRUE | wye
65 | LV_230-162_0_3_load_74 | 84 | 0.0015388 | 0.00038565 | 0 | 0 |  | 1 | TRUE | wye
66 | LV_230-162_0_3_load_76 | 85 | 0.0051516 | 0.0012911 | 0 | 0 |  | 1 | TRUE | wye
67 | LV_230-162_0_3_load_86 | 86 | 0.0028724 | 0.00071989 | 0 | 0 |  | 1 | TRUE | wye
68 | LV_230-162_0_3_load_102 | 87 | 0.0015806 | 0.00039613 | 0 | 0 |  | 1 | TRUE | wye
69 | LV_230-162_0_3_load_124 | 89 | 0.0030672 | 0.0007687 | 0 | 0 |  | 1 | TRUE | wye
70 | LV_230-162_0_3_load_123 | 90 | 0.0026096 | 0.00065402 | 0 | 0 |  | 1 | TRUE | wye
71 | LV_230-162_0_3_load_84 | 91 | 0.002982 | 0.00074736 | 0 | 0 |  | 1 | TRUE | wye
72 | LV_230-162_0_3_load_103 | 92 | 0.0019716 | 0.00049412 | 0 | 0 |  | 1 | TRUE | wye
73 | LV_230-162_0_3_load_104 | 93 | 0.001901 | 0.00047643 | 0 | 0 |  | 1 | TRUE | wye
74 | LV_230-162_0_3_load_117 | 94 | 0.002514 | 0.00063008 | 0 | 0 |  | 1 | TRUE | wye
75 | LV_230-162_0_3_load_78 | 95 | 0.0015567 | 0.00039015 | 0 | 0 |  | 1 | TRUE | wye
76 | LV_230-162_0_3_load_79 | 96 | 0.0025524 | 0.00063969 | 0 | 0 |  | 1 | TRUE | wye
77 | LV_230-162_0_3_load_80 | 97 | 0.001992 | 0.00049923 | 0 | 0 |  | 1 | TRUE | wye
78 | LV_230-162_0_3_load_81 | 98 | 0.0018589 | 0.0004659 | 0 | 0 |  | 1 | TRUE | wye
79 | LV_230-162_0_3_load_82 | 99 | 0.0027373 | 0.00068602 | 0 | 0 |  | 1 | TRUE | wye
80 | LV_230-162_0_3_load_99 | 100 | 0.0020713 | 0.00051912 | 0 | 0 |  | 1 | TRUE | wye
81 | LV_230-162_0_3_load_94 | 101 | 0.0025916 | 0.00064951 | 0 | 0 |  | 1 | TRUE | wye
82 | LV_230-162_0_3_load_100 | 102 | 0.0028937 | 0.00072523 | 0 | 0 |  | 1 | TRUE | wye
83 | LV_230-162_0_3_load_87 | 103 | 0.0026932 | 0.00067499 | 0 | 0 |  | 1 | TRUE | wye
84 | LV_230-162_0_3_load_83 | 104 | 0.0029132 | 0.00073013 | 0 | 0 |  | 1 | TRUE | wye
85 | LV_230-162_0_3_load_90 | 106 | 0.0036479 | 0.00091426 | 0 | 0 |  | 1 | TRUE | wye
86 | LV_230-162_0_3_load_92 | 107 | 0.0035705 | 0.00089485 | 0 | 0 |  | 1 | TRUE | wye
87 | LV_230-162_0_3_load_119 | 108 | 0.0030091 | 0.00075415 | 0 | 0 |  | 1 | TRUE | wye
88 | LV_230-162_0_3_load_118 | 109 | 0.0039499 | 0.00098993 | 0 | 0 |  | 1 | TRUE | wye
89 | LV_230-162_0_3_load_97 | 110 | 0.001632 | 0.00040902 | 0 | 0 |  | 1 | TRUE | wye
90 | LV_230-162_0_3_load_98 | 111 | 0.0024319 | 0.00060949 | 0 | 0 |  | 1 | TRUE | wye
91 | LV_230-162_0_3_load_106 | 112 | 0.0029982 | 0.00075141 | 0 | 0 |  | 1 | TRUE | wye
92 | LV_230-162_0_3_load_105 | 113 | 0.0016256 | 0.00040742 | 0 | 0 |  | 1 | TRUE | wye
93 | LV_230-162_0_3_load_101 | 114 | 0.0020248 | 0.00050745 | 0 | 0 |  | 1 | TRUE | wye
94 | LV_230-162_0_3_load_108 | 115 | 0.001664 | 0.00041704 | 0 | 0 |  | 1 | TRUE | wye
95 | LV_230-162_0_3_load_107 | 116 | 0.0028309 | 0.00070948 | 0 | 0 |  | 1 | TRUE | wye
96 | LV_230-162_0_3_load_114 | 117 | 0.0012876 | 0.00032269 | 0 | 0 |  | 1 | TRUE | wye
97 | LV_230-162_0_3_load_116 | 118 | 0.0026814 | 0.00067203 | 0 | 0 |  | 1 | TRUE | wye

## ext_grid
| name | bus | vm_pu | va_degree | slack_weight | in_service
0 |  | 111 | 1 | 0 | 1 | TRUE

## line
| name | std_type | from_bus | to_bus | length_km | r_ohm_per_km | x_ohm_per_km | c_nf_per_km | g_us_per_km | max_i_ka | df | parallel | type | in_service
0 | LV_230-162_0_3_line_0 |  | 0 | 1 | 0.010404 | 0.125 | 0.08 | 261 | 0 | 0.364 | 1 | 1 | cs | TRUE
1 | LV_230-162_0_3_line_1 |  | 0 | 2 | 0.024063 | 0.125 | 0.08 | 261 | 0 | 0.364 | 1 | 1 | cs | TRUE
2 | LV_230-162_0_3_line_2 |  | 1 | 3 | 0.020292 | 0.125 | 0.08 | 261 | 0 | 0.364 | 1 | 1 | cs | TRUE
3 | LV_230-162_0_3_line_3 |  | 2 | 4 | 0.0049958 | 0.125 | 0.08 | 261 | 0 | 0.364 | 1 | 1 | cs | TRUE
4 | LV_230-162_0_3_line_4 |  | 3 | 5 | 0.015035 | 0.125 | 0.08 | 261 | 0 | 0.364 | 1 | 1 | cs | TRUE
5 | LV_230-162_0_3_line_5 |  | 3 | 6 | 0.025107 | 0.125 | 0.08 | 261 | 0 | 0.364 | 1 | 1 | cs | TRUE
6 | LV_230-162_0_3_line_6 |  | 4 | 7 | 0.010913 | 0.125 | 0.08 | 261 | 0 | 0.364 | 1 | 1 | cs | TRUE
7 | LV_230-162_0_3_line_7 |  | 5 | 8 | 0.053171 | 0.125 | 0.08 | 261 | 0 | 0.364 | 1 | 1 | cs | TRUE
8 | LV_230-162_0_3_line_8 |  | 5 | 9 | 0.02802 | 0.125 | 0.08 | 261 | 0 | 0.364 | 1 | 1 | cs | TRUE
9 | LV_230-162_0_3_line_9 |  | 6 | 10 | 0.019342 | 0.125 | 0.08 | 261 | 0 | 0.364 | 1 | 1 | cs | TRUE
10 | LV_230-162_0_3_line_10 |  | 7 | 11 | 0.026836 | 0.125 | 0.08 | 261 | 0 | 0.364 | 1 | 2 | cs | TRUE
11 | LV_230-162_0_3_line_11 |  | 7 | 12 | 0.009102 | 0.125 | 0.08 | 261 | 0 | 0.364 | 1 | 1 | cs | TRUE
12 | LV_230-162_0_3_line_12 |  | 8 | 13 | 0.02936 | 0.125 | 0.08 | 261 | 0 | 0.364 | 1 | 1 | cs | TRUE
13 | LV_230-162_0_3_line_13 |  | 10 | 14 | 0.0039599 | 0.125 | 0.08 | 261 | 0 | 0.364 | 1 | 1 | cs | TRUE
14 | LV_230-162_0_3_line_14 |  | 11 | 70 | 0.033238 | 0.125 | 0.08 | 261 | 0 | 0.364 | 1 | 2 | cs | TRUE
15 | LV_230-162_0_3_line_15 |  | 12 | 66 | 0.015038 | 0.125 | 0.08 | 261 | 0 | 0.364 | 1 | 1 | cs | TRUE
16 | LV_230-162_0_3_line_16 |  | 12 | 63 | 0.012616 | 0.125 | 0.08 | 261 | 0 | 0.364 | 1 | 1 | cs | TRUE
17 | LV_230-162_0_3_line_17 |  | 13 | 33 | 0.026392 | 0.125 | 0.08 | 261 | 0 | 0.364 | 1 | 1 | cs | TRUE
18 | LV_230-162_0_3_line_18 |  | 13 | 34 | 0.40371 | 0.125 | 0.08 | 261 | 0 | 0.364 | 1 | 1 | cs | TRUE
19 | LV_230-162_0_3_line_19 |  | 14 | 15 | 0.017129 | 0.125 | 0.08 | 261 | 0 | 0.364 | 1 | 1 | cs | TRUE
20 | LV_230-162_0_3_line_20 |  | 15 | 16 | 0.024516 | 0.125 | 0.08 | 261 | 0 | 0.364 | 1 | 1 | cs | TRUE
21 | LV_230-162_0_3_line_21 |  | 17 | 18 | 0.0681 | 0.125 | 0.08 | 261 | 0 | 0.364 | 1 | 1 | cs | TRUE
22 | LV_230-162_0_3_line_22 |  | 17 | 19 | 0.041244 | 0.125 | 0.08 | 261 | 0 | 0.364 | 1 | 1 | cs | TRUE
23 | LV_230-162_0_3_line_23 |  | 18 | 20 | 0.016324 | 0.125 | 0.08 | 261 | 0 | 0.364 | 1 | 1 | cs | TRUE
24 | LV_230-162_0_3_line_24 |  | 18 | 21 | 0.024907 | 0.125 | 0.08 | 261 | 0 | 0.364 | 1 | 1 | cs | TRUE
25 | LV_230-162_0_3_line_25 |  | 19 | 35 | 0.014175 | 0.125 | 0.08 | 261 | 0 | 0.364 | 1 | 1 | cs | TRUE
26 | LV_230-162_0_3_line_26 |  | 21 | 38 | 0.026542 | 0.125 | 0.08 | 261 | 0 | 0.364 | 1 | 1 | cs | TRUE
27 | LV_230-162_0_3_line_27 |  | 22 | 23 | 0.03257 | 0.125 | 0.08 | 261 | 0 | 0.364 | 1 | 1 | cs | TRUE
28 | LV_230-162_0_3_line_28 |  | 22 | 24 | 0.052166 | 0.125 | 0.08 | 261 | 0 | 0.364 | 1 | 1 | cs | TRUE
29 | LV_230-162_0_3_line_29 |  | 23 | 41 | 0.0038175 | 0.125 | 0.08 | 261 | 0 | 0.364 | 1 | 1 | cs | TRUE
30 | LV_230-162_0_3_line_30 |  | 24 | 42 | 0.010554 | 0.125 | 0.08 | 261 | 0 | 0.364 | 1 | 1 | cs | TRUE
31 | LV_230-162_0_3_line_31 |  | 25 | 26 | 0.15903 | 0.125 | 0.08 | 261 | 0 | 0.364 | 1 | 1 | cs | TRUE
32 | LV_230-162_0_3_line_32 |  | 25 | 27 | 0.23067 | 0.125 | 0.08 | 261 | 0 | 0.364 | 1 | 1 | cs | TRUE
33 | LV_230-162_0_3_line_33 |  | 25 | 28 | 0.033381 | 0.125 | 0.08 | 261 | 0 | 0.364 | 1 | 1 | cs | TRUE
34 | LV_230-162_0_3_line_34 |  | 26 | 43 | 0.029055 | 0.125 | 0.08 | 261 | 0 | 0.364 | 1 | 1 | cs | TRUE
35 | LV_230-162_0_3_line_35 |  | 26 | 44 | 0.16765 | 0.125 | 0.08 | 261 | 0 | 0.364 | 1 | 1 | cs | TRUE
36 | LV_230-162_0_3_line_36 |  | 26 | 45 | 0.050897 | 0.125 | 0.08 | 261 | 0 | 0.364 | 1 | 1 | cs | TRUE
37 | LV_230-162_0_3_line_37 |  | 27 | 32 | 0.010269 | 0.125 | 0.08 | 261 | 0 | 0.364 | 1 | 1 | cs | TRUE
38 | LV_230-162_0_3_line_38 |  | 29 | 30 | 0.060531 | 0.125 | 0.08 | 261 | 0 | 0.364 | 1 | 1 | cs | TRUE
39 | LV_230-162_0_3_line_39 |  | 29 | 31 | 0.014897 | 0.125 | 0.08 | 261 | 0 | 0.364 | 1 | 1 | cs | TRUE
40 | LV_230-162_0_3_line_40 |  | 31 | 53 | 0.0085734 | 0.125 | 0.08 | 261 | 0 | 0.364 | 1 | 1 | cs | TRUE
41 | LV_230-162_0_3_line_41 |  | 31 | 52 | 0.0116 | 0.125 | 0.08 | 261 | 0 | 0.364 | 1 | 1 | cs | TRUE
42 | LV_230-162_0_3_line_42 |  | 33 | 35 | 0.0079725 | 0.125 | 0.08 | 261 | 0 | 0.364 | 1 | 1 | cs | TRUE
43 | LV_230-162_0_3_line_43 |  | 36 | 37 | 0.040598 | 0.125 | 0.08 | 261 | 0 | 0.364 | 1 | 1 | cs | TRUE
44 | LV_230-162_0_3_line_44 |  | 37 | 72 | 0.03939 | 0.125 | 0.08 | 261 | 0 | 0.364 | 1 | 1 | cs | TRUE
45 | LV_230-162_0_3_line_45 |  | 39 | 40 | 0.0075662 | 0.125 | 0.08 | 261 | 0 | 0.364 | 1 | 1 | cs | TRUE
46 | LV_230-162_0_3_line_46 |  | 40 | 69 | 0.01447 | 0.125 | 0.08 | 261 | 0 | 0.364 | 1 | 1 | cs | TRUE
47 | LV_230-162_0_3_line_47 |  | 41 | 55 | 0.015361 | 0.125 | 0.08 | 261 | 0 | 0.364 | 1 | 1 | cs | TRUE
48 | LV_230-162_0_3_line_48 |  | 41 | 58 | 0.02884 | 0.125 | 0.08 | 261 | 0 | 0.364 | 1 | 1 | cs | TRUE
49 | LV_230-162_0_3_line_49 |  | 44 | 46 | 0.021792 | 0.125 | 0.08 | 261 | 0 | 0.364 | 1 | 1 | cs | TRUE
50 | LV_230-162_0_3_line_50 |  | 44 | 47 | 0.02849 | 0.125 | 0.08 | 261 | 0 | 0.364 | 1 | 1 | cs | TRUE
51 | LV_230-162_0_3_line_51 |  | 45 | 54 | 0.029676 | 0.125 | 0.08 | 261 | 0 | 0.364 | 1 | 1 | cs | TRUE
52 | LV_230-162_0_3_line_52 |  | 46 | 55 | 0.044122 | 0.125 | 0.08 | 261 | 0 | 0.364 | 1 | 1 | cs | TRUE
53 | LV_230-162_0_3_line_53 |  | 47 | 56 | 0.021672 | 0.125 | 0.08 | 261 | 0 | 0.364 | 1 | 1 | cs | TRUE
54 | LV_230-162_0_3_line_54 |  | 48 | 49 | 0.040244 | 0.125 | 0.08 | 261 | 0 | 0.364 | 1 | 1 | cs | TRUE
55 | LV_230-162_0_3_line_55 |  | 48 | 50 | 0.01325 | 0.125 | 0.08 | 261 | 0 | 0.364 | 1 | 1 | cs | TRUE
56 | LV_230-162_0_3_line_56 |  | 50 | 57 | 0.00082144 | 0.125 | 0.08 | 261 | 0 | 0.364 | 1 | 1 | cs | TRUE
57 | LV_230-162_0_3_line_57 |  | 51 | 52 | 5.0836e-05 | 0.125 | 0.08 | 261 | 0 | 0.364 | 1 | 1 | cs | TRUE
58 | LV_230-162_0_3_line_58 |  | 53 | 105 | 0.0075914 | 0.125 | 0.08 | 261 | 0 | 0.364 | 1 | 1 | cs | TRUE
59 | LV_230-162_0_3_line_59 |  | 54 | 109 | 0.00068118 | 0.125 | 0.08 | 261 | 0 | 0.364 | 1 | 1 | cs | TRUE
60 | LV_230-162_0_3_line_60 |  | 56 | 59 | 0.008346 | 0.125 | 0.08 | 261 | 0 | 0.364 | 1 | 1 | cs | TRUE
61 | LV_230-162_0_3_line_61 |  | 57 | 117 | 0.0048373 | 0.125 | 0.08 | 261 | 0 | 0.364 | 1 | 1 | cs | TRUE
62 | LV_230-162_0_3_line_62 |  | 58 | 60 | 0.017833 | 0.125 | 0.08 | 261 | 0 | 0.364 | 1 | 1 | cs | TRUE
63 | LV_230-162_0_3_line_63 |  | 60 | 61 | 0.015807 | 0.125 | 0.08 | 261 | 0 | 0.364 | 1 | 1 | cs | TRUE
64 | LV_230-162_0_3_line_64 |  | 61 | 62 | 0.00094715 | 0.125 | 0.08 | 261 | 0 | 0.364 | 1 | 1 | cs | TRUE
65 | LV_230-162_0_3_line_65 |  | 63 | 64 | 0.01894 | 0.125 | 0.08 | 261 | 0 | 0.364 | 1 | 1 | cs | TRUE
66 | LV_230-162_0_3_line_66 |  | 64 | 65 | 8.5094e-05 | 0.125 | 0.08 | 261 | 0 | 0.364 | 1 | 1 | cs | TRUE
67 | LV_230-162_0_3_line_67 |  | 65 | 67 | 0.016907 | 0.125 | 0.08 | 261 | 0 | 0.364 | 1 | 1 | cs | TRUE
68 | LV_230-162_0_3_line_68 |  | 66 | 68 | 0.0013865 | 0.125 | 0.08 | 261 | 0 | 0.364 | 1 | 1 | cs | TRUE
69 | LV_230-162_0_3_line_69 |  | 67 | 69 | 0.0043416 | 0.125 | 0.08 | 261 | 0 | 0.364 | 1 | 1 | cs | TRUE
70 | LV_230-162_0_3_line_70 |  | 68 | 71 | 0.014908 | 0.125 | 0.08 | 261 | 0 | 0.364 | 1 | 1 | cs | TRUE
71 | LV_230-162_0_3_line_71 |  | 70 | 76 | 0.0033395 | 0.125 | 0.08 | 261 | 0 | 0.364 | 1 | 2 | cs | TRUE
72 | LV_230-162_0_3_line_72 |  | 72 | 73 | 0.038284 | 0.125 | 0.08 | 261 | 0 | 0.364 | 1 | 1 | cs | TRUE
73 | LV_230-162_0_3_line_73 |  | 73 | 74 | 0.028111 | 0.125 | 0.08 | 261 | 0 | 0.364 | 1 | 1 | cs | TRUE
74 | LV_230-162_0_3_line_74 |  | 74 | 75 | 0.012797 | 0.125 | 0.08 | 261 | 0 | 0.364 | 1 | 2 | cs | TRUE
75 | LV_230-162_0_3_line_75 |  | 74 | 76 | 0.012855 | 0.125 | 0.08 | 261 | 0 | 0.364 | 1 | 2 | cs | TRUE
76 | LV_230-162_0_3_line_76 |  | 75 | 79 | 0.033173 | 0.125 | 0.08 | 261 | 0 | 0.364 | 1 | 2 | cs | TRUE
77 | LV_230-162_0_3_line_77 |  | 76 | 77 | 0.020938 | 0.125 | 0.08 | 261 | 0 | 0.364 | 1 | 1 | cs | TRUE
78 | LV_230-162_0_3_line_78 |  | 77 | 78 | 0.022415 | 0.125 | 0.08 | 261 | 0 | 0.364 | 1 | 1 | cs | TRUE
79 | LV_230-162_0_3_line_79 |  | 78 | 81 | 0.017493 | 0.125 | 0.08 | 261 | 0 | 0.364 | 1 | 1 | cs | TRUE
80 | LV_230-162_0_3_line_80 |  | 78 | 82 | 0.0013044 | 0.125 | 0.08 | 261 | 0 | 0.364 | 1 | 1 | cs | TRUE
81 | LV_230-162_0_3_line_81 |  | 79 | 80 | 0.0055449 | 0.125 | 0.08 | 261 | 0 | 0.364 | 1 | 2 | cs | TRUE
82 | LV_230-162_0_3_line_82 |  | 80 | 110 | 0.0019503 | 0.125 | 0.08 | 261 | 0 | 0.364 | 1 | 2 | cs | TRUE
83 | LV_230-162_0_3_line_83 |  | 82 | 106 | 0.019448 | 0.125 | 0.08 | 261 | 0 | 0.364 | 1 | 1 | cs | TRUE
84 | LV_230-162_0_3_line_84 |  | 83 | 84 | 0.0019382 | 0.125 | 0.08 | 261 | 0 | 0.364 | 1 | 1 | cs | TRUE
85 | LV_230-162_0_3_line_85 |  | 84 | 85 | 0.019396 | 0.125 | 0.08 | 261 | 0 | 0.364 | 1 | 1 | cs | TRUE
86 | LV_230-162_0_3_line_86 |  | 85 | 86 | 0.015491 | 0.125 | 0.08 | 261 | 0 | 0.364 | 1 | 1 | cs | TRUE
87 | LV_230-162_0_3_line_87 |  | 85 | 87 | 0.020191 | 0.125 | 0.08 | 261 | 0 | 0.364 | 1 | 1 | cs | TRUE
88 | LV_230-162_0_3_line_88 |  | 86 | 91 | 7.2717e-05 | 0.125 | 0.08 | 261 | 0 | 0.364 | 1 | 1 | cs | TRUE
89 | LV_230-162_0_3_line_89 |  | 87 | 92 | 0.0098976 | 0.125 | 0.08 | 261 | 0 | 0.364 | 1 | 1 | cs | TRUE
90 | LV_230-162_0_3_line_90 |  | 88 | 89 | 0.079153 | 0.125 | 0.08 | 261 | 0 | 0.364 | 1 | 1 | cs | TRUE
91 | LV_230-162_0_3_line_91 |  | 88 | 90 | 0.11326 | 0.125 | 0.08 | 261 | 0 | 0.364 | 1 | 1 | cs | TRUE
92 | LV_230-162_0_3_line_92 |  | 89 | 93 | 0.019322 | 0.125 | 0.08 | 261 | 0 | 0.364 | 1 | 1 | cs | TRUE
93 | LV_230-162_0_3_line_93 |  | 90 | 94 | 0.0076512 | 0.125 | 0.08 | 261 | 0 | 0.364 | 1 | 1 | cs | TRUE
94 | LV_230-162_0_3_line_94 |  | 91 | 104 | 0.0014534 | 0.125 | 0.08 | 261 | 0 | 0.364 | 1 | 1 | cs | TRUE
95 | LV_230-162_0_3_line_95 |  | 92 | 93 | 0.00081696 | 0.125 | 0.08 | 261 | 0 | 0.364 | 1 | 1 | cs | TRUE
96 | LV_230-162_0_3_line_96 |  | 94 | 118 | 0.027367 | 0.125 | 0.08 | 261 | 0 | 0.364 | 1 | 1 | cs | TRUE
97 | LV_230-162_0_3_line_97 |  | 95 | 96 | 0.00031939 | 0.125 | 0.08 | 261 | 0 | 0.364 | 1 | 1 | cs | TRUE
98 | LV_230-162_0_3_line_98 |  | 95 | 97 | 0.0070019 | 0.125 | 0.08 | 261 | 0 | 0.364 | 1 | 1 | cs | TRUE
99 | LV_230-162_0_3_line_99 |  | 96 | 98 | 0.00033495 | 0.125 | 0.08 | 261 | 0 | 0.364 | 1 | 1 | cs | TRUE
100 | LV_230-162_0_3_line_100 |  | 97 | 99 | 0.00033838 | 0.125 | 0.08 | 261 | 0 | 0.364 | 1 | 1 | cs | TRUE
101 | LV_230-162_0_3_line_101 |  | 98 | 100 | 0.0097403 | 0.125 | 0.08 | 261 | 0 | 0.364 | 1 | 1 | cs | TRUE
102 | LV_230-162_0_3_line_102 |  | 99 | 101 | 0.051715 | 0.125 | 0.08 | 261 | 0 | 0.364 | 1 | 1 | cs | TRUE
103 | LV_230-162_0_3_line_103 |  | 100 | 102 | 0.0034422 | 0.125 | 0.08 | 261 | 0 | 0.364 | 1 | 1 | cs | TRUE
104 | LV_230-162_0_3_line_104 |  | 101 | 103 | 0.0074978 | 0.125 | 0.08 | 261 | 0 | 0.364 | 1 | 1 | cs | TRUE
105 | LV_230-162_0_3_line_105 |  | 102 | 114 | 0.0036897 | 0.125 | 0.08 | 261 | 0 | 0.364 | 1 | 1 | cs | TRUE
106 | LV_230-162_0_3_line_106 |  | 103 | 105 | 0.02138 | 0.125 | 0.08 | 261 | 0 | 0.364 | 1 | 1 | cs | TRUE
107 | LV_230-162_0_3_line_107 |  | 104 | 105 | 0.019684 | 0.125 | 0.08 | 261 | 0 | 0.364 | 1 | 1 | cs | TRUE
108 | LV_230-162_0_3_line_108 |  | 106 | 107 | 0.00067779 | 0.125 | 0.08 | 261 | 0 | 0.364 | 1 | 1 | cs | TRUE
109 | LV_230-162_0_3_line_109 |  | 107 | 108 | 0.018778 | 0.125 | 0.08 | 261 | 0 | 0.364 | 1 | 1 | cs | TRUE
110 | LV_230-162_0_3_line_110 |  | 108 | 109 | 0.0030715 | 0.125 | 0.08 | 261 | 0 | 0.364 | 1 | 1 | cs | TRUE
111 | LV_230-162_0_3_line_111 |  | 110 | 111 | 0.0055436 | 0.125 | 0.08 | 261 | 0 | 0.364 | 1 | 2 | cs | TRUE
112 | LV_230-162_0_3_line_112 |  | 111 | 112 | 0.0067804 | 0.125 | 0.08 | 261 | 0 | 0.364 | 1 | 1 | cs | TRUE
113 | LV_230-162_0_3_line_113 |  | 112 | 113 | 0.019326 | 0.125 | 0.08 | 261 | 0 | 0.364 | 1 | 1 | cs | TRUE
114 | LV_230-162_0_3_line_114 |  | 113 | 116 | 0.0037964 | 0.125 | 0.08 | 261 | 0 | 0.364 | 1 | 1 | cs | TRUE
115 | LV_230-162_0_3_line_115 |  | 114 | 115 | 0.00010574 | 0.125 | 0.08 | 261 | 0 | 0.364 | 1 | 1 | cs | TRUE
116 | LV_230-162_0_3_line_116 |  | 115 | 116 | 0.0038998 | 0.125 | 0.08 | 261 | 0 | 0.364 | 1 | 1 | cs | TRUE
117 | LV_230-162_0_3_line_117 |  | 117 | 118 | 0.0036102 | 0.125 | 0.08 | 261 | 0 | 0.364 | 1 | 1 | cs | TRUE

## trafo
| name | std_type | hv_bus | lv_bus | sn_mva | vn_hv_kv | vn_lv_kv | vk_percent | vkr_percent | pfe_kw | i0_percent | shift_degree | tap_side | tap_neutral | tap_min | tap_max | tap_step_percent | tap_step_degree | tap_pos | tap_phase_shifter | parallel | df | in_service
0 | LV_230-162_0_3_trafo_98 | 0.63 MVA 20/0.4 kV | 119 | 111 | 0.63 | 20 | 0.4 | 6 | 1.206 | 1.65 | 0.2619 | 150 | hv | 0 | -2 | 2 | 2.5 | 0 | 0 | FALSE | 1 | 1 | TRUE

## line_geodata
| x0 | y0 | x1 | y1 | x2 | y2 | x3 | y3 | x4 | y4 | x5 | y5 | x6 | y6 | x7 | y7 | x8 | y8 | x9 | y9 | x10 | y10
0 | 2694354.5782 | 1262135.6223 | 2694344.3125 | 1262133.9326
1 | 2694354.5782 | 1262135.6223 | 2694378.3216 | 1262139.5304
2 | 2694324.2904 | 1262130.6371 | 2694344.3125 | 1262133.9326
3 | 2694383.2511 | 1262140.3417 | 2694378.3216 | 1262139.5304
4 | 2694324.2904 | 1262130.6371 | 2694328.2605 | 1262122.6717 | 2694324.2354 | 1262118.026
5 | 2694324.2904 | 1262130.6371 | 2694313.5598 | 1262149.5479 | 2694312.1826 | 1262152.6172
6 | 2694394.0194 | 1262142.1141 | 2694383.2511 | 1262140.3417
7 | 2694324.2354 | 1262118.026 | 2694364.3581 | 1262083.1352
8 | 2694324.2354 | 1262118.026 | 2694302.3898 | 1262135.5728
9 | 2694305.4046 | 1262170.7107 | 2694306.9983 | 1262165.5007 | 2694310.0127 | 1262157.4533 | 2694312.1826 | 1262152.6172
10 | 2694394.0194 | 1262142.1141 | 2694403.3044 | 1262131.1646 | 2694409.4749 | 1262127.4489 | 2694413.3152 | 1262123.8306
11 | 2694394.0194 | 1262142.1141 | 2694389.6942 | 1262150.1294
12 | 2694364.3581 | 1262083.1352 | 2694386.5132 | 1262063.8691
13 | 2694305.4046 | 1262170.7107 | 2694304.2464 | 1262174.4975
14 | 2694413.3152 | 1262123.8306 | 2694420.4073 | 1262117.1484 | 2694431.7878 | 1262107.5779 | 2694436.4799 | 1262104.428 | 2694438.948 | 1262102.7706
15 | 2694389.6942 | 1262150.1294 | 2694402.5854 | 1262157.8727
16 | 2694389.6942 | 1262150.1294 | 2694383.1425 | 1262160.911
17 | 2694386.5132 | 1262063.8691 | 2694406.4284 | 1262046.5508
18 | 2694386.5132 | 1262063.8691 | 2694131.5271 | 1261750.8715
19 | 2694295.3036 | 1262188.644 | 2694298.586 | 1262185.9942 | 2694301.3009 | 1262182.0788 | 2694303.3731 | 1262177.3524 | 2694304.2464 | 1262174.4975
20 | 2694295.3036 | 1262188.644 | 2694298.6031 | 1262194.3679 | 2694300.2471 | 1262198.0638 | 2694304.5181 | 1262201.935 | 2694311.6142 | 1262205.8402
21 | 2694454.2628 | 1262004.9538 | 2694485.456 | 1261976.4178 | 2694502.7218 | 1261995.6202
22 | 2694454.2628 | 1262004.9538 | 2694423.1406 | 1262032.0178
23 | 2694490.4175 | 1262006.3879 | 2694502.7218 | 1261995.6202
24 | 2694502.7218 | 1261995.6202 | 2694521.9595 | 1261979.7999
25 | 2694423.1406 | 1262032.0178 | 2694412.4444 | 1262041.3192
26 | 2694542.4598 | 1261962.9412 | 2694521.9595 | 1261979.7999
27 | 2694421.9461 | 1262288.2779 | 2694427.9946 | 1262256.2746
28 | 2694421.9461 | 1262288.2779 | 2694428.6819 | 1262289.2529 | 2694430.1939 | 1262289.8887 | 2694431.3372 | 1262291.4304 | 2694434.1931 | 1262291.4204 | 2694451.2985 | 1262295.6191 | 2694468.2395 | 1262282.6566
29 | 2694428.7036 | 1262252.5236 | 2694427.9946 | 1262256.2746
30 | 2694476.621 | 1262276.2435 | 2694468.2395 | 1262282.6566
31 | 2694592.9848 | 1262160.2181 | 2694633.8925 | 1262165.4655 | 2694632.6365 | 1262177.0881 | 2694633.1276 | 1262183.5901 | 2694644.3528 | 1262182.3242 | 2694670.6432 | 1262174.7944 | 2694687.0371 | 1262172.1435 | 2694721.5033 | 1262174.4972 | 2694730.9419 | 1262177.0392
32 | 2694582.2457 | 1262263.4298 | 2694601.6985 | 1262256.5464 | 2694603.2629 | 1262260.9639 | 2694606.8152 | 1262267.8262 | 2694627.9474 | 1262267.1192 | 2694710.8892 | 1262268.3587 | 2694714.2984 | 1262256.3925 | 2694730.9419 | 1262177.0392
33 | 2694730.9419 | 1262177.0392 | 2694745.0673 | 1262178.6445 | 2694762.1638 | 1262180.5866 | 2694764.1089 | 1262180.8084
34 | 2694578.7418 | 1262134.8698 | 2694592.9848 | 1262160.2181
35 | 2694476.0765 | 1262188.9063 | 2694480.9958 | 1262187.0945 | 2694486.9955 | 1262185.578 | 2694493.5477 | 1262184.8488 | 2694499.3243 | 1262185.0301 | 2694507.2678 | 1262185.891 | 2694573.5542 | 1262196.3032 | 2694582.0345 | 1262197.5176 | 2694589.6977 | 1262197.0508 | 2694606.3093 | 1262193.0354 | 2694592.9848 | 1262160.2181
36 | 2694592.9848 | 1262160.2181 | 2694542.5172 | 1262153.6226
37 | 2694582.2457 | 1262263.4298 | 2694578.8131 | 1262253.752
38 | 2694574.8812 | 1262013.0541 | 2694569.3744 | 1261998.3542 | 2694570.3148 | 1261991.8529 | 2694582.4619 | 1261978.6698 | 2694587.5153 | 1261964.7282 | 2694588.7847 | 1261959.333
39 | 2694601.9184 | 1261966.4377 | 2694588.7847 | 1261959.333
40 | 2694601.9184 | 1261966.4377 | 2694609.2238 | 1261970.9248
41 | 2694601.9184 | 1261966.4377 | 2694608.8526 | 1261957.1381
42 | 2694406.4284 | 1262046.5508 | 2694412.4444 | 1262041.3192
43 | 2694525.65 | 1262023.2275 | 2694537.882 | 1262012.5957 | 2694540.762 | 1262012.0302 | 2694556.6429 | 1261997.6026
44 | 2694525.65 | 1262023.2275 | 2694510.0053 | 1262036.8254 | 2694508.7081 | 1262040.1963 | 2694497.347 | 1262050.0665
45 | 2694360.5759 | 1262210.6013 | 2694358.0161 | 1262217.7213
46 | 2694365.4714 | 1262196.9844 | 2694360.5759 | 1262210.6013
47 | 2694428.7036 | 1262252.5236 | 2694432.1117 | 1262240.1235 | 2694433.2995 | 1262237.9227
48 | 2694428.7036 | 1262252.5236 | 2694436.5311 | 1262252.6153 | 2694441.3288 | 1262244.2629 | 2694441.7938 | 1262243.4585 | 2694451.4758 | 1262247.3918
49 | 2694476.0765 | 1262188.9063 | 2694467.5672 | 1262195.1644 | 2694460.2215 | 1262200.7516 | 2694458.9313 | 1262202.2798
50 | 2694476.0765 | 1262188.9063 | 2694478.3863 | 1262191.0116 | 2694482.9449 | 1262192.9081 | 2694486.5611 | 1262200.4942 | 2694484.1437 | 1262203.2356 | 2694488.0195 | 1262210.6529
51 | 2694514.0653 | 1262146.3443 | 2694525.2112 | 1262151.3609 | 2694542.5172 | 1262153.6226
52 | 2694458.9313 | 1262202.2798 | 2694441.2045 | 1262223.2773 | 2694433.2995 | 1262237.9227
53 | 2694501.5793 | 1262222.1405 | 2694496.8787 | 1262220.642 | 2694489.7296 | 1262218.6484 | 2694486.8022 | 1262212.7524 | 2694488.2747 | 1262211.1413 | 2694488.0195 | 1262210.6529
54 | 2694652.5313 | 1262090.8589 | 2694650.2738 | 1262091.1341 | 2694620.9732 | 1262104.9877 | 2694616.1063 | 1262102.1075
55 | 2694652.5313 | 1262090.8589 | 2694657.9104 | 1262078.7503
56 | 2694658.2439 | 1262077.9996 | 2694657.9104 | 1262078.7503
57 | 2694608.883 | 1261957.0973 | 2694608.8526 | 1261957.1381
58 | 2694604.6284 | 1261976.9673 | 2694609.2238 | 1261970.9248
59 | 2694514.0653 | 1262146.3443 | 2694513.4442 | 1262146.0647
60 | 2694509.6616 | 1262219.9679 | 2694501.5793 | 1262222.1405
61 | 2694660.2078 | 1262073.5789 | 2694660.2078 | 1262073.5789 | 2694658.2439 | 1262077.9996
62 | 2694468.9613 | 1262247.8362 | 2694465.9789 | 1262248.3375 | 2694455.1572 | 1262248.8874 | 2694451.4758 | 1262247.3918
63 | 2694468.9613 | 1262247.8362 | 2694477.6974 | 1262246.3675 | 2694481.7573 | 1262245.5206 | 2694483.8867 | 1262243.7015
64 | 2694484.6069 | 1262243.0863 | 2694483.8867 | 1262243.7015
65 | 2694383.1425 | 1262160.911 | 2694378.3572 | 1262168.7858 | 2694373.9437 | 1262177.4513
66 | 2694373.9437 | 1262177.4513 | 2694373.9051 | 1262177.5272
67 | 2694366.9403 | 1262192.8988 | 2694369.0145 | 1262187.1293 | 2694373.9051 | 1262177.5272
68 | 2694402.5854 | 1262157.8727 | 2694403.774 | 1262158.5867
69 | 2694365.4714 | 1262196.9844 | 2694366.9403 | 1262192.8988
70 | 2694415.788 | 1262163.3898 | 2694414.7796 | 1262165.1974 | 2694403.774 | 1262158.5867
71 | 2694441.7204 | 1262100.9089 | 2694438.948 | 1262102.7706
72 | 2694497.347 | 1262050.0665 | 2694476.7589 | 1262067.9528 | 2694473.8733 | 1262067.929 | 2694467.6927 | 1262073.2042
73 | 2694452.4074 | 1262093.7181 | 2694451.3901 | 1262087.1188 | 2694467.6927 | 1262073.2042
74 | 2694452.4074 | 1262093.7181 | 2694463.0268 | 1262086.5769
75 | 2694452.4074 | 1262093.7181 | 2694448.3398 | 1262096.4554 | 2694441.7204 | 1262100.9089
76 | 2694463.0268 | 1262086.5769 | 2694476.6682 | 1262077.4035 | 2694490.7226 | 1262068.3203
77 | 2694441.7204 | 1262100.9089 | 2694447.7063 | 1262109.6893 | 2694454.9853 | 1262116.9925
78 | 2694473.9783 | 1262128.3016 | 2694460.5774 | 1262122.3717 | 2694457.6962 | 1262119.7125 | 2694454.9853 | 1262116.9925
79 | 2694473.9783 | 1262128.3016 | 2694457.5295 | 1262134.3883
80 | 2694473.9783 | 1262128.3016 | 2694475.1679 | 1262128.837
81 | 2694495.3796 | 1262065.3106 | 2694490.7226 | 1262068.3203
82 | 2694497.0176 | 1262064.252 | 2694495.3796 | 1262065.3106
83 | 2694475.1679 | 1262128.837 | 2694492.9021 | 1262136.819
84 | 2694645.2145 | 1261976.9179 | 2694644.1439 | 1261978.5335
85 | 2694635.9723 | 1261996.0285 | 2694641.03 | 1261983.2324 | 2694644.1439 | 1261978.5335
86 | 2694635.9723 | 1261996.0285 | 2694630.6215 | 1261993.2406 | 2694622.605 | 1261988.2235
87 | 2694635.9723 | 1261996.0285 | 2694646.079 | 1261992.6319 | 2694653.6475 | 1261998.4218
88 | 2694622.605 | 1261988.2235 | 2694622.5434 | 1261988.1849
89 | 2694661.5086 | 1262004.4357 | 2694653.6475 | 1261998.4218
90 | 2694728.4295 | 1261937.9057 | 2694726.0797 | 1261938.2906 | 2694686.8597 | 1261977.1831 | 2694684.7485 | 1261980.085 | 2694678.4728 | 1261988.4691 | 2694674.1487 | 1261994.5681
91 | 2694728.4295 | 1261937.9057 | 2694710.3396 | 1261976.7586 | 2694679.4381 | 1262036.8792 | 2694678.1364 | 1262039.3633
92 | 2694662.1573 | 1262004.9322 | 2694665.166 | 1262007.2379 | 2694674.1487 | 1261994.5681
93 | 2694674.5852 | 1262046.1405 | 2694678.1364 | 1262039.3633
94 | 2694622.5434 | 1261988.1849 | 2694621.3114 | 1261987.4138
95 | 2694662.1573 | 1262004.9322 | 2694661.9353 | 1262004.762 | 2694661.5086 | 1262004.4357
96 | 2694674.5852 | 1262046.1405 | 2694661.8834 | 1262070.381
97 | 2694542.9343 | 1262031.526 | 2694543.1497 | 1262031.2901
98 | 2694547.8704 | 1262026.119 | 2694543.1497 | 1262031.2901
99 | 2694542.7085 | 1262031.7734 | 2694542.9343 | 1262031.526
100 | 2694547.8704 | 1262026.119 | 2694548.0985 | 1262025.8691
101 | 2694542.7085 | 1262031.7734 | 2694536.1415 | 1262038.967 | 2694536.1415 | 1262038.967
102 | 2694583.1188 | 1261987.819 | 2694576.2931 | 1261994.9843 | 2694548.0985 | 1262025.8691
103 | 2694536.1415 | 1262038.967 | 2694533.2505 | 1262040.8354
104 | 2694583.1188 | 1261987.819 | 2694588.2902 | 1261982.3901
105 | 2694530.1517 | 1262042.8381 | 2694533.2505 | 1262040.8354
106 | 2694604.6284 | 1261976.9673 | 2694597.2547 | 1261972.9795 | 2694588.2902 | 1261982.3901
107 | 2694604.6284 | 1261976.9673 | 2694611.5668 | 1261981.3151 | 2694621.3114 | 1261987.4138
108 | 2694493.5202 | 1262137.0971 | 2694492.9021 | 1262136.819
109 | 2694493.5202 | 1262137.0971 | 2694510.6433 | 1262144.804
110 | 2694513.4442 | 1262146.0647 | 2694510.6433 | 1262144.804
111 | 2694497.0176 | 1262064.252 | 2694501.6735 | 1262061.243
112 | 2694501.6735 | 1262061.243 | 2694507.3681 | 1262057.5627
113 | 2694523.599 | 1262047.073 | 2694507.3681 | 1262057.5627
114 | 2694526.7875 | 1262045.0123 | 2694523.599 | 1262047.073
115 | 2694530.0629 | 1262042.8955 | 2694530.1517 | 1262042.8381
116 | 2694526.7875 | 1262045.0123 | 2694530.0629 | 1262042.8955
117 | 2694661.8834 | 1262070.381 | 2694660.2078 | 1262073.5789

## bus_geodata
| x | y | coords
0 | 2694354.5782 | 1262135.6223
1 | 2694344.3125 | 1262133.9326
2 | 2694378.3216 | 1262139.5304
3 | 2694324.2904 | 1262130.6371
4 | 2694383.2511 | 1262140.3417
5 | 2694324.2354 | 1262118.026
6 | 2694312.1826 | 1262152.6172
7 | 2694394.0194 | 1262142.1141
8 | 2694364.3581 | 1262083.1352
9 | 2694302.3898 | 1262135.5728
10 | 2694305.4046 | 1262170.7107
11 | 2694413.3152 | 1262123.8306
12 | 2694389.6942 | 1262150.1294
13 | 2694386.5132 | 1262063.8691
14 | 2694304.2464 | 1262174.4975
15 | 2694295.3036 | 1262188.644
16 | 2694311.6142 | 1262205.8402
17 | 2694454.2628 | 1262004.9538
18 | 2694502.7218 | 1261995.6202
19 | 2694423.1406 | 1262032.0178
20 | 2694490.4175 | 1262006.3879
21 | 2694521.9595 | 1261979.7999
22 | 2694421.9461 | 1262288.2779
23 | 2694427.9946 | 1262256.2746
24 | 2694468.2395 | 1262282.6566
25 | 2694730.9419 | 1262177.0392
26 | 2694592.9848 | 1262160.2181
27 | 2694582.2457 | 1262263.4298
28 | 2694764.1089 | 1262180.8084
29 | 2694588.7847 | 1261959.333
30 | 2694574.8812 | 1262013.0541
31 | 2694601.9184 | 1261966.4377
32 | 2694578.8131 | 1262253.752
33 | 2694406.4284 | 1262046.5508
34 | 2694131.5271 | 1261750.8715
35 | 2694412.4444 | 1262041.3192
36 | 2694556.6429 | 1261997.6026
37 | 2694525.65 | 1262023.2275
38 | 2694542.4598 | 1261962.9412
39 | 2694358.0161 | 1262217.7213
40 | 2694360.5759 | 1262210.6013
41 | 2694428.7036 | 1262252.5236
42 | 2694476.621 | 1262276.2435
43 | 2694578.7418 | 1262134.8698
44 | 2694476.0765 | 1262188.9063
45 | 2694542.5172 | 1262153.6226
46 | 2694458.9313 | 1262202.2798
47 | 2694488.0195 | 1262210.6529
48 | 2694652.5313 | 1262090.8589
49 | 2694616.1063 | 1262102.1075
50 | 2694657.9104 | 1262078.7503
51 | 2694608.883 | 1261957.0973
52 | 2694608.8526 | 1261957.1381
53 | 2694609.2238 | 1261970.9248
54 | 2694514.0653 | 1262146.3443
55 | 2694433.2995 | 1262237.9227
56 | 2694501.5793 | 1262222.1405
57 | 2694658.2439 | 1262077.9996
58 | 2694451.4758 | 1262247.3918
59 | 2694509.6616 | 1262219.9679
60 | 2694468.9613 | 1262247.8362
61 | 2694483.8867 | 1262243.7015
62 | 2694484.6069 | 1262243.0863
63 | 2694383.1425 | 1262160.911
64 | 2694373.9437 | 1262177.4513
65 | 2694373.9051 | 1262177.5272
66 | 2694402.5854 | 1262157.8727
67 | 2694366.9403 | 1262192.8988
68 | 2694403.774 | 1262158.5867
69 | 2694365.4714 | 1262196.9844
70 | 2694438.948 | 1262102.7706
71 | 2694415.788 | 1262163.3898
72 | 2694497.347 | 1262050.0665
73 | 2694467.6927 | 1262073.2042
74 | 2694452.4074 | 1262093.7181
75 | 2694463.0268 | 1262086.5769
76 | 2694441.7204 | 1262100.9089
77 | 2694454.9853 | 1262116.9925
78 | 2694473.9783 | 1262128.3016
79 | 2694490.7226 | 1262068.3203
80 | 2694495.3796 | 1262065.3106
81 | 2694457.5295 | 1262134.3883
82 | 2694475.1679 | 1262128.837
83 | 2694645.2145 | 1261976.9179
84 | 2694644.1439 | 1261978.5335
85 | 2694635.9723 | 1261996.0285
86 | 2694622.6051 | 1261988.2235
87 | 2694653.6475 | 1261998.4218
88 | 2694728.4295 | 1261937.9057
89 | 2694674.1487 | 1261994.5681
90 | 2694678.1364 | 1262039.3633
91 | 2694622.5434 | 1261988.1849
92 | 2694661.5086 | 1262004.4357
93 | 2694662.1574 | 1262004.9322
94 | 2694674.5852 | 1262046.1405
95 | 2694543.1497 | 1262031.2901
96 | 2694542.9343 | 1262031.526
97 | 2694547.8704 | 1262026.119
98 | 2694542.7085 | 1262031.7734
99 | 2694548.0985 | 1262025.8691
100 | 2694536.1415 | 1262038.967
101 | 2694583.1188 | 1261987.819
102 | 2694533.2505 | 1262040.8354
103 | 2694588.2902 | 1261982.3901
104 | 2694621.3114 | 1261987.4138
105 | 2694604.6284 | 1261976.9673
106 | 2694492.9021 | 1262136.819
107 | 2694493.5202 | 1262137.0971
108 | 2694510.6433 | 1262144.804
109 | 2694513.4442 | 1262146.0647
110 | 2694497.0176 | 1262064.252
111 | 2694501.6735 | 1262061.243
112 | 2694507.3681 | 1262057.5627
113 | 2694523.599 | 1262047.073
114 | 2694530.1517 | 1262042.8381
115 | 2694530.0629 | 1262042.8955
116 | 2694526.7875 | 1262045.0123
117 | 2694660.2078 | 1262073.5789
118 | 2694661.8834 | 1262070.381
119 | 2694452.4074 | 1262093.7181

## line_std_types
| c_nf_per_km | r_ohm_per_km | x_ohm_per_km | max_i_ka | type | q_mm2 | alpha | voltage_rating
NAYY 4x50 SE | 210 | 0.642 | 0.083 | 0.142 | cs | 50 | 0.00403 | LV
NAYY 4x120 SE | 264 | 0.225 | 0.08 | 0.242 | cs | 120 | 0.00403 | LV
NAYY 4x150 SE | 261 | 0.208 | 0.08 | 0.27 | cs | 150 | 0.00403 | LV
NA2XS2Y 1x95 RM/25 12/20 kV | 216 | 0.313 | 0.132 | 0.252 | cs | 95 | 0.00403 | MV
NA2XS2Y 1x185 RM/25 12/20 kV | 273 | 0.161 | 0.117 | 0.362 | cs | 185 | 0.00403 | MV
NA2XS2Y 1x240 RM/25 12/20 kV | 304 | 0.122 | 0.112 | 0.421 | cs | 240 | 0.00403 | MV
NA2XS2Y 1x95 RM/25 6/10 kV | 315 | 0.313 | 0.123 | 0.249 | cs | 95 | 0.00403 | MV
NA2XS2Y 1x185 RM/25 6/10 kV | 406 | 0.161 | 0.11 | 0.358 | cs | 185 | 0.00403 | MV
NA2XS2Y 1x240 RM/25 6/10 kV | 456 | 0.122 | 0.105 | 0.416 | cs | 240 | 0.00403 | MV
NA2XS2Y 1x150 RM/25 12/20 kV | 250 | 0.206 | 0.116 | 0.319 | cs | 150 | 0.00403 | MV
NA2XS2Y 1x120 RM/25 12/20 kV | 230 | 0.253 | 0.119 | 0.283 | cs | 120 | 0.00403 | MV
NA2XS2Y 1x70 RM/25 12/20 kV | 190 | 0.443 | 0.132 | 0.22 | cs | 70 | 0.00403 | MV
NA2XS2Y 1x150 RM/25 6/10 kV | 360 | 0.206 | 0.11 | 0.315 | cs | 150 | 0.00403 | MV
NA2XS2Y 1x120 RM/25 6/10 kV | 340 | 0.253 | 0.113 | 0.28 | cs | 120 | 0.00403 | MV
NA2XS2Y 1x70 RM/25 6/10 kV | 280 | 0.443 | 0.123 | 0.217 | cs | 70 | 0.00403 | MV
N2XS(FL)2Y 1x120 RM/35 64/110 kV | 112 | 0.153 | 0.166 | 0.366 | cs | 120 | 0.00393 | HV
N2XS(FL)2Y 1x185 RM/35 64/110 kV | 125 | 0.099 | 0.156 | 0.457 | cs | 185 | 0.00393 | HV
N2XS(FL)2Y 1x240 RM/35 64/110 kV | 135 | 0.075 | 0.149 | 0.526 | cs | 240 | 0.00393 | HV
N2XS(FL)2Y 1x300 RM/35 64/110 kV | 144 | 0.06 | 0.144 | 0.588 | cs | 300 | 0.00393 | HV
15-AL1/3-ST1A 0.4 | 11 | 1.8769 | 0.35 | 0.105 | ol | 16 | 0.00403 | LV
24-AL1/4-ST1A 0.4 | 11.25 | 1.2012 | 0.335 | 0.14 | ol | 24 | 0.00403 | LV
48-AL1/8-ST1A 0.4 | 12.2 | 0.5939 | 0.3 | 0.21 | ol | 48 | 0.00403 | LV
94-AL1/15-ST1A 0.4 | 13.2 | 0.306 | 0.29 | 0.35 | ol | 94 | 0.00403 | LV
34-AL1/6-ST1A 10.0 | 9.7 | 0.8342 | 0.36 | 0.17 | ol | 34 | 0.00403 | MV
48-AL1/8-ST1A 10.0 | 10.1 | 0.5939 | 0.35 | 0.21 | ol | 48 | 0.00403 | MV
70-AL1/11-ST1A 10.0 | 10.4 | 0.4132 | 0.339 | 0.29 | ol | 70 | 0.00403 | MV
94-AL1/15-ST1A 10.0 | 10.75 | 0.306 | 0.33 | 0.35 | ol | 94 | 0.00403 | MV
122-AL1/20-ST1A 10.0 | 11.1 | 0.2376 | 0.323 | 0.41 | ol | 122 | 0.00403 | MV
149-AL1/24-ST1A 10.0 | 11.25 | 0.194 | 0.315 | 0.47 | ol | 149 | 0.00403 | MV
34-AL1/6-ST1A 20.0 | 9.15 | 0.8342 | 0.382 | 0.17 | ol | 34 | 0.00403 | MV
48-AL1/8-ST1A 20.0 | 9.5 | 0.5939 | 0.372 | 0.21 | ol | 48 | 0.00403 | MV
70-AL1/11-ST1A 20.0 | 9.7 | 0.4132 | 0.36 | 0.29 | ol | 70 | 0.00403 | MV
94-AL1/15-ST1A 20.0 | 10 | 0.306 | 0.35 | 0.35 | ol | 94 | 0.00403 | MV
122-AL1/20-ST1A 20.0 | 10.3 | 0.2376 | 0.344 | 0.41 | ol | 122 | 0.00403 | MV
149-AL1/24-ST1A 20.0 | 10.5 | 0.194 | 0.337 | 0.47 | ol | 149 | 0.00403 | MV
184-AL1/30-ST1A 20.0 | 10.75 | 0.1571 | 0.33 | 0.535 | ol | 184 | 0.00403 | MV
243-AL1/39-ST1A 20.0 | 11 | 0.1188 | 0.32 | 0.645 | ol | 243 | 0.00403 | MV
48-AL1/8-ST1A 110.0 | 8 | 0.5939 | 0.46 | 0.21 | ol | 48 | 0.00403 | HV
70-AL1/11-ST1A 110.0 | 8.4 | 0.4132 | 0.45 | 0.29 | ol | 70 | 0.00403 | HV
94-AL1/15-ST1A 110.0 | 8.65 | 0.306 | 0.44 | 0.35 | ol | 94 | 0.00403 | HV
122-AL1/20-ST1A 110.0 | 8.5 | 0.2376 | 0.43 | 0.41 | ol | 122 | 0.00403 | HV
149-AL1/24-ST1A 110.0 | 8.75 | 0.194 | 0.41 | 0.47 | ol | 149 | 0.00403 | HV
184-AL1/30-ST1A 110.0 | 8.8 | 0.1571 | 0.4 | 0.535 | ol | 184 | 0.00403 | HV
243-AL1/39-ST1A 110.0 | 9 | 0.1188 | 0.39 | 0.645 | ol | 243 | 0.00403 | HV
305-AL1/39-ST1A 110.0 | 9.2 | 0.0949 | 0.38 | 0.74 | ol | 305 | 0.00403 | HV
490-AL1/64-ST1A 110.0 | 9.75 | 0.059 | 0.37 | 0.96 | ol | 490 | 0.00403 | HV
679-AL1/86-ST1A 110.0 | 9.95 | 0.042 | 0.36 | 1.15 | ol | 679 | 0.00403 | HV
490-AL1/64-ST1A 220.0 | 10 | 0.059 | 0.285 | 0.96 | ol | 490 | 0.00403 | HV
679-AL1/86-ST1A 220.0 | 11.7 | 0.042 | 0.275 | 1.15 | ol | 679 | 0.00403 | HV
490-AL1/64-ST1A 380.0 | 11 | 0.059 | 0.253 | 0.96 | ol | 490 | 0.00403 | HV
679-AL1/86-ST1A 380.0 | 14.6 | 0.042 | 0.25 | 1.15 | ol | 679 | 0.00403 | HV

## trafo_std_types
| i0_percent | pfe_kw | vkr_percent | sn_mva | vn_lv_kv | vn_hv_kv | vk_percent | shift_degree | vector_group | tap_side | tap_neutral | tap_min | tap_max | tap_step_degree | tap_step_percent | tap_phase_shifter
160 MVA 380/110 kV | 0.06 | 60 | 0.25 | 160 | 110 | 380 | 12.2 | 0 | Yy0 | hv | 0 | -9 | 9 | 0 | 1.5 | FALSE
100 MVA 220/110 kV | 0.06 | 55 | 0.26 | 100 | 110 | 220 | 12 | 0 | Yy0 | hv | 0 | -9 | 9 | 0 | 1.5 | FALSE
63 MVA 110/20 kV | 0.04 | 22 | 0.32 | 63 | 20 | 110 | 18 | 150 | YNd5 | hv | 0 | -9 | 9 | 0 | 1.5 | FALSE
40 MVA 110/20 kV | 0.05 | 18 | 0.34 | 40 | 20 | 110 | 16.2 | 150 | YNd5 | hv | 0 | -9 | 9 | 0 | 1.5 | FALSE
25 MVA 110/20 kV | 0.07 | 14 | 0.41 | 25 | 20 | 110 | 12 | 150 | YNd5 | hv | 0 | -9 | 9 | 0 | 1.5 | FALSE
63 MVA 110/10 kV | 0.04 | 22 | 0.32 | 63 | 10 | 110 | 18 | 150 | YNd5 | hv | 0 | -9 | 9 | 0 | 1.5 | FALSE
40 MVA 110/10 kV | 0.05 | 18 | 0.34 | 40 | 10 | 110 | 16.2 | 150 | YNd5 | hv | 0 | -9 | 9 | 0 | 1.5 | FALSE
25 MVA 110/10 kV | 0.07 | 14 | 0.41 | 25 | 10 | 110 | 12 | 150 | YNd5 | hv | 0 | -9 | 9 | 0 | 1.5 | FALSE
0.25 MVA 20/0.4 kV | 0.32 | 0.8 | 1.44 | 0.25 | 0.4 | 20 | 6 | 150 | Yzn5 | hv | 0 | -2 | 2 | 0 | 2.5 | FALSE
0.4 MVA 20/0.4 kV | 0.3375 | 1.35 | 1.425 | 0.4 | 0.4 | 20 | 6 | 150 | Dyn5 | hv | 0 | -2 | 2 | 0 | 2.5 | FALSE
0.63 MVA 20/0.4 kV | 0.2619 | 1.65 | 1.206 | 0.63 | 0.4 | 20 | 6 | 150 | Dyn5 | hv | 0 | -2 | 2 | 0 | 2.5 | FALSE
0.25 MVA 10/0.4 kV | 0.24 | 0.6 | 1.2 | 0.25 | 0.4 | 10 | 4 | 150 | Dyn5 | hv | 0 | -2 | 2 | 0 | 2.5 | FALSE
0.4 MVA 10/0.4 kV | 0.2375 | 0.95 | 1.325 | 0.4 | 0.4 | 10 | 4 | 150 | Dyn5 | hv | 0 | -2 | 2 | 0 | 2.5 | FALSE
0.63 MVA 10/0.4 kV | 0.1873 | 1.18 | 1.0794 | 0.63 | 0.4 | 10 | 4 | 150 | Dyn5 | hv | 0 | -2 | 2 | 0 | 2.5 | FALSE

## trafo3w_std_types
| sn_hv_mva | sn_mv_mva | sn_lv_mva | vn_hv_kv | vn_mv_kv | vn_lv_kv | vk_hv_percent | vk_mv_percent | vk_lv_percent | vkr_hv_percent | vkr_mv_percent | vkr_lv_percent | pfe_kw | i0_percent | shift_mv_degree | shift_lv_degree | vector_group | tap_side | tap_neutral | tap_min | tap_max | tap_step_percent
63/25/38 MVA 110/20/10 kV | 63 | 25 | 38 | 110 | 20 | 10 | 10.4 | 10.4 | 10.4 | 0.28 | 0.32 | 0.35 | 35 | 0.89 | 0 | 0 | YN0yn0yn0 | hv | 0 | -10 | 10 | 1.2
63/25/38 MVA 110/10/10 kV | 63 | 25 | 38 | 110 | 10 | 10 | 10.4 | 10.4 | 10.4 | 0.28 | 0.32 | 0.35 | 35 | 0.89 | 0 | 0 | YN0yn0yn0 | hv | 0 | -10 | 10 | 1.2

## fuse_std_types
| fuse_type | i_rated_a | t_avg | t_min | t_total | x_avg | x_min | x_total
HV 100A | HV 100A | 100 | 0 | [10.0, 3.64, 0.854, 0.281, 0.1, 0.0531, 0.022, 0.01] | [10.0, 4.267, 1.21, 0.403, 0.1, 0.058, 0.022, 0.01] | 0 | [300.0, 350.0, 450.0, 550.0, 700.0, 850.0, 1200.0, 1752.0] | [600.0, 700.0, 900.0, 1150.0, 1665.0, 2000.0, 3000.0, 4313.0]
HV 10A | HV 10A | 10 | 0 | [10.0, 1675.0, 0.344, 0.156, 0.1, 0.0417, 0.0171, 0.01] | [10.0, 1.3, 0.3, 0.155, 0.1, 0.0555, 0.023, 0.01] | 0 | [30.0, 32.0, 35.0, 37.0, 39.0, 50.0, 70.0, 88.0] | [60.0, 70.0, 80.0, 87.0, 94.0, 110.0, 150.0, 216.0]
HV 125A | HV 125A | 125 | 0 | [10.0, 1.82, 0.344, 0.1, 0.0467, 0.0269, 0.01] | [10.0, 2.478, 0.426, 0.1, 0.0427, 0.0211, 0.01] | 0 | [375.0, 500.0, 700.0, 925.0, 1200.0, 1500.0, 2341.0] | [750.0, 1000.0, 1500.0, 2200.0, 3000.0, 4000.0, 5765.0]
HV 160A | HV 160A | 160 | 0 | [10.0, 4.15, 1.03, 0.198, 0.1, 0.051, 0.0172, 0.01] | [10.0, 2.3, 0.734, 0.274, 0.1, 0.046, 0.0177, 0.01] | 0 | [480.0, 550.0, 700.0, 1000.0, 1260.0, 1600.0, 2500.0, 3227.0] | [960.0, 1300.0, 1700.0, 2200.0, 2996.0, 4000.0, 6000.0, 7946.0]
HV 16A | HV 16A | 16 | 0 | [10.0, 0.352, 0.164, 0.1, 0.0649, 0.0342, 0.01] | [10.0, 2.34, 0.722, 0.181, 0.1, 0.055, 0.0296, 0.01] | 0 | [48.0, 60.0, 65.0, 71.0, 80.0, 100.0, 162.0] | [96.0, 110.0, 125.0, 150.0, 168.0, 200.0, 250.0, 398.0]
HV 200A | HV 200A | 200 | 0 | [10.0, 4.267, 1.21, 0.403, 0.1, 0.058, 0.022, 0.01] | [10.0, 3.73, 1.654, 0.328, 0.1, 0.0531, 0.019, 0.01] | 0 | [600.0, 700.0, 900.0, 1150.0, 1665.0, 2000.0, 3000.0, 4313.0] | [1200.0, 1500.0, 1800.0, 2700.0, 3960.0, 5000.0, 7500.0, 10620.0]
HV 20A | HV 20A | 20 | 0 | [10.0, 1.3, 0.3, 0.155, 0.1, 0.0555, 0.023, 0.01] | [10.0, 1.3, 0.161, 0.1, 0.0611, 0.0399, 0.0141, 0.01] | 0 | [60.0, 70.0, 80.0, 87.0, 94.0, 110.0, 150.0, 216.0] | [120.0, 150.0, 200.0, 223.0, 260.0, 300.0, 450.0, 532.0]
HV 25A | HV 25A | 25 | 0 | [10.0, 2.512, 0.833, 0.299, 0.1, 0.0372, 0.0223, 0.01] | [10.0, 3.125, 0.597, 0.198, 0.1, 0.0378, 0.022, 0.01] | 0 | [75.0, 82.0, 90.0, 100.0, 124.0, 170.0, 200.0, 289.0] | [150.0, 170.0, 210.0, 250.0, 294.0, 400.0, 500.0, 711.0]
HV 31.5A | HV 31.5A | 31.5 | 0 | [10.0, 2.34, 0.722, 0.181, 0.1, 0.055, 0.0296, 0.01] | [10.0, 2.84, 0.368, 0.164, 0.1, 0.0621, 0.0378, 0.0195, 0.01] | 0 | [95.0, 110.0, 125.0, 150.0, 165.0, 200.0, 250.0, 390.0] | [189.0, 220.0, 300.0, 350.0, 393.0, 450.0, 530.0, 700.0, 960.0]
HV 40A | HV 40A | 40 | 0 | [10.0, 1.3, 0.161, 0.1, 0.0611, 0.0399, 0.0141, 0.01] | [10.0, 2.05, 0.369, 0.198, 0.1, 0.051, 0.0298, 0.01] | 0 | [120.0, 150.0, 200.0, 223.0, 260.0, 300.0, 450.0, 532.0] | [240.0, 300.0, 400.0, 450.0, 530.0, 650.0, 800.0, 1311.0]
HV 50A | HV 50A | 50 | 0 | [10.0, 3.215, 0.597, 0.198, 0.1, 0.0378, 0.022, 0.01] | [10.0, 3.64, 0.854, 0.281, 0.1, 0.0531, 0.022, 0.01] | 0 | [150.0, 170.0, 210.0, 250.0, 294.0, 400.0, 500.0, 711.0] | [300.0, 350.0, 450.0, 550.0, 700.0, 850.0, 1200.0, 1752.0]
HV 6.3A | HV 6.3A | 6.3 | 0 | [10.0, 1.39, 0.344, 0.168, 0.1, 0.056, 0.0263, 0.01] | [10.0, 1.711, 0.516, 0.198, 0.1, 0.0634, 0.0303, 0.01] | 0 | [19.0, 19.5, 20.4, 20.8, 22.0, 25.0, 32.0, 48.0] | [38.0, 40.0, 43.0, 48.0, 53.0, 60.0, 75.0, 118.0]
HV 63A | HV 63A | 63 | 0 | [10.0, 2.84, 0.368, 0.164, 0.1, 0.0621, 0.0378, 0.0195, 0.01] | [10.0, 1.82, 0.344, 0.1, 0.0467, 0.0269, 0.01] | 0 | [189.0, 220.0, 300.0, 350.0, 393.0, 450.0, 530.0, 700.0, 961.0] | [378.0, 500.0, 700.0, 934.0, 1200.0, 1500.0, 2366.0]
HV 80A | HV 80A | 80 | 0 | [10.0, 2.05, 0.369, 0.198, 0.1, 0.051, 0.0298, 0.01] | [10.0, 4.15, 1.03, 0.198, 0.1, 0.051, 0.0172, 0.01] | 0 | [240.0, 300.0, 400.0, 450.0, 530.0, 650.0, 800.0, 1311.0] | [480.0, 550.0, 700.0, 1000.0, 1260.0, 1600.0, 2500.0, 3227.0]
Siemens NH-1-100 | Siemens NH-1-100 | 100 | [5400.0, 2000.0, 400.0, 20.0, 1.0, 0.2, 0.012, 0.004] | 0 | 0 | [150.0, 190.0, 250.0, 430.0, 900.0, 1250.0, 2700.0, 3600.0] | 0 | 0
Siemens NH-1-125 | Siemens NH-1-125 | 125 | [4800.0, 120.0, 7.0, 0.1, 0.004] | 0 | 0 | [180.0, 400.0, 740.0, 2000.0, 4250.0] | 0 | 0
Siemens NH-1-16 | Siemens NH-1-16 | 16 | [4000.0, 400.0, 2.0, 0.1, 0.04, 0.01] | 0 | 0 | [26.0, 35.0, 75.0, 150.0, 200.0, 300.0] | 0 | 0
Siemens NH-1-160 | Siemens NH-1-160 | 160 | [4800.0, 120.0, 7.0, 0.1, 0.004] | 0 | 0 | [210.0, 500.0, 900.0, 2300.0, 5000.0] | 0 | 0
Siemens NH-1-25 | Siemens NH-1-25 | 25 | [4000.0, 1000.0, 10.0, 0.2, 0.02, 0.01] | 0 | 0 | [40.0, 50.0, 100.0, 210.0, 400.0, 500.0] | 0 | 0
Siemens NH-1-50 | Siemens NH-1-50 | 50 | [4000.0, 40.0, 4.0, 1.0, 0.02, 0.01] | 0 | 0 | [86.0, 200.0, 300.0, 400.0, 1000.0, 1280.0] | 0 | 0
Siemens NH-1-63 | Siemens NH-1-63 | 63 | [4000.0, 100.0, 10.0, 2.0, 0.04, 0.01] | 0 | 0 | [100.0, 200.0, 300.0, 400.0, 1000.0, 1500.0] | 0 | 0
Siemens NH-1-80 | Siemens NH-1-80 | 80 | [4800.0, 120.0, 7.0, 0.1, 0.01] | 0 | 0 | [150.58, 250.0, 450.0, 1150.0, 2470.0] | 0 | 0
Siemens NH-2-1000 | Siemens NH-2-1000 | 1000 | [4800.0, 120.0, 7.0, 0.1, 0.004] | 0 | 0 | [1900.0, 3500.0, 8400.0, 24000.0, 52000.0] | 0 | 0
Siemens NH-2-200 | Siemens NH-2-200 | 200 | [4800.0, 120.0, 7.0, 0.1, 0.004] | 0 | 0 | [280.0, 650.0, 1200.0, 3000.0, 7000.0] | 0 | 0
Siemens NH-2-224 | Siemens NH-2-224 | 224 | [4800.0, 120.0, 7.0, 0.2, 0.04, 0.004] | 0 | 0 | [400.0, 750.0, 1453.0, 3025.0, 4315.0, 7600.0] | 0 | 0
Siemens NH-2-250 | Siemens NH-2-250 | 250 | [4800.0, 120.0, 7.0, 0.1, 0.004] | 0 | 0 | [450.0, 800.0, 1650.0, 4000.0, 8500.0] | 0 | 0
Siemens NH-2-315 | Siemens NH-2-315 | 315 | [4800.0, 120.0, 7.0, 0.1, 0.004] | 0 | 0 | [550.0, 920.0, 1900.0, 5000.0, 11000.0] | 0 | 0
Siemens NH-2-355 | Siemens NH-2-355 | 355 | [4800.0, 120.0, 6.0, 0.1, 0.004] | 0 | 0 | [650.0, 1116.27, 2350.0, 5840.0, 12790.0] | 0 | 0
Siemens NH-2-400 | Siemens NH-2-400 | 400 | [4800.0, 120.0, 7.0, 0.1, 0.004] | 0 | 0 | [720.0, 1350.0, 2800.0, 6500.0, 15000.0] | 0 | 0
Siemens NH-2-425 | Siemens NH-2-425 | 425 | [4800.0, 120.0, 7.0, 0.1, 0.004] | 0 | 0 | [850.0, 1500.0, 3050.0, 7500.0, 16500.0] | 0 | 0
Siemens NH-2-630 | Siemens NH-2-630 | 630 | [4800.0, 120.0, 7.0, 0.1, 0.004] | 0 | 0 | [1200.0, 2000.0, 4800.0, 12000.0, 26000.0] | 0 | 0

## res_bus
| vm_pu | va_degree | p_mw | q_mvar
0 | 0.98615 | -0.26407 | 0.0012292 | 0.00030807
1 | 0.98534 | -0.27952 | 0.0011307 | 0.00028338
2 | 0.98803 | -0.22789 | 0.00059655 | 0.00014951
3 | 0.9838 | -0.30932 | 0 | 0
4 | 0.98842 | -0.22035 | 0.0010267 | 0.00025731
5 | 0.98278 | -0.32903 | 0 | 0
6 | 0.98359 | -0.31338 | 0.0018722 | 0.00046922
7 | 0.9893 | -0.20368 | 0 | 0
8 | 0.97924 | -0.39768 | 0.0012761 | 0.00031983
9 | 0.98274 | -0.32975 | 0.0014182 | 0.00035543
10 | 0.98346 | -0.31585 | 0.0023085 | 0.00057856
11 | 0.99059 | -0.17883 | 0.0027404 | 0.00068681
12 | 0.98914 | -0.20667 | 0 | 0
13 | 0.97732 | -0.43512 | 0.0035827 | 0.0008979
14 | 0.98345 | -0.3162 | 0.0011315 | 0.00028358
15 | 0.98339 | -0.31732 | 0 | 0
16 | 0.9833 | -0.31894 | 0.0036566 | 0.00091642
17 | 0.9736 | -0.50811 | 0 | 0
18 | 0.97107 | -0.55805 | 0 | 0
19 | 0.97513 | -0.47799 | 0.0048808 | 0.0012233
20 | 0.97089 | -0.56164 | 0.011896 | 0.0029814
21 | 0.97042 | -0.5709 | 0.012308 | 0.0030847
22 | 0.97759 | -0.43198 | 0 | 0
23 | 0.97769 | -0.43014 | 0.0029521 | 0.00073987
24 | 0.97745 | -0.43493 | 0.0015681 | 0.000393
25 | 0.98231 | -0.33973 | 0 | 0
26 | 0.98296 | -0.32689 | 0 | 0
27 | 0.98152 | -0.35527 | 0 | 0
28 | 0.98229 | -0.34018 | 0.00074016 | 0.0001855
29 | 0.98763 | -0.23686 | 0 | 0
30 | 0.98678 | -0.25339 | 0.015267 | 0.0038264
31 | 0.98784 | -0.23279 | 0 | 0
32 | 0.98148 | -0.35596 | 0.0037224 | 0.00093291
33 | 0.97608 | -0.45938 | 0.0022147 | 0.00055506
34 | 0.97125 | -0.55451 | 0.0161 | 0.0040351
35 | 0.97572 | -0.4664 | 0.0034374 | 0.0008615
36 | 0.9906 | -0.17953 | 0.011301 | 0.0028324
37 | 0.99102 | -0.17139 | 0.0069262 | 0.0017359
38 | 0.97003 | -0.57855 | 0.01557 | 0.0039023
39 | 0.98859 | -0.21743 | 0.0027815 | 0.00069712
40 | 0.98861 | -0.21706 | 0.0019265 | 0.00048283
41 | 0.97771 | -0.42972 | 0 | 0
42 | 0.97743 | -0.43522 | 0.0015283 | 0.00038303
43 | 0.9825 | -0.33598 | 0.017336 | 0.0043449
44 | 0.97895 | -0.40538 | 0 | 0
45 | 0.98521 | -0.28323 | 0.0035614 | 0.00089257
46 | 0.97855 | -0.41315 | 0.0035513 | 0.00089003
47 | 0.97878 | -0.40861 | 0.0030625 | 0.00076753
48 | 0.97742 | -0.43558 | 0 | 0
49 | 0.97676 | -0.44865 | 0.017786 | 0.0044576
50 | 0.97764 | -0.43128 | 0.0013393 | 0.00033566
51 | 0.9878 | -0.23361 | 0.001993 | 0.0004995
52 | 0.9878 | -0.23361 | 0.0019289 | 0.00048342
53 | 0.98799 | -0.22986 | 0.0021608 | 0.00054154
54 | 0.98661 | -0.25597 | 0.0038639 | 0.00096837
55 | 0.9779 | -0.42606 | 0.0029905 | 0.0007495
56 | 0.97872 | -0.40986 | 0 | 0
57 | 0.97765 | -0.43099 | 0.00396 | 0.00099247
58 | 0.97752 | -0.43341 | 0.002099 | 0.00052607
59 | 0.9787 | -0.41034 | 0.0031671 | 0.00079376
60 | 0.97744 | -0.43501 | 0.0015449 | 0.00038718
61 | 0.97739 | -0.43598 | 0.0015358 | 0.00038491
62 | 0.97739 | -0.43602 | 0.0018358 | 0.00046009
63 | 0.98901 | -0.2093 | 0.0013111 | 0.00032859
64 | 0.98883 | -0.2128 | 0.00093395 | 0.00023407
65 | 0.98883 | -0.21281 | 0.0012363 | 0.00030984
66 | 0.98905 | -0.20849 | 0.0012381 | 0.0003103
67 | 0.9887 | -0.21528 | 0.00093378 | 0.00023403
68 | 0.98904 | -0.20863 | 0.0033671 | 0.00084387
69 | 0.98867 | -0.21584 | 0.002552 | 0.0006396
70 | 0.99224 | -0.14734 | 0.0089369 | 0.0022398
71 | 0.98901 | -0.2092 | 0.0021723 | 0.00054443
72 | 0.99168 | -0.15865 | 0.0093168 | 0.002335
73 | 0.99264 | -0.13998 | 0.0093143 | 0.0023344
74 | 0.99359 | -0.12167 | 0 | 0
75 | 0.99497 | -0.095413 | 0.00195 | 0.00048872
76 | 0.99242 | -0.14392 | 0 | 0
77 | 0.99088 | -0.17363 | 0.002045 | 0.00051253
78 | 0.98926 | -0.20472 | 0.003073 | 0.00077016
79 | 0.99856 | -0.027129 | 0.0016393 | 0.00041084
80 | 0.99917 | -0.015684 | 0.0024401 | 0.00061155
81 | 0.98922 | -0.20554 | 0.0026546 | 0.0006653
82 | 0.98918 | -0.2064 | 0.0030064 | 0.00075348
83 | 0.98618 | -0.26491 | 0.0029456 | 0.00073824
84 | 0.98618 | -0.26481 | 0.0015388 | 0.00038565
85 | 0.98626 | -0.26325 | 0.0051516 | 0.0012911
86 | 0.98698 | -0.24929 | 0.0028724 | 0.00071989
87 | 0.9855 | -0.27799 | 0.0015806 | 0.00039613
88 | 0.98212 | -0.34365 | 0 | 0
89 | 0.98448 | -0.29773 | 0.0030672 | 0.0007687
90 | 0.97874 | -0.40975 | 0.0026096 | 0.00065402
91 | 0.98699 | -0.24922 | 0.002982 | 0.00074736
92 | 0.98514 | -0.28494 | 0.0019716 | 0.00049412
93 | 0.98511 | -0.28549 | 0.001901 | 0.00047643
94 | 0.97853 | -0.41386 | 0.002514 | 0.00063008
95 | 0.995 | -0.095032 | 0.0015567 | 0.00039015
96 | 0.99503 | -0.094514 | 0.0025524 | 0.00063969
97 | 0.99442 | -0.10619 | 0.001992 | 0.00049923
98 | 0.99506 | -0.093956 | 0.0018589 | 0.0004659
99 | 0.99439 | -0.10672 | 0.0027373 | 0.00068602
100 | 0.99593 | -0.077433 | 0.0020713 | 0.00051912
101 | 0.9903 | -0.18521 | 0.0025916 | 0.00064951
102 | 0.99624 | -0.071476 | 0.0028937 | 0.00072523
103 | 0.98972 | -0.1963 | 0.0026932 | 0.00067499
104 | 0.98706 | -0.24776 | 0.0029132 | 0.00073013
105 | 0.98814 | -0.22696 | 0 | 0
106 | 0.98793 | -0.23042 | 0.0036479 | 0.00091426
107 | 0.98789 | -0.23122 | 0.0035705 | 0.00089485
108 | 0.98682 | -0.25205 | 0.0030091 | 0.00075415
109 | 0.98665 | -0.2553 | 0.0039499 | 0.00098993
110 | 0.99938 | -0.01162 | 0.001632 | 0.00040902
111 | 1 | 0 | -0.35986 | -0.091827
112 | 0.9993 | -0.013312 | 0.0029982 | 0.00075141
113 | 0.99735 | -0.050341 | 0.0016256 | 0.00040742
114 | 0.99658 | -0.064906 | 0.0020248 | 0.00050745
115 | 0.99659 | -0.064714 | 0.001664 | 0.00041704
116 | 0.99697 | -0.057524 | 0.0028309 | 0.00070948
117 | 0.97776 | -0.42896 | 0.0012876 | 0.00032269
118 | 0.97784 | -0.42735 | 0.0026814 | 0.00067203
119 | 0.99998 | 149.9956 | 0 | 0

## res_line
| p_from_mw | q_from_mvar | p_to_mw | q_to_mvar | pl_mw | ql_mvar | i_from_ka | i_to_ka | i_ka | vm_from_pu | va_from_degree | vm_to_pu | va_to_degree | loading_percent
0 | 0.083772 | 0.021369 | -0.083709 | -0.021329 | 6.247e-05 | 3.9848e-05 | 0.12654 | 0.12654 | 0.12654 | 0.98615 | -0.26407 | 0.98534 | -0.27952 | 34.7635
1 | -0.085001 | -0.021677 | 0.08515 | 0.021772 | 0.00014875 | 9.4895e-05 | 0.12839 | 0.12839 | 0.12839 | 0.98615 | -0.26407 | 0.98803 | -0.22789 | 35.273
2 | 0.082579 | 0.021045 | -0.08246 | -0.02097 | 0.00011858 | 7.5631e-05 | 0.12483 | 0.12483 | 0.12483 | 0.98534 | -0.27952 | 0.9838 | -0.30932 | 34.2944
3 | -0.085746 | -0.021921 | 0.085778 | 0.021941 | 3.1317e-05 | 1.9979e-05 | 0.12929 | 0.12929 | 0.12929 | 0.98803 | -0.22789 | 0.98842 | -0.22035 | 35.5198
4 | 0.073488 | 0.018721 | -0.073418 | -0.018677 | 6.9795e-05 | 4.4478e-05 | 0.11126 | 0.11126 | 0.11126 | 0.9838 | -0.30932 | 0.98278 | -0.32903 | 30.5664
5 | 0.0089719 | 0.0022486 | -0.0089701 | -0.0022478 | 1.7338e-06 | 7.9091e-07 | 0.01357 | 0.01357 | 0.01357 | 0.9838 | -0.30932 | 0.98359 | -0.31338 | 3.7281
6 | -0.086804 | -0.022198 | 0.086874 | 0.022243 | 7.0057e-05 | 4.4696e-05 | 0.13084 | 0.13084 | 0.13084 | 0.98842 | -0.22035 | 0.9893 | -0.20368 | 35.9444
7 | 0.072 | 0.018322 | -0.071763 | -0.01817 | 0.0002374 | 0.00015126 | 0.10911 | 0.10911 | 0.10911 | 0.98278 | -0.32903 | 0.97924 | -0.39768 | 29.9766
8 | 0.0014182 | 0.0003551 | -0.0014182 | -0.00035543 | 4.8447e-08 | -3.2403e-07 | 0.0021472 | 0.0021473 | 0.0021473 | 0.98278 | -0.32903 | 0.98274 | -0.32975 | 0.58992
9 | 0.0070979 | 0.0017786 | -0.0070971 | -0.0017783 | 8.3635e-07 | 2.898e-07 | 0.010738 | 0.010738 | 0.010738 | 0.98359 | -0.31338 | 0.98346 | -0.31585 | 2.95
10 | -0.10533 | -0.026871 | 0.10546 | 0.026952 | 0.00012657 | 8.0317e-05 | 0.1586 | 0.1586 | 0.1586 | 0.9893 | -0.20368 | 0.99059 | -0.17883 | 21.7864
11 | 0.018461 | 0.0046283 | -0.018458 | -0.0046267 | 2.6317e-06 | 1.5675e-06 | 0.027768 | 0.027768 | 0.027768 | 0.9893 | -0.20368 | 0.98914 | -0.20667 | 7.6284
12 | 0.070487 | 0.01785 | -0.07036 | -0.01777 | 0.00012647 | 8.0572e-05 | 0.10718 | 0.10718 | 0.10718 | 0.97924 | -0.39768 | 0.97732 | -0.43512 | 29.4439
13 | 0.0047886 | 0.0011998 | -0.0047885 | -0.0011998 | 7.7951e-08 | -3.5758e-10 | 0.0072452 | 0.0072452 | 0.0072452 | 0.98346 | -0.31585 | 0.98345 | -0.3162 | 1.9905
14 | -0.1082 | -0.027639 | 0.10837 | 0.027743 | 0.00016502 | 0.00010475 | 0.16272 | 0.16272 | 0.16272 | 0.99059 | -0.17883 | 0.99224 | -0.14734 | 22.3518
15 | 0.0067782 | 0.0016986 | -0.0067776 | -0.0016985 | 5.8634e-07 | 1.8225e-07 | 0.010197 | 0.010197 | 0.010197 | 0.98914 | -0.20667 | 0.98905 | -0.20849 | 2.8013
16 | 0.01168 | 0.0029281 | -0.011678 | -0.0029273 | 1.4606e-06 | 7.729e-07 | 0.017571 | 0.017571 | 0.017571 | 0.98914 | -0.20667 | 0.98901 | -0.2093 | 4.8272
17 | 0.050585 | 0.012783 | -0.050526 | -0.012746 | 5.8765e-05 | 3.7279e-05 | 0.077056 | 0.077056 | 0.077056 | 0.97732 | -0.43512 | 0.97608 | -0.45938 | 21.1693
18 | 0.016193 | 0.0040891 | -0.0161 | -0.0040351 | 9.2109e-05 | 5.3922e-05 | 0.024665 | 0.024667 | 0.024667 | 0.97732 | -0.43512 | 0.97125 | -0.55451 | 6.7766
19 | 0.003657 | 0.0009162 | -0.0036568 | -0.00091629 | 1.9667e-07 | -9.1466e-08 | 0.0055332 | 0.0055333 | 0.0055333 | 0.98345 | -0.3162 | 0.98339 | -0.31732 | 1.5201
20 | 0.0036568 | 0.00091629 | -0.0036566 | -0.00091642 | 2.8148e-07 | -1.3086e-07 | 0.0055333 | 0.0055334 | 0.0055334 | 0.98339 | -0.31732 | 0.9833 | -0.31894 | 1.5202
21 | 0.039895 | 0.010043 | -0.0398 | -0.0099835 | 9.4994e-05 | 5.9951e-05 | 0.06099 | 0.06099 | 0.06099 | 0.9736 | -0.50811 | 0.97107 | -0.55805 | 16.7555
22 | -0.039895 | -0.010043 | 0.039952 | 0.01008 | 5.7531e-05 | 3.6306e-05 | 0.06099 | 0.06099 | 0.06099 | 0.9736 | -0.50811 | 0.97513 | -0.47799 | 16.7555
23 | 0.011898 | 0.0029825 | -0.011896 | -0.0029814 | 2.0349e-06 | 1.1004e-06 | 0.018232 | 0.018232 | 0.018232 | 0.97107 | -0.55805 | 0.97089 | -0.56164 | 5.0089
24 | 0.027901 | 0.007001 | -0.027884 | -0.0069904 | 1.7076e-05 | 1.0621e-05 | 0.042758 | 0.042758 | 0.042758 | 0.97107 | -0.55805 | 0.97042 | -0.5709 | 11.7467
25 | -0.044833 | -0.011303 | 0.044858 | 0.011319 | 2.4897e-05 | 1.5757e-05 | 0.068438 | 0.068438 | 0.068438 | 0.97513 | -0.47799 | 0.97572 | -0.4664 | 18.8016
26 | 0.015576 | 0.0039056 | -0.01557 | -0.0039023 | 5.6782e-06 | 3.3063e-06 | 0.023885 | 0.023885 | 0.023885 | 0.97042 | -0.5709 | 0.97003 | -0.57855 | 6.5618
27 | -0.0030969 | -0.00077554 | 0.0030971 | 0.0007753 | 2.7135e-07 | -2.3473e-07 | 0.0047136 | 0.0047134 | 0.0047136 | 0.97759 | -0.43198 | 0.97769 | -0.43014 | 1.2949
28 | 0.0030969 | 0.00077554 | -0.0030964 | -0.00077591 | 4.3465e-07 | -3.7578e-07 | 0.0047136 | 0.0047138 | 0.0047138 | 0.97759 | -0.43198 | 0.97745 | -0.43493 | 1.295
29 | -0.0060493 | -0.0015152 | 0.0060494 | 0.0015152 | 1.2134e-07 | 2.9782e-08 | 0.0092065 | 0.0092065 | 0.0092065 | 0.97769 | -0.43014 | 0.97771 | -0.42972 | 2.5293
30 | 0.0015283 | 0.00038291 | -0.0015283 | -0.00038303 | 2.1423e-08 | -1.1857e-07 | 0.0023266 | 0.0023267 | 0.0023267 | 0.97745 | -0.43493 | 0.97743 | -0.43522 | 0.63919
31 | -0.0044654 | -0.0011168 | 0.0044681 | 0.0011165 | 2.7276e-06 | -2.6879e-07 | 0.0067634 | 0.0067627 | 0.0067634 | 0.98231 | -0.33973 | 0.98296 | -0.32689 | 1.8581
32 | 0.0037252 | 0.00093171 | -0.0037225 | -0.00093286 | 2.7543e-06 | -1.1549e-06 | 0.0056424 | 0.0056434 | 0.0056434 | 0.98231 | -0.33973 | 0.98152 | -0.35527 | 1.5504
33 | 0.00074018 | 0.00018509 | -0.00074016 | -0.0001855 | 1.5735e-08 | -4.1249e-07 | 0.0011211 | 0.0011212 | 0.0011212 | 0.98231 | -0.33973 | 0.98229 | -0.34018 | 0.30803
34 | 0.017344 | 0.0043494 | -0.017336 | -0.0043449 | 7.5114e-06 | 4.4392e-06 | 0.026256 | 0.026256 | 0.026256 | 0.98296 | -0.32689 | 0.9825 | -0.33598 | 7.2133
35 | 0.025956 | 0.0065461 | -0.025859 | -0.0064861 | 9.7133e-05 | 6.0048e-05 | 0.039307 | 0.039307 | 0.039307 | 0.98296 | -0.32689 | 0.97895 | -0.40538 | 10.7988
36 | -0.047768 | -0.012012 | 0.047868 | 0.012075 | 9.984e-05 | 6.3251e-05 | 0.072326 | 0.072325 | 0.072326 | 0.98296 | -0.32689 | 0.98521 | -0.28323 | 19.8697
37 | 0.0037225 | 0.00093286 | -0.0037224 | -0.00093291 | 1.2264e-07 | -5.1289e-08 | 0.0056434 | 0.0056434 | 0.0056434 | 0.98152 | -0.35527 | 0.98148 | -0.35596 | 1.5504
38 | 0.015279 | 0.0038333 | -0.015267 | -0.0038264 | 1.2031e-05 | 6.9261e-06 | 0.023022 | 0.023023 | 0.023023 | 0.98763 | -0.23686 | 0.98678 | -0.25339 | 6.3249
39 | -0.015279 | -0.0038333 | 0.015282 | 0.003835 | 2.9609e-06 | 1.7043e-06 | 0.023022 | 0.023022 | 0.023022 | 0.98763 | -0.23686 | 0.98784 | -0.23279 | 6.3248
40 | -0.019204 | -0.0048179 | 0.019207 | 0.0048195 | 2.6908e-06 | 1.6123e-06 | 0.02893 | 0.02893 | 0.02893 | 0.98784 | -0.23279 | 0.98799 | -0.22986 | 7.9478
41 | 0.003922 | 0.00098287 | -0.0039219 | -0.00098292 | 1.5183e-07 | -5.1328e-08 | 0.0059079 | 0.0059079 | 0.0059079 | 0.98784 | -0.23279 | 0.9878 | -0.23361 | 1.6231
42 | 0.048312 | 0.012191 | -0.048295 | -0.01218 | 1.623e-05 | 1.0288e-05 | 0.07368 | 0.07368 | 0.07368 | 0.97608 | -0.45938 | 0.97572 | -0.4664 | 20.2417
43 | -0.011301 | -0.0028324 | 0.011306 | 0.0028347 | 4.3873e-06 | 2.285e-06 | 0.016976 | 0.016976 | 0.016976 | 0.9906 | -0.17953 | 0.99102 | -0.17139 | 4.6637
44 | -0.018232 | -0.0045705 | 0.018243 | 0.0045771 | 1.107e-05 | 6.5768e-06 | 0.027376 | 0.027375 | 0.027376 | 0.99102 | -0.17139 | 0.99168 | -0.15865 | 7.5208
45 | -0.0027815 | -0.00069712 | 0.0027816 | 0.00069705 | 4.9734e-08 | -6.5182e-08 | 0.0041867 | 0.0041867 | 0.0041867 | 0.98859 | -0.21743 | 0.98861 | -0.21706 | 1.1502
46 | -0.0047081 | -0.0011799 | 0.0047084 | 0.0011799 | 2.7249e-07 | -1.1154e-08 | 0.0070864 | 0.0070864 | 0.0070864 | 0.98861 | -0.21706 | 0.98867 | -0.21584 | 1.9468
47 | -0.013067 | -0.0032738 | 0.013069 | 0.0032751 | 2.278e-06 | 1.2652e-06 | 0.019886 | 0.019886 | 0.019886 | 0.97771 | -0.42972 | 0.9779 | -0.42606 | 5.4633
48 | 0.0070173 | 0.0017586 | -0.007016 | -0.0017582 | 1.2335e-06 | 4.2786e-07 | 0.01068 | 0.01068 | 0.01068 | 0.97771 | -0.42972 | 0.97752 | -0.43341 | 2.934
49 | 0.019628 | 0.0049247 | -0.019621 | -0.0049203 | 7.2749e-06 | 4.382e-06 | 0.029837 | 0.029837 | 0.029837 | 0.97895 | -0.40538 | 0.97855 | -0.41315 | 8.1969
50 | 0.0062308 | 0.0015613 | -0.0062299 | -0.0015611 | 9.5833e-07 | 2.5519e-07 | 0.0094709 | 0.009471 | 0.009471 | 0.97895 | -0.40538 | 0.97878 | -0.40861 | 2.6019
51 | -0.051429 | -0.012968 | 0.051496 | 0.01301 | 6.7193e-05 | 4.2625e-05 | 0.077704 | 0.077704 | 0.077704 | 0.98521 | -0.28323 | 0.98661 | -0.25597 | 21.3474
52 | 0.016069 | 0.0040303 | -0.016059 | -0.0040246 | 9.8804e-06 | 5.7695e-06 | 0.024437 | 0.024437 | 0.024437 | 0.97855 | -0.41315 | 0.9779 | -0.42606 | 6.7134
53 | 0.0031674 | 0.00079355 | -0.0031672 | -0.0007937 | 1.8844e-07 | -1.5177e-07 | 0.0048152 | 0.0048153 | 0.0048153 | 0.97878 | -0.40861 | 0.97872 | -0.40986 | 1.3229
54 | 0.017797 | 0.0044642 | -0.017786 | -0.0044576 | 1.108e-05 | 6.587e-06 | 0.027096 | 0.027096 | 0.027096 | 0.97742 | -0.43558 | 0.97676 | -0.44865 | 7.4439
55 | -0.017797 | -0.0044642 | 0.017801 | 0.0044664 | 3.6478e-06 | 2.1685e-06 | 0.027096 | 0.027096 | 0.027096 | 0.97742 | -0.43558 | 0.97764 | -0.43128 | 7.4439
56 | -0.01914 | -0.004802 | 0.01914 | 0.0048022 | 2.6146e-07 | 1.5704e-07 | 0.029134 | 0.029134 | 0.029134 | 0.97764 | -0.43128 | 0.97765 | -0.43099 | 8.0039
57 | -0.001993 | -0.0004995 | 0.001993 | 0.0004995 | 1.7278e-10 | -5.4047e-10 | 0.0030023 | 0.0030023 | 0.0030023 | 0.9878 | -0.23361 | 0.9878 | -0.23361 | 0.82481
58 | -0.021368 | -0.005361 | 0.021371 | 0.0053628 | 2.9488e-06 | 1.79e-06 | 0.032184 | 0.032184 | 0.032184 | 0.98799 | -0.22986 | 0.98814 | -0.22696 | 8.8419
59 | -0.05536 | -0.013979 | 0.055362 | 0.01398 | 1.7824e-06 | 1.132e-06 | 0.083532 | 0.083532 | 0.083532 | 0.98661 | -0.25597 | 0.98665 | -0.2553 | 22.9483
60 | 0.0031672 | 0.0007937 | -0.0031671 | -0.00079376 | 7.257e-08 | -5.8436e-08 | 0.0048153 | 0.0048153 | 0.0048153 | 0.97872 | -0.40986 | 0.9787 | -0.41034 | 1.3229
61 | -0.0231 | -0.0057947 | 0.023103 | 0.005796 | 2.2426e-06 | 1.3746e-06 | 0.035161 | 0.035161 | 0.035161 | 0.97765 | -0.43099 | 0.97776 | -0.42896 | 9.6597
62 | 0.004917 | 0.0012321 | -0.0049166 | -0.0012321 | 3.7465e-07 | 1.6231e-08 | 0.0074847 | 0.0074848 | 0.0074848 | 0.97752 | -0.43341 | 0.97744 | -0.43501 | 2.0563
63 | 0.0033717 | 0.00084489 | -0.0033716 | -0.00084499 | 1.5617e-07 | -9.8158e-08 | 0.005133 | 0.005133 | 0.005133 | 0.97744 | -0.43501 | 0.97739 | -0.43598 | 1.4102
64 | 0.0018358 | 0.00046008 | -0.0018358 | -0.00046009 | 2.7743e-09 | -1.0095e-08 | 0.0027948 | 0.0027948 | 0.0027948 | 0.97739 | -0.43598 | 0.97739 | -0.43602 | 0.76781
65 | 0.010367 | 0.0025987 | -0.010366 | -0.0025979 | 1.7281e-06 | 8.6296e-07 | 0.015598 | 0.015598 | 0.015598 | 0.98901 | -0.2093 | 0.98883 | -0.2128 | 4.2853
66 | 0.0094316 | 0.0023638 | -0.0094316 | -0.0023638 | 6.4275e-09 | 3.0212e-09 | 0.014193 | 0.014193 | 0.014193 | 0.98883 | -0.2128 | 0.98883 | -0.21281 | 3.8992
67 | 0.0081953 | 0.002054 | -0.0081944 | -0.0020536 | 9.6429e-07 | 4.0029e-07 | 0.012333 | 0.012333 | 0.012333 | 0.98883 | -0.21281 | 0.9887 | -0.21528 | 3.3881
68 | 0.0055395 | 0.0013882 | -0.0055395 | -0.0013882 | 3.6113e-08 | 5.3188e-09 | 0.0083341 | 0.0083341 | 0.0083341 | 0.98905 | -0.20849 | 0.98904 | -0.20863 | 2.2896
69 | 0.0072606 | 0.0018195 | -0.0072604 | -0.0018195 | 1.944e-07 | 6.8742e-08 | 0.010927 | 0.010927 | 0.010927 | 0.9887 | -0.21528 | 0.98867 | -0.21584 | 3.002
70 | 0.0021724 | 0.00054428 | -0.0021723 | -0.00054443 | 5.9718e-08 | -1.531e-07 | 0.0032683 | 0.0032683 | 0.0032683 | 0.98904 | -0.20863 | 0.98901 | -0.2092 | 0.89789
71 | -0.1173 | -0.029983 | 0.11732 | 0.029995 | 1.9423e-05 | 1.2344e-05 | 0.17612 | 0.17612 | 0.17612 | 0.99224 | -0.14734 | 0.99242 | -0.14392 | 24.1927
72 | -0.02756 | -0.0069121 | 0.027584 | 0.0069273 | 2.4553e-05 | 1.522e-05 | 0.041355 | 0.041355 | 0.041355 | 0.99168 | -0.15865 | 0.99264 | -0.13998 | 11.3613
73 | -0.036899 | -0.0092617 | 0.036931 | 0.009282 | 3.2257e-05 | 2.0281e-05 | 0.055318 | 0.055317 | 0.055318 | 0.99264 | -0.13998 | 0.99359 | -0.12167 | 15.1972
74 | -0.23518 | -0.059898 | 0.23548 | 0.060088 | 0.00029823 | 0.00019054 | 0.35255 | 0.35255 | 0.35255 | 0.99359 | -0.12167 | 0.99497 | -0.095413 | 48.4268
75 | 0.19825 | 0.050616 | -0.19803 | -0.05048 | 0.00021294 | 0.00013595 | 0.29723 | 0.29723 | 0.29723 | 0.99359 | -0.12167 | 0.99242 | -0.14392 | 40.8283
76 | -0.23743 | -0.060577 | 0.23821 | 0.061079 | 0.00078592 | 0.00050212 | 0.35546 | 0.35546 | 0.35546 | 0.99497 | -0.095413 | 0.99856 | -0.027129 | 48.8274
77 | 0.080711 | 0.020484 | -0.080596 | -0.020411 | 0.00011516 | 7.3433e-05 | 0.12111 | 0.12111 | 0.12111 | 0.99242 | -0.14392 | 0.99088 | -0.17363 | 33.2713
78 | 0.078551 | 0.019899 | -0.078434 | -0.019824 | 0.00011711 | 7.4665e-05 | 0.11804 | 0.11804 | 0.11804 | 0.99088 | -0.17363 | 0.98926 | -0.20472 | 32.4276
79 | 0.0026547 | 0.00066515 | -0.0026546 | -0.0006653 | 1.046e-07 | -1.5764e-07 | 0.003993 | 0.0039931 | 0.0039931 | 0.98926 | -0.20472 | 0.98922 | -0.20554 | 1.097
80 | 0.072706 | 0.018389 | -0.0727 | -0.018385 | 5.8568e-06 | 3.7316e-06 | 0.10942 | 0.10942 | 0.10942 | 0.98926 | -0.20472 | 0.98918 | -0.2064 | 30.0608
81 | -0.23985 | -0.06149 | 0.23998 | 0.061575 | 0.00013318 | 8.5089e-05 | 0.35791 | 0.35791 | 0.35791 | 0.99856 | -0.027129 | 0.99917 | -0.015684 | 49.1628
82 | -0.24242 | -0.062187 | 0.24247 | 0.062217 | 4.7798e-05 | 3.0539e-05 | 0.36154 | 0.36154 | 0.36154 | 0.99917 | -0.015684 | 0.99938 | -0.01162 | 49.662
83 | 0.069694 | 0.017631 | -0.069613 | -0.01758 | 8.0249e-05 | 5.111e-05 | 0.1049 | 0.1049 | 0.1049 | 0.98918 | -0.2064 | 0.98793 | -0.23042 | 28.8183
84 | -0.0029456 | -0.00073824 | 0.0029456 | 0.00073822 | 1.4358e-08 | -1.5541e-08 | 0.0044445 | 0.0044445 | 0.0044445 | 0.98618 | -0.26491 | 0.98618 | -0.26481 | 1.221
85 | -0.0044844 | -0.0011239 | 0.0044847 | 0.0011238 | 3.33e-07 | -3.4379e-08 | 0.0067663 | 0.0067662 | 0.0067663 | 0.98618 | -0.26481 | 0.98626 | -0.26325 | 1.8589
86 | -0.050614 | -0.012789 | 0.050648 | 0.012811 | 3.3907e-05 | 2.1503e-05 | 0.076401 | 0.076401 | 0.076401 | 0.98626 | -0.26325 | 0.98698 | -0.24929 | 20.9892
87 | 0.040978 | 0.010374 | -0.040949 | -0.010356 | 2.8977e-05 | 1.8288e-05 | 0.061862 | 0.061862 | 0.061862 | 0.98626 | -0.26325 | 0.9855 | -0.27799 | 16.9951
88 | -0.05352 | -0.013531 | 0.05352 | 0.013531 | 1.7773e-07 | 1.1282e-07 | 0.080731 | 0.080731 | 0.080731 | 0.98698 | -0.24929 | 0.98699 | -0.24922 | 22.1789
89 | 0.039368 | 0.0099601 | -0.039355 | -0.0099518 | 1.3129e-05 | 8.2767e-06 | 0.059476 | 0.059476 | 0.059476 | 0.9855 | -0.27799 | 0.98514 | -0.28494 | 16.3395
90 | -0.032322 | -0.0081542 | 0.032394 | 0.0081988 | 7.1241e-05 | 4.459e-05 | 0.048991 | 0.048991 | 0.048991 | 0.98212 | -0.34365 | 0.98448 | -0.29773 | 13.4591
91 | 0.032322 | 0.0081542 | -0.03222 | -0.0080904 | 0.00010194 | 6.3813e-05 | 0.048991 | 0.048992 | 0.048992 | 0.98212 | -0.34365 | 0.97874 | -0.40975 | 13.4592
92 | -0.035461 | -0.0089675 | 0.035482 | 0.0089806 | 2.0837e-05 | 1.309e-05 | 0.053627 | 0.053626 | 0.053627 | 0.98448 | -0.29773 | 0.98511 | -0.28549 | 14.7326
93 | 0.029611 | 0.0074364 | -0.029605 | -0.0074328 | 5.8164e-06 | 3.6263e-06 | 0.045024 | 0.045024 | 0.045024 | 0.97874 | -0.40975 | 0.97853 | -0.41386 | 12.3693
94 | -0.056503 | -0.014278 | 0.056506 | 0.014281 | 3.9588e-06 | 2.5151e-06 | 0.085227 | 0.085227 | 0.085227 | 0.98699 | -0.24922 | 0.98706 | -0.24776 | 23.414
95 | 0.037383 | 0.0094577 | -0.037382 | -0.0094571 | 9.7791e-07 | 6.1546e-07 | 0.056498 | 0.056498 | 0.056498 | 0.98514 | -0.28494 | 0.98511 | -0.28549 | 15.5214
96 | 0.027091 | 0.0068027 | -0.027073 | -0.0067919 | 1.7421e-05 | 1.0806e-05 | 0.041201 | 0.041201 | 0.041201 | 0.97853 | -0.41386 | 0.97784 | -0.42735 | 11.319
97 | -0.092962 | -0.023657 | 0.092964 | 0.023658 | 2.3192e-06 | 1.4801e-06 | 0.13915 | 0.13915 | 0.13915 | 0.995 | -0.095032 | 0.99503 | -0.094514 | 38.2282
98 | 0.091405 | 0.023267 | -0.091356 | -0.023235 | 4.9154e-05 | 3.1368e-05 | 0.13682 | 0.13682 | 0.13682 | 0.995 | -0.095032 | 0.99442 | -0.10619 | 37.5886
99 | -0.095517 | -0.024298 | 0.095519 | 0.024299 | 2.5674e-06 | 1.6388e-06 | 0.14297 | 0.14297 | 0.14297 | 0.99503 | -0.094514 | 0.99506 | -0.093956 | 39.2768
100 | 0.089364 | 0.022736 | -0.089362 | -0.022734 | 2.2731e-06 | 1.4504e-06 | 0.13384 | 0.13384 | 0.13384 | 0.99442 | -0.10619 | 0.99439 | -0.10672 | 36.7698
101 | -0.097378 | -0.024765 | 0.097456 | 0.024815 | 7.759e-05 | 4.9531e-05 | 0.14575 | 0.14575 | 0.14575 | 0.99506 | -0.093956 | 0.99593 | -0.077433 | 40.0405
102 | 0.086625 | 0.022048 | -0.086298 | -0.02184 | 0.00032646 | 0.00020827 | 0.12975 | 0.12975 | 0.12975 | 0.99439 | -0.10672 | 0.9903 | -0.18521 | 35.6446
103 | -0.099527 | -0.025334 | 0.099556 | 0.025352 | 2.8597e-05 | 1.8257e-05 | 0.14884 | 0.14884 | 0.14884 | 0.99593 | -0.077433 | 0.99624 | -0.071476 | 40.8907
104 | 0.083707 | 0.021191 | -0.083662 | -0.021162 | 4.4533e-05 | 2.8405e-05 | 0.12585 | 0.12585 | 0.12585 | 0.9903 | -0.18521 | 0.98972 | -0.1963 | 34.5748
105 | -0.10245 | -0.026078 | 0.10248 | 0.026098 | 3.2459e-05 | 2.0726e-05 | 0.15316 | 0.15316 | 0.15316 | 0.99624 | -0.071476 | 0.99658 | -0.064906 | 42.0781
106 | 0.080969 | 0.020487 | -0.08085 | -0.020411 | 0.00011895 | 7.5852e-05 | 0.1218 | 0.1218 | 0.1218 | 0.98972 | -0.1963 | 0.98814 | -0.22696 | 33.4624
107 | -0.05942 | -0.015011 | 0.059479 | 0.015049 | 5.9284e-05 | 3.769e-05 | 0.089619 | 0.089619 | 0.089619 | 0.98706 | -0.24776 | 0.98814 | -0.22696 | 24.6206
108 | 0.065965 | 0.016666 | -0.065963 | -0.016664 | 2.5115e-06 | 1.5987e-06 | 0.099404 | 0.099404 | 0.099404 | 0.98793 | -0.23042 | 0.98789 | -0.23122 | 27.3088
109 | 0.062392 | 0.01577 | -0.06233 | -0.01573 | 6.2254e-05 | 3.9602e-05 | 0.094026 | 0.094026 | 0.094026 | 0.98789 | -0.23122 | 0.98682 | -0.25205 | 25.8314
110 | 0.059321 | 0.014976 | -0.059312 | -0.01497 | 9.2241e-06 | 5.8642e-06 | 0.089489 | 0.089489 | 0.089489 | 0.98682 | -0.25205 | 0.98665 | -0.2553 | 24.5848
111 | -0.2441 | -0.062626 | 0.24424 | 0.062714 | 0.0001377 | 8.798e-05 | 0.36397 | 0.36397 | 0.36397 | 0.99938 | -0.01162 | 1 | 0 | 49.9958
112 | 0.11397 | 0.029113 | -0.1139 | -0.029066 | 7.3298e-05 | 4.6822e-05 | 0.16979 | 0.16979 | 0.16979 | 1 | 0 | 0.9993 | -0.013312 | 46.6447
113 | 0.1109 | 0.028314 | -0.1107 | -0.028188 | 0.00019807 | 0.00012651 | 0.16532 | 0.16532 | 0.16532 | 0.9993 | -0.013312 | 0.99735 | -0.050341 | 45.4182
114 | 0.10908 | 0.02778 | -0.10904 | -0.027756 | 3.7778e-05 | 2.4128e-05 | 0.1629 | 0.1629 | 0.1629 | 0.99735 | -0.050341 | 0.99697 | -0.057524 | 44.7519
115 | -0.10451 | -0.026606 | 0.10451 | 0.026606 | 9.6731e-07 | 6.177e-07 | 0.15619 | 0.15619 | 0.15619 | 0.99658 | -0.064906 | 0.99659 | -0.064714 | 42.9086
116 | -0.10617 | -0.027023 | 0.10621 | 0.027047 | 3.682e-05 | 2.3514e-05 | 0.15867 | 0.15867 | 0.15867 | 0.99659 | -0.064714 | 0.99697 | -0.057524 | 43.5912
117 | -0.02439 | -0.0061187 | 0.024392 | 0.0061199 | 1.8655e-06 | 1.1487e-06 | 0.037121 | 0.037121 | 0.037121 | 0.97776 | -0.42896 | 0.97784 | -0.42735 | 10.198

## res_trafo
| p_hv_mw | q_hv_mvar | p_lv_mw | q_lv_mvar | pl_mw | ql_mvar | i_hv_ka | i_lv_ka | vm_hv_pu | va_hv_degree | vm_lv_pu | va_lv_degree | loading_percent
0 | -1.2729e-15 | -1.3162e-15 | 0.00165 | 1.2699e-07 | 0.00165 | 1.2699e-07 | 5.2857e-17 | 0.0023815 | 0.99998 | 149.9956 | 1 | 0 | 0.2619

## res_ext_grid
| p_mw | q_mvar
0 | 0.3623 | 0.092436

## res_load
| p_mw | q_mvar
0 | 0.0012292 | 0.00030807
1 | 0.0011307 | 0.00028338
2 | 0.00059655 | 0.00014951
3 | 0.0010267 | 0.00025731
4 | 0.0018722 | 0.00046922
5 | 0.0012761 | 0.00031983
6 | 0.0014182 | 0.00035543
7 | 0.0023085 | 0.00057856
8 | 0.0027404 | 0.00068681
9 | 0.0035827 | 0.0008979
10 | 0.0011315 | 0.00028358
11 | 0.0036566 | 0.00091642
12 | 0.0048808 | 0.0012233
13 | 0.011896 | 0.0029814
14 | 0.012308 | 0.0030847
15 | 0.0029521 | 0.00073987
16 | 0.0015681 | 0.000393
17 | 0.00074016 | 0.0001855
18 | 0.015267 | 0.0038264
19 | 0.0037224 | 0.00093291
20 | 0.0022147 | 0.00055506
21 | 0.0161 | 0.0040351
22 | 0.0034374 | 0.0008615
23 | 0.011301 | 0.0028324
24 | 0.0069262 | 0.0017359
25 | 0.01557 | 0.0039023
26 | 0.0027815 | 0.00069712
27 | 0.0019265 | 0.00048283
28 | 0.0015283 | 0.00038303
29 | 0.017336 | 0.0043449
30 | 0.0035614 | 0.00089257
31 | 0.0035513 | 0.00089003
32 | 0.0030625 | 0.00076753
33 | 0.017786 | 0.0044576
34 | 0.0013393 | 0.00033566
35 | 0.001993 | 0.0004995
36 | 0.0019289 | 0.00048342
37 | 0.0021608 | 0.00054154
38 | 0.0038639 | 0.00096837
39 | 0.0029905 | 0.0007495
40 | 0.00396 | 0.00099247
41 | 0.002099 | 0.00052607
42 | 0.0031671 | 0.00079376
43 | 0.0015449 | 0.00038718
44 | 0.0015358 | 0.00038491
45 | 0.0018358 | 0.00046009
46 | 0.0013111 | 0.00032859
47 | 0.00093395 | 0.00023407
48 | 0.0012363 | 0.00030984
49 | 0.0012381 | 0.0003103
50 | 0.00093378 | 0.00023403
51 | 0.0033671 | 0.00084387
52 | 0.002552 | 0.0006396
53 | 0.0089369 | 0.0022398
54 | 0.0021723 | 0.00054443
55 | 0.0093168 | 0.002335
56 | 0.0093143 | 0.0023344
57 | 0.00195 | 0.00048872
58 | 0.002045 | 0.00051253
59 | 0.003073 | 0.00077016
60 | 0.0016393 | 0.00041084
61 | 0.0024401 | 0.00061155
62 | 0.0026546 | 0.0006653
63 | 0.0030064 | 0.00075348
64 | 0.0029456 | 0.00073824
65 | 0.0015388 | 0.00038565
66 | 0.0051516 | 0.0012911
67 | 0.0028724 | 0.00071989
68 | 0.0015806 | 0.00039613
69 | 0.0030672 | 0.0007687
70 | 0.0026096 | 0.00065402
71 | 0.002982 | 0.00074736
72 | 0.0019716 | 0.00049412
73 | 0.001901 | 0.00047643
74 | 0.002514 | 0.00063008
75 | 0.0015567 | 0.00039015
76 | 0.0025524 | 0.00063969
77 | 0.001992 | 0.00049923
78 | 0.0018589 | 0.0004659
79 | 0.0027373 | 0.00068602
80 | 0.0020713 | 0.00051912
81 | 0.0025916 | 0.00064951
82 | 0.0028937 | 0.00072523
83 | 0.0026932 | 0.00067499
84 | 0.0029132 | 0.00073013
85 | 0.0036479 | 0.00091426
86 | 0.0035705 | 0.00089485
87 | 0.0030091 | 0.00075415
88 | 0.0039499 | 0.00098993
89 | 0.001632 | 0.00040902
90 | 0.0024319 | 0.00060949
91 | 0.0029982 | 0.00075141
92 | 0.0016256 | 0.00040742
93 | 0.0020248 | 0.00050745
94 | 0.001664 | 0.00041704
95 | 0.0028309 | 0.00070948
96 | 0.0012876 | 0.00032269
97 | 0.0026814 | 0.00067203

## dtypes
| element | column | dtype
0 | bus | name | object
1 | bus | vn_kv | float64
2 | bus | type | object
3 | bus | zone | object
4 | bus | in_service | bool
5 | load | name | object
6 | load | bus | uint32
7 | load | p_mw | float64
8 | load | q_mvar | float64
9 | load | const_z_percent | float64
10 | load | const_i_percent | float64
11 | load | sn_mva | float64
12 | load | scaling | float64
13 | load | in_service | bool
14 | load | type | object
15 | ext_grid | name | object
16 | ext_grid | bus | uint32
17 | ext_grid | vm_pu | float64
18 | ext_grid | va_degree | float64
19 | ext_grid | slack_weight | float64
20 | ext_grid | in_service | bool
21 | line | name | object
22 | line | std_type | object
23 | line | from_bus | uint32
24 | line | to_bus | uint32
25 | line | length_km | float64
26 | line | r_ohm_per_km | float64
27 | line | x_ohm_per_km | float64
28 | line | c_nf_per_km | float64
29 | line | g_us_per_km | float64
30 | line | max_i_ka | float64
31 | line | df | float64
32 | line | parallel | uint32
33 | line | type | object
34 | line | in_service | bool
35 | trafo | name | object
36 | trafo | std_type | object
37 | trafo | hv_bus | uint32
38 | trafo | lv_bus | uint32
39 | trafo | sn_mva | float64
40 | trafo | vn_hv_kv | float64
41 | trafo | vn_lv_kv | float64
42 | trafo | vk_percent | float64
43 | trafo | vkr_percent | float64
44 | trafo | pfe_kw | float64
45 | trafo | i0_percent | float64
46 | trafo | shift_degree | float64
47 | trafo | tap_side | object
48 | trafo | tap_neutral | int32
49 | trafo | tap_min | int32
50 | trafo | tap_max | int32
51 | trafo | tap_step_percent | float64
52 | trafo | tap_step_degree | float64
53 | trafo | tap_pos | int32
54 | trafo | tap_phase_shifter | bool
55 | trafo | parallel | uint32
56 | trafo | df | float64
57 | trafo | in_service | bool
58 | line_geodata | coords | object
59 | bus_geodata | x | float64
60 | bus_geodata | y | float64
61 | bus_geodata | coords | object
62 | res_bus | vm_pu | float64
63 | res_bus | va_degree | float64
64 | res_bus | p_mw | float64
65 | res_bus | q_mvar | float64
66 | res_line | p_from_mw | float64
67 | res_line | q_from_mvar | float64
68 | res_line | p_to_mw | float64
69 | res_line | q_to_mvar | float64
70 | res_line | pl_mw | float64
71 | res_line | ql_mvar | float64
72 | res_line | i_from_ka | float64
73 | res_line | i_to_ka | float64
74 | res_line | i_ka | float64
75 | res_line | vm_from_pu | float64
76 | res_line | va_from_degree | float64
77 | res_line | vm_to_pu | float64
78 | res_line | va_to_degree | float64
79 | res_line | loading_percent | float64
80 | res_trafo | p_hv_mw | float64
81 | res_trafo | q_hv_mvar | float64
82 | res_trafo | p_lv_mw | float64
83 | res_trafo | q_lv_mvar | float64
84 | res_trafo | pl_mw | float64
85 | res_trafo | ql_mvar | float64
86 | res_trafo | i_hv_ka | float64
87 | res_trafo | i_lv_ka | float64
88 | res_trafo | vm_hv_pu | float64
89 | res_trafo | va_hv_degree | float64
90 | res_trafo | vm_lv_pu | float64
91 | res_trafo | va_lv_degree | float64
92 | res_trafo | loading_percent | float64
93 | res_ext_grid | p_mw | float64
94 | res_ext_grid | q_mvar | float64
95 | res_load | p_mw | float64
96 | res_load | q_mvar | float64

## parameters
| version | format_version | converged | OPF_converged | name | f_hz | sn_mva
0 | 2.14.6 | 2.14.0 | TRUE | FALSE |  | 50 | 1