## bus
| name | vn_kv | type | zone | in_service
0 | bus_LV_230-164_0_3_node_0 | 0.4 | n |  | TRUE
1 | bus_LV_230-164_0_3_node_1 | 0.4 | n |  | TRUE
2 | bus_LV_230-164_0_3_node_2 | 0.4 | n |  | TRUE
3 | bus_LV_230-164_0_3_node_3 | 0.4 | n |  | TRUE
4 | bus_LV_230-164_0_3_node_125 | 0.4 | n |  | TRUE
5 | bus_LV_230-164_0_3_node_126 | 0.4 | n |  | TRUE
6 | bus_LV_230-164_0_3_node_127 | 0.4 | n |  | TRUE
7 | bus_LV_230-164_0_3_node_128 | 0.4 | n |  | TRUE
8 | bus_LV_230-164_0_3_node_6 | 0.4 | n |  | TRUE
9 | bus_LV_230-164_0_3_node_5 | 0.4 | n |  | TRUE
10 | bus_LV_230-164_0_3_node_4 | 0.4 | n |  | TRUE
11 | bus_LV_230-164_0_3_node_19 | 0.4 | n |  | TRUE
12 | bus_LV_230-164_0_3_node_10 | 0.4 | n |  | TRUE
13 | bus_LV_230-164_0_3_node_7 | 0.4 | n |  | TRUE
14 | bus_LV_230-164_0_3_node_145 | 0.4 | n |  | TRUE
15 | bus_LV_230-164_0_3_node_146 | 0.4 | n |  | TRUE
16 | bus_LV_230-164_0_3_node_142 | 0.4 | n |  | TRUE
17 | bus_LV_230-164_0_3_node_134 | 0.4 | n |  | TRUE
18 | bus_LV_230-164_0_3_node_144 | 0.4 | n |  | TRUE
19 | bus_LV_230-164_0_3_node_140 | 0.4 | n |  | TRUE
20 | bus_LV_230-164_0_3_node_24 | 0.4 | n |  | TRUE
21 | bus_LV_230-164_0_3_node_8 | 0.4 | n |  | TRUE
22 | bus_LV_230-164_0_3_node_147 | 0.4 | n |  | TRUE
23 | bus_LV_230-164_0_3_node_148 | 0.4 | n |  | TRUE
24 | bus_LV_230-164_0_3_node_9 | 0.4 | n |  | TRUE
25 | bus_LV_230-164_0_3_node_18 | 0.4 | n |  | TRUE
26 | bus_LV_230-164_0_3_node_96 | 0.4 | n |  | TRUE
27 | bus_LV_230-164_0_3_node_97 | 0.4 | n |  | TRUE
28 | bus_LV_230-164_0_3_node_11 | 0.4 | n |  | TRUE
29 | bus_LV_230-164_0_3_node_12 | 0.4 | n |  | TRUE
30 | bus_LV_230-164_0_3_node_14 | 0.4 | n |  | TRUE
31 | bus_LV_230-164_0_3_node_15 | 0.4 | n |  | TRUE
32 | bus_LV_230-164_0_3_node_13 | 0.4 | n |  | TRUE
33 | bus_LV_230-164_0_3_node_16 | 0.4 | n |  | TRUE
34 | bus_LV_230-164_0_3_node_17 | 0.4 | n |  | TRUE
35 | bus_LV_230-164_0_3_node_22 | 0.4 | n |  | TRUE
36 | bus_LV_230-164_0_3_node_20 | 0.4 | n |  | TRUE
37 | bus_LV_230-164_0_3_node_79 | 0.4 | n |  | TRUE
38 | bus_LV_230-164_0_3_node_23 | 0.4 | n |  | TRUE
39 | bus_LV_230-164_0_3_node_21 | 0.4 | n |  | TRUE
40 | bus_LV_230-164_0_3_node_82 | 0.4 | n |  | TRUE
41 | bus_LV_230-164_0_3_node_66 | 0.4 | n |  | TRUE
42 | bus_LV_230-164_0_3_node_120 | 0.4 | n |  | TRUE
43 | bus_LV_230-164_0_3_node_64 | 0.4 | n |  | TRUE
44 | bus_LV_230-164_0_3_node_75 | 0.4 | n |  | TRUE
45 | bus_LV_230-164_0_3_node_121 | 0.4 | n |  | TRUE
46 | bus_LV_230-164_0_3_node_68 | 0.4 | n |  | TRUE
47 | bus_LV_230-164_0_3_node_80 | 0.4 | n |  | TRUE
48 | bus_LV_230-164_0_3_node_105 | 0.4 | n |  | TRUE
49 | bus_LV_230-164_0_3_node_95 | 0.4 | n |  | TRUE
50 | bus_LV_230-164_0_3_node_114 | 0.4 | n |  | TRUE
51 | bus_LV_230-164_0_3_node_110 | 0.4 | n |  | TRUE
52 | bus_LV_230-164_0_3_node_81 | 0.4 | n |  | TRUE
53 | bus_LV_230-164_0_3_node_25 | 0.4 | n |  | TRUE
54 | bus_LV_230-164_0_3_node_92 | 0.4 | n |  | TRUE
55 | bus_LV_230-164_0_3_node_90 | 0.4 | n |  | TRUE
56 | bus_LV_230-164_0_3_node_26 | 0.4 | n |  | TRUE
57 | bus_LV_230-164_0_3_node_27 | 0.4 | n |  | TRUE
58 | bus_LV_230-164_0_3_node_28 | 0.4 | n |  | TRUE
59 | bus_LV_230-164_0_3_node_67 | 0.4 | n |  | TRUE
60 | bus_LV_230-164_0_3_node_29 | 0.4 | n |  | TRUE
61 | bus_LV_230-164_0_3_node_30 | 0.4 | n |  | TRUE
62 | bus_LV_230-164_0_3_node_31 | 0.4 | n |  | TRUE
63 | bus_LV_230-164_0_3_node_32 | 0.4 | n |  | TRUE
64 | bus_LV_230-164_0_3_node_34 | 0.4 | n |  | TRUE
65 | bus_LV_230-164_0_3_node_35 | 0.4 | n |  | TRUE
66 | bus_LV_230-164_0_3_node_33 | 0.4 | n |  | TRUE
67 | bus_LV_230-164_0_3_node_39 | 0.4 | n |  | TRUE
68 | bus_LV_230-164_0_3_node_38 | 0.4 | n |  | TRUE
69 | bus_LV_230-164_0_3_node_60 | 0.4 | n |  | TRUE
70 | bus_LV_230-164_0_3_node_36 | 0.4 | n |  | TRUE
71 | bus_LV_230-164_0_3_node_58 | 0.4 | n |  | TRUE
72 | bus_LV_230-164_0_3_node_37 | 0.4 | n |  | TRUE
73 | bus_LV_230-164_0_3_node_61 | 0.4 | n |  | TRUE
74 | bus_LV_230-164_0_3_node_41 | 0.4 | n |  | TRUE
75 | bus_LV_230-164_0_3_node_42 | 0.4 | n |  | TRUE
76 | bus_LV_230-164_0_3_node_43 | 0.4 | n |  | TRUE
77 | bus_LV_230-164_0_3_node_47 | 0.4 | n |  | TRUE
78 | bus_LV_230-164_0_3_node_49 | 0.4 | n |  | TRUE
79 | bus_LV_230-164_0_3_node_44 | 0.4 | n |  | TRUE
80 | bus_LV_230-164_0_3_node_46 | 0.4 | n |  | TRUE
81 | bus_LV_230-164_0_3_node_108 | 0.4 | n |  | TRUE
82 | bus_LV_230-164_0_3_node_45 | 0.4 | n |  | TRUE
83 | bus_LV_230-164_0_3_node_56 | 0.4 | n |  | TRUE
84 | bus_LV_230-164_0_3_node_48 | 0.4 | n |  | TRUE
85 | bus_LV_230-164_0_3_node_53 | 0.4 | n |  | TRUE
86 | bus_LV_230-164_0_3_node_124 | 0.4 | n |  | TRUE
87 | bus_LV_230-164_0_3_node_51 | 0.4 | n |  | TRUE
88 | bus_LV_230-164_0_3_node_57 | 0.4 | n |  | TRUE
89 | bus_LV_230-164_0_3_node_54 | 0.4 | n |  | TRUE
90 | bus_LV_230-164_0_3_node_55 | 0.4 | n |  | TRUE
91 | bus_LV_230-164_0_3_node_104 | 0.4 | n |  | TRUE
92 | bus_LV_230-164_0_3_node_101 | 0.4 | n |  | TRUE
93 | bus_LV_230-164_0_3_node_62 | 0.4 | n |  | TRUE
94 | bus_LV_230-164_0_3_node_63 | 0.4 | n |  | TRUE
95 | bus_LV_230-164_0_3_node_65 | 0.4 | n |  | TRUE
96 | bus_LV_230-164_0_3_node_77 | 0.4 | n |  | TRUE
97 | bus_LV_230-164_0_3_node_76 | 0.4 | n |  | TRUE
98 | bus_LV_230-164_0_3_node_107 | 0.4 | n |  | TRUE
99 | bus_LV_230-164_0_3_node_69 | 0.4 | n |  | TRUE
100 | bus_LV_230-164_0_3_node_70 | 0.4 | n |  | TRUE
101 | bus_LV_230-164_0_3_node_71 | 0.4 | n |  | TRUE
102 | bus_LV_230-164_0_3_node_72 | 0.4 | n |  | TRUE
103 | bus_LV_230-164_0_3_node_74 | 0.4 | n |  | TRUE
104 | bus_LV_230-164_0_3_node_78 | 0.4 | n |  | TRUE
105 | bus_LV_230-164_0_3_node_73 | 0.4 | n |  | TRUE
106 | bus_LV_230-164_0_3_node_117 | 0.4 | n |  | TRUE
107 | bus_LV_230-164_0_3_node_123 | 0.4 | n |  | TRUE
108 | bus_LV_230-164_0_3_node_118 | 0.4 | n |  | TRUE
109 | bus_LV_230-164_0_3_node_116 | 0.4 | n |  | TRUE
110 | bus_LV_230-164_0_3_node_122 | 0.4 | n |  | TRUE
111 | bus_LV_230-164_0_3_node_112 | 0.4 | n |  | TRUE
112 | bus_LV_230-164_0_3_node_106 | 0.4 | n |  | TRUE
113 | bus_LV_230-164_0_3_node_83 | 0.4 | n |  | TRUE
114 | bus_LV_230-164_0_3_node_84 | 0.4 | n |  | TRUE
115 | bus_LV_230-164_0_3_node_85 | 0.4 | n |  | TRUE
116 | bus_LV_230-164_0_3_node_86 | 0.4 | n |  | TRUE
117 | bus_LV_230-164_0_3_node_87 | 0.4 | n |  | TRUE
118 | bus_LV_230-164_0_3_node_88 | 0.4 | n |  | TRUE
119 | bus_LV_230-164_0_3_node_103 | 0.4 | n |  | TRUE
120 | bus_LV_230-164_0_3_node_94 | 0.4 | n |  | TRUE
121 | bus_LV_230-164_0_3_node_89 | 0.4 | n |  | TRUE
122 | bus_LV_230-164_0_3_node_91 | 0.4 | n |  | TRUE
123 | bus_LV_230-164_0_3_node_93 | 0.4 | n |  | TRUE
124 | bus_LV_230-164_0_3_node_119 | 0.4 | n |  | TRUE
125 | bus_LV_230-164_0_3_node_115 | 0.4 | n |  | TRUE
126 | bus_LV_230-164_0_3_node_109 | 0.4 | n |  | TRUE
127 | bus_LV_230-164_0_3_node_98 | 0.4 | n |  | TRUE
128 | bus_LV_230-164_0_3_node_99 | 0.4 | n |  | TRUE
129 | bus_LV_230-164_0_3_node_111 | 0.4 | n |  | TRUE
130 | bus_LV_230-164_0_3_node_113 | 0.4 | n |  | TRUE
131 | bus_LV_230-164_0_3_node_143 | 0.4 | n |  | TRUE
132 | bus_LV_230-164_0_3_node_132 | 0.4 | n |  | TRUE
133 | bus_LV_230-164_0_3_node_141 | 0.4 | n |  | TRUE
134 | bus_LV_230-164_0_3_node_137 | 0.4 | n |  | TRUE
135 | bus_LV_230-164_0_3_node_129 | 0.4 | n |  | TRUE
136 | bus_LV_230-164_0_3_node_130 | 0.4 | n |  | TRUE
137 | bus_LV_230-164_0_3_node_131 | 0.4 | n |  | TRUE
138 | bus_LV_230-164_0_3_node_133 | 0.4 | n |  | TRUE
139 | bus_LV_230-164_0_3_node_135 | 0.4 | n |  | TRUE
140 | bus_LV_230-164_0_3_node_136 | 0.4 | n |  | TRUE
141 | bus_LV_230-164_0_3_node_138 | 0.4 | n |  | TRUE
142 | bus_LV_230-164_0_3_node_139 | 0.4 | n |  | TRUE
143 | bus_MV_370_0_node_83 | 20 | n |  | TRUE

## load
| name | bus | p_mw | q_mvar | const_z_percent | const_i_percent | sn_mva | scaling | in_service | type
0 | LV_230-164_0_3_load_0 | 0 | 0.0021349 | 0.00053505 | 0 | 0 |  | 1 | TRUE | wye
1 | LV_230-164_0_3_load_125 | 4 | 0.0006832 | 0.00017123 | 0 | 0 |  | 1 | TRUE | wye
2 | LV_230-164_0_3_load_128 | 7 | 0.00067683 | 0.00016963 | 0 | 0 |  | 1 | TRUE | wye
3 | LV_230-164_0_3_load_19 | 11 | 0.0080349 | 0.0020137 | 0 | 0 |  | 1 | TRUE | wye
4 | LV_230-164_0_3_load_10 | 12 | 0.010564 | 0.0026477 | 0 | 0 |  | 1 | TRUE | wye
5 | LV_230-164_0_3_load_7 | 13 | 0.0036253 | 0.00090859 | 0 | 0 |  | 1 | TRUE | wye
6 | LV_230-164_0_3_load_146 | 15 | 0.0086654 | 0.0021717 | 0 | 0 |  | 1 | TRUE | wye
7 | LV_230-164_0_3_load_142 | 16 | 0.0005611 | 0.00014062 | 0 | 0 |  | 1 | TRUE | wye
8 | LV_230-164_0_3_load_144 | 18 | 0.00074692 | 0.00018719 | 0 | 0 |  | 1 | TRUE | wye
9 | LV_230-164_0_3_load_8 | 21 | 0.002471 | 0.0006193 | 0 | 0 |  | 1 | TRUE | wye
10 | LV_230-164_0_3_load_147 | 22 | 0.0089034 | 0.0022314 | 0 | 0 |  | 1 | TRUE | wye
11 | LV_230-164_0_3_load_148 | 23 | 0.0084935 | 0.0021287 | 0 | 0 |  | 1 | TRUE | wye
12 | LV_230-164_0_3_load_9 | 24 | 0.0088981 | 0.0022301 | 0 | 0 |  | 1 | TRUE | wye
13 | LV_230-164_0_3_load_11 | 28 | 0.0083847 | 0.0021014 | 0 | 0 |  | 1 | TRUE | wye
14 | LV_230-164_0_3_load_16 | 33 | 0.0088772 | 0.0022248 | 0 | 0 |  | 1 | TRUE | wye
15 | LV_230-164_0_3_load_20 | 36 | 0.0082352 | 0.0020639 | 0 | 0 |  | 1 | TRUE | wye
16 | LV_230-164_0_3_load_79 | 37 | 0.010064 | 0.0025223 | 0 | 0 |  | 1 | TRUE | wye
17 | LV_230-164_0_3_load_23 | 38 | 0.009227 | 0.0023125 | 0 | 0 |  | 1 | TRUE | wye
18 | LV_230-164_0_3_load_21 | 39 | 0.0093745 | 0.0023495 | 0 | 0 |  | 1 | TRUE | wye
19 | LV_230-164_0_3_load_82 | 40 | 0.0018747 | 0.00046985 | 0 | 0 |  | 1 | TRUE | wye
20 | LV_230-164_0_3_load_120 | 42 | 0.0082805 | 0.0020753 | 0 | 0 |  | 1 | TRUE | wye
21 | LV_230-164_0_3_load_64 | 43 | 0.010174 | 0.0025499 | 0 | 0 |  | 1 | TRUE | wye
22 | LV_230-164_0_3_load_121 | 45 | 0.0018171 | 0.0004554 | 0 | 0 |  | 1 | TRUE | wye
23 | LV_230-164_0_3_load_80 | 47 | 0.008776 | 0.0021995 | 0 | 0 |  | 1 | TRUE | wye
24 | LV_230-164_0_3_load_105 | 48 | 0.0022266 | 0.00055803 | 0 | 0 |  | 1 | TRUE | wye
25 | LV_230-164_0_3_load_95 | 49 | 0.0016743 | 0.00041963 | 0 | 0 |  | 1 | TRUE | wye
26 | LV_230-164_0_3_load_114 | 50 | 0.0018174 | 0.00045548 | 0 | 0 |  | 1 | TRUE | wye
27 | LV_230-164_0_3_load_110 | 51 | 0.0018168 | 0.00045532 | 0 | 0 |  | 1 | TRUE | wye
28 | LV_230-164_0_3_load_81 | 52 | 0.0018747 | 0.00046985 | 0 | 0 |  | 1 | TRUE | wye
29 | LV_230-164_0_3_load_25 | 53 | 0.001873 | 0.00046942 | 0 | 0 |  | 1 | TRUE | wye
30 | LV_230-164_0_3_load_92 | 54 | 0.0018758 | 0.00047012 | 0 | 0 |  | 1 | TRUE | wye
31 | LV_230-164_0_3_load_90 | 55 | 0.0018757 | 0.00047008 | 0 | 0 |  | 1 | TRUE | wye
32 | LV_230-164_0_3_load_26 | 56 | 0.0024991 | 0.00062634 | 0 | 0 |  | 1 | TRUE | wye
33 | LV_230-164_0_3_load_27 | 57 | 0.0015401 | 0.00038597 | 0 | 0 |  | 1 | TRUE | wye
34 | LV_230-164_0_3_load_28 | 58 | 0.001591 | 0.00039875 | 0 | 0 |  | 1 | TRUE | wye
35 | LV_230-164_0_3_load_67 | 59 | 0.002092 | 0.00052431 | 0 | 0 |  | 1 | TRUE | wye
36 | LV_230-164_0_3_load_29 | 60 | 0.00040095 | 0.00010049 | 0 | 0 |  | 1 | TRUE | wye
37 | LV_230-164_0_3_load_30 | 61 | 0.00035345 | 8.8583e-05 | 0 | 0 |  | 1 | TRUE | wye
38 | LV_230-164_0_3_load_32 | 63 | 0.0039572 | 0.00099178 | 0 | 0 |  | 1 | TRUE | wye
39 | LV_230-164_0_3_load_34 | 64 | 0.0026135 | 0.00065501 | 0 | 0 |  | 1 | TRUE | wye
40 | LV_230-164_0_3_load_35 | 65 | 0.00052832 | 0.00013241 | 0 | 0 |  | 1 | TRUE | wye
41 | LV_230-164_0_3_load_39 | 67 | 0.0022481 | 0.00056343 | 0 | 0 |  | 1 | TRUE | wye
42 | LV_230-164_0_3_load_38 | 68 | 0.00016936 | 4.2445e-05 | 0 | 0 |  | 1 | TRUE | wye
43 | LV_230-164_0_3_load_36 | 70 | 0.0013383 | 0.0003354 | 0 | 0 |  | 1 | TRUE | wye
44 | LV_230-164_0_3_load_58 | 71 | 0.0031873 | 0.00079883 | 0 | 0 |  | 1 | TRUE | wye
45 | LV_230-164_0_3_load_41 | 74 | 0.0017339 | 0.00043455 | 0 | 0 |  | 1 | TRUE | wye
46 | LV_230-164_0_3_load_108 | 81 | 0.0047857 | 0.0011994 | 0 | 0 |  | 1 | TRUE | wye
47 | LV_230-164_0_3_load_53 | 85 | 0.0031655 | 0.00079335 | 0 | 0 |  | 1 | TRUE | wye
48 | LV_230-164_0_3_load_124 | 86 | 0.0087072 | 0.0021822 | 0 | 0 |  | 1 | TRUE | wye
49 | LV_230-164_0_3_load_51 | 87 | 0.00043558 | 0.00010917 | 0 | 0 |  | 1 | TRUE | wye
50 | LV_230-164_0_3_load_57 | 88 | 0.0010568 | 0.00026485 | 0 | 0 |  | 1 | TRUE | wye
51 | LV_230-164_0_3_load_54 | 89 | 0.0015835 | 0.00039687 | 0 | 0 |  | 1 | TRUE | wye
52 | LV_230-164_0_3_load_55 | 90 | 0.0021904 | 0.00054896 | 0 | 0 |  | 1 | TRUE | wye
53 | LV_230-164_0_3_load_104 | 91 | 0.00074777 | 0.00018741 | 0 | 0 |  | 1 | TRUE | wye
54 | LV_230-164_0_3_load_62 | 93 | 0.0080633 | 0.0020208 | 0 | 0 |  | 1 | TRUE | wye
55 | LV_230-164_0_3_load_63 | 94 | 0.0088149 | 0.0022092 | 0 | 0 |  | 1 | TRUE | wye
56 | LV_230-164_0_3_load_65 | 95 | 0.0094267 | 0.0023626 | 0 | 0 |  | 1 | TRUE | wye
57 | LV_230-164_0_3_load_77 | 96 | 0.0081864 | 0.0020517 | 0 | 0 |  | 1 | TRUE | wye
58 | LV_230-164_0_3_load_76 | 97 | 0.0018171 | 0.0004554 | 0 | 0 |  | 1 | TRUE | wye
59 | LV_230-164_0_3_load_107 | 98 | 0.0018153 | 0.00045495 | 0 | 0 |  | 1 | TRUE | wye
60 | LV_230-164_0_3_load_69 | 99 | 0.0018165 | 0.00045527 | 0 | 0 |  | 1 | TRUE | wye
61 | LV_230-164_0_3_load_70 | 100 | 0.001816 | 0.00045513 | 0 | 0 |  | 1 | TRUE | wye
62 | LV_230-164_0_3_load_72 | 102 | 0.0018151 | 0.0004549 | 0 | 0 |  | 1 | TRUE | wye
63 | LV_230-164_0_3_load_74 | 103 | 0.0018166 | 0.00045529 | 0 | 0 |  | 1 | TRUE | wye
64 | LV_230-164_0_3_load_78 | 104 | 0.0018741 | 0.00046971 | 0 | 0 |  | 1 | TRUE | wye
65 | LV_230-164_0_3_load_73 | 105 | 0.0018165 | 0.00045526 | 0 | 0 |  | 1 | TRUE | wye
66 | LV_230-164_0_3_load_123 | 107 | 0.0018161 | 0.00045517 | 0 | 0 |  | 1 | TRUE | wye
67 | LV_230-164_0_3_load_118 | 108 | 0.0018161 | 0.00045516 | 0 | 0 |  | 1 | TRUE | wye
68 | LV_230-164_0_3_load_116 | 109 | 0.001816 | 0.00045513 | 0 | 0 |  | 1 | TRUE | wye
69 | LV_230-164_0_3_load_122 | 110 | 0.0018148 | 0.00045484 | 0 | 0 |  | 1 | TRUE | wye
70 | LV_230-164_0_3_load_112 | 111 | 0.002225 | 0.00055765 | 0 | 0 |  | 1 | TRUE | wye
71 | LV_230-164_0_3_load_106 | 112 | 0.0018163 | 0.0004552 | 0 | 0 |  | 1 | TRUE | wye
72 | LV_230-164_0_3_load_83 | 113 | 0.0010799 | 0.00027066 | 0 | 0 |  | 1 | TRUE | wye
73 | LV_230-164_0_3_load_84 | 114 | 0.0010798 | 0.00027062 | 0 | 0 |  | 1 | TRUE | wye
74 | LV_230-164_0_3_load_85 | 115 | 0.0010805 | 0.0002708 | 0 | 0 |  | 1 | TRUE | wye
75 | LV_230-164_0_3_load_86 | 116 | 0.0010795 | 0.00027055 | 0 | 0 |  | 1 | TRUE | wye
76 | LV_230-164_0_3_load_87 | 117 | 0.0010795 | 0.00027056 | 0 | 0 |  | 1 | TRUE | wye
77 | LV_230-164_0_3_load_88 | 118 | 0.00087145 | 0.00021841 | 0 | 0 |  | 1 | TRUE | wye
78 | LV_230-164_0_3_load_103 | 119 | 0.00063967 | 0.00016032 | 0 | 0 |  | 1 | TRUE | wye
79 | LV_230-164_0_3_load_94 | 120 | 0.0034634 | 0.00086801 | 0 | 0 |  | 1 | TRUE | wye
80 | LV_230-164_0_3_load_89 | 121 | 0.0018746 | 0.00046982 | 0 | 0 |  | 1 | TRUE | wye
81 | LV_230-164_0_3_load_91 | 122 | 0.0018767 | 0.00047034 | 0 | 0 |  | 1 | TRUE | wye
82 | LV_230-164_0_3_load_93 | 123 | 0.0018158 | 0.00045508 | 0 | 0 |  | 1 | TRUE | wye
83 | LV_230-164_0_3_load_119 | 124 | 0.0018161 | 0.00045516 | 0 | 0 |  | 1 | TRUE | wye
84 | LV_230-164_0_3_load_115 | 125 | 0.0018167 | 0.0004553 | 0 | 0 |  | 1 | TRUE | wye
85 | LV_230-164_0_3_load_109 | 126 | 0.0018158 | 0.00045508 | 0 | 0 |  | 1 | TRUE | wye
86 | LV_230-164_0_3_load_98 | 127 | 0.0010796 | 0.00027058 | 0 | 0 |  | 1 | TRUE | wye
87 | LV_230-164_0_3_load_99 | 128 | 0.0010803 | 0.00027076 | 0 | 0 |  | 1 | TRUE | wye
88 | LV_230-164_0_3_load_111 | 129 | 0.0018174 | 0.00045548 | 0 | 0 |  | 1 | TRUE | wye
89 | LV_230-164_0_3_load_113 | 130 | 0.0018148 | 0.00045484 | 0 | 0 |  | 1 | TRUE | wye
90 | LV_230-164_0_3_load_143 | 131 | 0.00053359 | 0.00013373 | 0 | 0 |  | 1 | TRUE | wye
91 | LV_230-164_0_3_load_141 | 133 | 0.00051717 | 0.00012962 | 0 | 0 |  | 1 | TRUE | wye
92 | LV_230-164_0_3_load_129 | 135 | 0.00056009 | 0.00014037 | 0 | 0 |  | 1 | TRUE | wye
93 | LV_230-164_0_3_load_131 | 137 | 0.00060322 | 0.00015118 | 0 | 0 |  | 1 | TRUE | wye
94 | LV_230-164_0_3_load_133 | 138 | 0.00057743 | 0.00014472 | 0 | 0 |  | 1 | TRUE | wye
95 | LV_230-164_0_3_load_136 | 140 | 0.002884 | 0.0007228 | 0 | 0 |  | 1 | TRUE | wye
96 | LV_230-164_0_3_load_138 | 141 | 0.0027563 | 0.00069079 | 0 | 0 |  | 1 | TRUE | wye
97 | LV_230-164_0_3_load_139 | 142 | 0.00058165 | 0.00014577 | 0 | 0 |  | 1 | TRUE | wye

## ext_grid
| name | bus | vm_pu | va_degree | slack_weight | in_service
0 |  | 28 | 1 | 0 | 1 | TRUE

## line
| name | std_type | from_bus | to_bus | length_km | r_ohm_per_km | x_ohm_per_km | c_nf_per_km | g_us_per_km | max_i_ka | df | parallel | type | in_service
0 | LV_230-164_0_3_line_0 |  | 0 | 1 | 0.003494 | 0.125 | 0.08 | 261 | 0 | 0.364 | 1 | 1 | cs | TRUE
1 | LV_230-164_0_3_line_1 |  | 1 | 2 | 0.011005 | 0.125 | 0.08 | 261 | 0 | 0.364 | 1 | 1 | cs | TRUE
2 | LV_230-164_0_3_line_2 |  | 1 | 3 | 0.044083 | 0.125 | 0.08 | 261 | 0 | 0.364 | 1 | 1 | cs | TRUE
3 | LV_230-164_0_3_line_3 |  | 2 | 4 | 0.005523 | 0.125 | 0.08 | 261 | 0 | 0.364 | 1 | 1 | cs | TRUE
4 | LV_230-164_0_3_line_4 |  | 2 | 5 | 0.004709 | 0.125 | 0.08 | 261 | 0 | 0.364 | 1 | 1 | cs | TRUE
5 | LV_230-164_0_3_line_5 |  | 3 | 6 | 0.005707 | 0.125 | 0.08 | 261 | 0 | 0.364 | 1 | 1 | cs | TRUE
6 | LV_230-164_0_3_line_6 |  | 3 | 7 | 0.004616 | 0.125 | 0.08 | 261 | 0 | 0.364 | 1 | 1 | cs | TRUE
7 | LV_230-164_0_3_line_7 |  | 3 | 8 | 0.065698 | 0.125 | 0.08 | 261 | 0 | 0.364 | 1 | 1 | cs | TRUE
8 | LV_230-164_0_3_line_8 |  | 3 | 9 | 0.060982 | 0.125 | 0.08 | 261 | 0 | 0.364 | 1 | 1 | cs | TRUE
9 | LV_230-164_0_3_line_9 |  | 5 | 16 | 0.00651 | 0.125 | 0.08 | 261 | 0 | 0.364 | 1 | 1 | cs | TRUE
10 | LV_230-164_0_3_line_10 |  | 5 | 17 | 0.005929 | 0.125 | 0.08 | 261 | 0 | 0.364 | 1 | 1 | cs | TRUE
11 | LV_230-164_0_3_line_11 |  | 6 | 18 | 0.005884 | 0.125 | 0.08 | 261 | 0 | 0.364 | 1 | 1 | cs | TRUE
12 | LV_230-164_0_3_line_12 |  | 6 | 19 | 0.008507 | 0.125 | 0.08 | 261 | 0 | 0.364 | 1 | 1 | cs | TRUE
13 | LV_230-164_0_3_line_13 |  | 8 | 14 | 0.016926 | 0.125 | 0.08 | 261 | 0 | 0.364 | 1 | 1 | cs | TRUE
14 | LV_230-164_0_3_line_14 |  | 8 | 15 | 0.005259 | 0.125 | 0.08 | 261 | 0 | 0.364 | 1 | 1 | cs | TRUE
15 | LV_230-164_0_3_line_15 |  | 9 | 12 | 0.021127 | 0.125 | 0.08 | 261 | 0 | 0.364 | 1 | 1 | cs | TRUE
16 | LV_230-164_0_3_line_16 |  | 9 | 13 | 0.0060986 | 0.125 | 0.08 | 261 | 0 | 0.364 | 1 | 1 | cs | TRUE
17 | LV_230-164_0_3_line_17 |  | 10 | 11 | 0.0095277 | 0.125 | 0.08 | 261 | 0 | 0.364 | 1 | 1 | cs | TRUE
18 | LV_230-164_0_3_line_18 |  | 10 | 12 | 0.013098 | 0.125 | 0.08 | 261 | 0 | 0.364 | 1 | 1 | cs | TRUE
19 | LV_230-164_0_3_line_19 |  | 11 | 20 | 0.013512 | 0.125 | 0.08 | 261 | 0 | 0.364 | 1 | 1 | cs | TRUE
20 | LV_230-164_0_3_line_20 |  | 13 | 21 | 0.012961 | 0.125 | 0.08 | 261 | 0 | 0.364 | 1 | 1 | cs | TRUE
21 | LV_230-164_0_3_line_21 |  | 14 | 22 | 0.024704 | 0.125 | 0.08 | 261 | 0 | 0.364 | 1 | 1 | cs | TRUE
22 | LV_230-164_0_3_line_22 |  | 14 | 23 | 0.005616 | 0.125 | 0.08 | 261 | 0 | 0.364 | 1 | 1 | cs | TRUE
23 | LV_230-164_0_3_line_23 |  | 17 | 131 | 0.006442 | 0.125 | 0.08 | 261 | 0 | 0.364 | 1 | 1 | cs | TRUE
24 | LV_230-164_0_3_line_24 |  | 17 | 132 | 0.005755 | 0.125 | 0.08 | 261 | 0 | 0.364 | 1 | 1 | cs | TRUE
25 | LV_230-164_0_3_line_25 |  | 19 | 133 | 0.005967 | 0.125 | 0.08 | 261 | 0 | 0.364 | 1 | 1 | cs | TRUE
26 | LV_230-164_0_3_line_26 |  | 19 | 134 | 0.005514 | 0.125 | 0.08 | 261 | 0 | 0.364 | 1 | 1 | cs | TRUE
27 | LV_230-164_0_3_line_27 |  | 20 | 35 | 0.004507 | 0.125 | 0.08 | 261 | 0 | 0.364 | 1 | 1 | cs | TRUE
28 | LV_230-164_0_3_line_28 |  | 24 | 25 | 0.016903 | 0.125 | 0.08 | 261 | 0 | 0.364 | 1 | 1 | cs | TRUE
29 | LV_230-164_0_3_line_29 |  | 25 | 26 | 0.019017 | 0.125 | 0.08 | 261 | 0 | 0.364 | 1 | 1 | cs | TRUE
30 | LV_230-164_0_3_line_30 |  | 25 | 27 | 0.008648 | 0.125 | 0.08 | 261 | 0 | 0.364 | 1 | 1 | cs | TRUE
31 | LV_230-164_0_3_line_31 |  | 26 | 48 | 0.010819 | 0.125 | 0.08 | 261 | 0 | 0.364 | 1 | 1 | cs | TRUE
32 | LV_230-164_0_3_line_32 |  | 26 | 49 | 0.005971 | 0.125 | 0.08 | 261 | 0 | 0.364 | 1 | 1 | cs | TRUE
33 | LV_230-164_0_3_line_33 |  | 27 | 50 | 0.0058 | 0.125 | 0.08 | 261 | 0 | 0.364 | 1 | 1 | cs | TRUE
34 | LV_230-164_0_3_line_34 |  | 27 | 51 | 0.01963 | 0.125 | 0.08 | 261 | 0 | 0.364 | 1 | 1 | cs | TRUE
35 | LV_230-164_0_3_line_35 |  | 28 | 29 | 0.018345 | 0.125 | 0.08 | 261 | 0 | 0.364 | 1 | 3 | cs | TRUE
36 | LV_230-164_0_3_line_36 |  | 29 | 30 | 0.031318 | 0.125 | 0.08 | 261 | 0 | 0.364 | 1 | 3 | cs | TRUE
37 | LV_230-164_0_3_line_37 |  | 29 | 31 | 0.041417 | 0.125 | 0.08 | 261 | 0 | 0.364 | 1 | 1 | cs | TRUE
38 | LV_230-164_0_3_line_38 |  | 30 | 35 | 0.012319 | 0.125 | 0.08 | 261 | 0 | 0.364 | 1 | 2 | cs | TRUE
39 | LV_230-164_0_3_line_39 |  | 30 | 36 | 0.018772 | 0.125 | 0.08 | 261 | 0 | 0.364 | 1 | 1 | cs | TRUE
40 | LV_230-164_0_3_line_40 |  | 31 | 37 | 0.01764 | 0.125 | 0.08 | 261 | 0 | 0.364 | 1 | 1 | cs | TRUE
41 | LV_230-164_0_3_line_41 |  | 32 | 33 | 0.01307 | 0.125 | 0.08 | 261 | 0 | 0.364 | 1 | 1 | cs | TRUE
42 | LV_230-164_0_3_line_42 |  | 32 | 34 | 0.028619 | 0.125 | 0.08 | 261 | 0 | 0.364 | 1 | 1 | cs | TRUE
43 | LV_230-164_0_3_line_43 |  | 34 | 38 | 0.001306 | 0.125 | 0.08 | 261 | 0 | 0.364 | 1 | 1 | cs | TRUE
44 | LV_230-164_0_3_line_44 |  | 34 | 39 | 0.016099 | 0.125 | 0.08 | 261 | 0 | 0.364 | 1 | 1 | cs | TRUE
45 | LV_230-164_0_3_line_45 |  | 35 | 40 | 0.026057 | 0.125 | 0.08 | 261 | 0 | 0.364 | 1 | 1 | cs | TRUE
46 | LV_230-164_0_3_line_46 |  | 36 | 39 | 0.024184 | 0.125 | 0.08 | 261 | 0 | 0.364 | 1 | 1 | cs | TRUE
47 | LV_230-164_0_3_line_47 |  | 37 | 47 | 0.02008 | 0.125 | 0.08 | 261 | 0 | 0.364 | 1 | 1 | cs | TRUE
48 | LV_230-164_0_3_line_48 |  | 40 | 52 | 0.010447 | 0.125 | 0.08 | 261 | 0 | 0.364 | 1 | 1 | cs | TRUE
49 | LV_230-164_0_3_line_49 |  | 41 | 42 | 0.020552 | 0.125 | 0.08 | 261 | 0 | 0.364 | 1 | 1 | cs | TRUE
50 | LV_230-164_0_3_line_50 |  | 41 | 43 | 0.019586 | 0.125 | 0.08 | 261 | 0 | 0.364 | 1 | 1 | cs | TRUE
51 | LV_230-164_0_3_line_51 |  | 42 | 80 | 0.033626 | 0.125 | 0.08 | 261 | 0 | 0.364 | 1 | 1 | cs | TRUE
52 | LV_230-164_0_3_line_52 |  | 43 | 93 | 0.017929 | 0.125 | 0.08 | 261 | 0 | 0.364 | 1 | 1 | cs | TRUE
53 | LV_230-164_0_3_line_53 |  | 44 | 45 | 0.019129 | 0.125 | 0.08 | 261 | 0 | 0.364 | 1 | 1 | cs | TRUE
54 | LV_230-164_0_3_line_54 |  | 44 | 46 | 0.004125 | 0.125 | 0.08 | 261 | 0 | 0.364 | 1 | 1 | cs | TRUE
55 | LV_230-164_0_3_line_55 |  | 45 | 111 | 0.0045453 | 0.125 | 0.08 | 261 | 0 | 0.364 | 1 | 1 | cs | TRUE
56 | LV_230-164_0_3_line_56 |  | 46 | 59 | 0.031456 | 0.125 | 0.08 | 261 | 0 | 0.364 | 1 | 1 | cs | TRUE
57 | LV_230-164_0_3_line_57 |  | 47 | 96 | 0.018791 | 0.125 | 0.08 | 261 | 0 | 0.364 | 1 | 1 | cs | TRUE
58 | LV_230-164_0_3_line_58 |  | 48 | 112 | 0.0056289 | 0.125 | 0.08 | 261 | 0 | 0.364 | 1 | 1 | cs | TRUE
59 | LV_230-164_0_3_line_59 |  | 49 | 120 | 0.0055129 | 0.125 | 0.08 | 261 | 0 | 0.364 | 1 | 1 | cs | TRUE
60 | LV_230-164_0_3_line_60 |  | 50 | 125 | 0.0063452 | 0.125 | 0.08 | 261 | 0 | 0.364 | 1 | 1 | cs | TRUE
61 | LV_230-164_0_3_line_61 |  | 51 | 126 | 0.0063599 | 0.125 | 0.08 | 261 | 0 | 0.364 | 1 | 1 | cs | TRUE
62 | LV_230-164_0_3_line_62 |  | 52 | 104 | 0.011499 | 0.125 | 0.08 | 261 | 0 | 0.364 | 1 | 1 | cs | TRUE
63 | LV_230-164_0_3_line_63 |  | 53 | 54 | 0.0063464 | 0.125 | 0.08 | 261 | 0 | 0.364 | 1 | 1 | cs | TRUE
64 | LV_230-164_0_3_line_64 |  | 54 | 55 | 0.011166 | 0.125 | 0.08 | 261 | 0 | 0.364 | 1 | 1 | cs | TRUE
65 | LV_230-164_0_3_line_65 |  | 55 | 121 | 0.0063457 | 0.125 | 0.08 | 261 | 0 | 0.364 | 1 | 1 | cs | TRUE
66 | LV_230-164_0_3_line_66 |  | 56 | 57 | 0.0109 | 0.125 | 0.08 | 261 | 0 | 0.364 | 1 | 1 | cs | TRUE
67 | LV_230-164_0_3_line_67 |  | 57 | 58 | 0.01624 | 0.125 | 0.08 | 261 | 0 | 0.364 | 1 | 1 | cs | TRUE
68 | LV_230-164_0_3_line_68 |  | 58 | 59 | 0.010561 | 0.125 | 0.08 | 261 | 0 | 0.364 | 1 | 1 | cs | TRUE
69 | LV_230-164_0_3_line_69 |  | 60 | 61 | 0.013409 | 0.125 | 0.08 | 261 | 0 | 0.364 | 1 | 1 | cs | TRUE
70 | LV_230-164_0_3_line_70 |  | 60 | 62 | 0.16012 | 0.125 | 0.08 | 261 | 0 | 0.364 | 1 | 1 | cs | TRUE
71 | LV_230-164_0_3_line_71 |  | 61 | 63 | 0.012396 | 0.125 | 0.08 | 261 | 0 | 0.364 | 1 | 1 | cs | TRUE
72 | LV_230-164_0_3_line_72 |  | 62 | 64 | 0.25189 | 0.125 | 0.08 | 261 | 0 | 0.364 | 1 | 1 | cs | TRUE
73 | LV_230-164_0_3_line_73 |  | 63 | 65 | 0.032791 | 0.125 | 0.08 | 261 | 0 | 0.364 | 1 | 1 | cs | TRUE
74 | LV_230-164_0_3_line_74 |  | 64 | 69 | 0.017028 | 0.125 | 0.08 | 261 | 0 | 0.364 | 1 | 1 | cs | TRUE
75 | LV_230-164_0_3_line_75 |  | 65 | 70 | 0.0047014 | 0.125 | 0.08 | 261 | 0 | 0.364 | 1 | 1 | cs | TRUE
76 | LV_230-164_0_3_line_76 |  | 66 | 67 | 0.18221 | 0.125 | 0.08 | 261 | 0 | 0.364 | 1 | 1 | cs | TRUE
77 | LV_230-164_0_3_line_77 |  | 66 | 68 | 0.098978 | 0.125 | 0.08 | 261 | 0 | 0.364 | 1 | 1 | cs | TRUE
78 | LV_230-164_0_3_line_78 |  | 67 | 71 | 0.0048928 | 0.125 | 0.08 | 261 | 0 | 0.364 | 1 | 1 | cs | TRUE
79 | LV_230-164_0_3_line_79 |  | 68 | 72 | 0.063392 | 0.125 | 0.08 | 261 | 0 | 0.364 | 1 | 1 | cs | TRUE
80 | LV_230-164_0_3_line_80 |  | 69 | 73 | 0.003826 | 0.125 | 0.08 | 261 | 0 | 0.364 | 1 | 1 | cs | TRUE
81 | LV_230-164_0_3_line_81 |  | 70 | 72 | 0.057939 | 0.125 | 0.08 | 261 | 0 | 0.364 | 1 | 1 | cs | TRUE
82 | LV_230-164_0_3_line_82 |  | 73 | 91 | 0.026805 | 0.125 | 0.08 | 261 | 0 | 0.364 | 1 | 1 | cs | TRUE
83 | LV_230-164_0_3_line_83 |  | 74 | 75 | 0.11901 | 0.125 | 0.08 | 261 | 0 | 0.364 | 1 | 1 | cs | TRUE
84 | LV_230-164_0_3_line_84 |  | 74 | 76 | 0.075035 | 0.125 | 0.08 | 261 | 0 | 0.364 | 1 | 1 | cs | TRUE
85 | LV_230-164_0_3_line_85 |  | 75 | 77 | 0.15073 | 0.125 | 0.08 | 261 | 0 | 0.364 | 1 | 1 | cs | TRUE
86 | LV_230-164_0_3_line_86 |  | 76 | 78 | 0.15961 | 0.125 | 0.08 | 261 | 0 | 0.364 | 1 | 1 | cs | TRUE
87 | LV_230-164_0_3_line_87 |  | 77 | 85 | 0.053817 | 0.125 | 0.08 | 261 | 0 | 0.364 | 1 | 1 | cs | TRUE
88 | LV_230-164_0_3_line_88 |  | 77 | 79 | 0.12601 | 0.125 | 0.08 | 261 | 0 | 0.364 | 1 | 1 | cs | TRUE
89 | LV_230-164_0_3_line_89 |  | 78 | 87 | 0.012302 | 0.125 | 0.08 | 261 | 0 | 0.364 | 1 | 1 | cs | TRUE
90 | LV_230-164_0_3_line_90 |  | 79 | 80 | 0.021437 | 0.125 | 0.08 | 261 | 0 | 0.364 | 1 | 1 | cs | TRUE
91 | LV_230-164_0_3_line_91 |  | 79 | 81 | 0.0045089 | 0.125 | 0.08 | 261 | 0 | 0.364 | 1 | 1 | cs | TRUE
92 | LV_230-164_0_3_line_92 |  | 80 | 84 | 0.060168 | 0.125 | 0.08 | 261 | 0 | 0.364 | 1 | 1 | cs | TRUE
93 | LV_230-164_0_3_line_93 |  | 81 | 82 | 0.016161 | 0.125 | 0.08 | 261 | 0 | 0.364 | 1 | 1 | cs | TRUE
94 | LV_230-164_0_3_line_94 |  | 82 | 83 | 0.34094 | 0.125 | 0.08 | 261 | 0 | 0.364 | 1 | 1 | cs | TRUE
95 | LV_230-164_0_3_line_95 |  | 83 | 88 | 0.020136 | 0.125 | 0.08 | 261 | 0 | 0.364 | 1 | 1 | cs | TRUE
96 | LV_230-164_0_3_line_96 |  | 84 | 86 | 0.001652 | 0.125 | 0.08 | 261 | 0 | 0.364 | 1 | 1 | cs | TRUE
97 | LV_230-164_0_3_line_97 |  | 85 | 89 | 0.015954 | 0.125 | 0.08 | 261 | 0 | 0.364 | 1 | 1 | cs | TRUE
98 | LV_230-164_0_3_line_98 |  | 89 | 90 | 0.03292 | 0.125 | 0.08 | 261 | 0 | 0.364 | 1 | 1 | cs | TRUE
99 | LV_230-164_0_3_line_99 |  | 91 | 92 | 0.057388 | 0.125 | 0.08 | 261 | 0 | 0.364 | 1 | 1 | cs | TRUE
100 | LV_230-164_0_3_line_100 |  | 92 | 119 | 0.0073525 | 0.125 | 0.08 | 261 | 0 | 0.364 | 1 | 1 | cs | TRUE
101 | LV_230-164_0_3_line_101 |  | 92 | 128 | 0.0066585 | 0.125 | 0.08 | 261 | 0 | 0.364 | 1 | 1 | cs | TRUE
102 | LV_230-164_0_3_line_102 |  | 93 | 94 | 0.031318 | 0.125 | 0.08 | 261 | 0 | 0.364 | 1 | 1 | cs | TRUE
103 | LV_230-164_0_3_line_103 |  | 94 | 95 | 0.033826 | 0.125 | 0.08 | 261 | 0 | 0.364 | 1 | 1 | cs | TRUE
104 | LV_230-164_0_3_line_104 |  | 95 | 96 | 0.0090938 | 0.125 | 0.08 | 261 | 0 | 0.364 | 1 | 1 | cs | TRUE
105 | LV_230-164_0_3_line_105 |  | 97 | 98 | 0.012991 | 0.125 | 0.08 | 261 | 0 | 0.364 | 1 | 1 | cs | TRUE
106 | LV_230-164_0_3_line_106 |  | 98 | 112 | 0.0063638 | 0.125 | 0.08 | 261 | 0 | 0.364 | 1 | 1 | cs | TRUE
107 | LV_230-164_0_3_line_107 |  | 99 | 100 | 0.0063449 | 0.125 | 0.08 | 261 | 0 | 0.364 | 1 | 1 | cs | TRUE
108 | LV_230-164_0_3_line_108 |  | 99 | 101 | 0.0045185 | 0.125 | 0.08 | 261 | 0 | 0.364 | 1 | 1 | cs | TRUE
109 | LV_230-164_0_3_line_109 |  | 100 | 102 | 0.011979 | 0.125 | 0.08 | 261 | 0 | 0.364 | 1 | 1 | cs | TRUE
110 | LV_230-164_0_3_line_110 |  | 101 | 103 | 0.0082657 | 0.125 | 0.08 | 261 | 0 | 0.364 | 1 | 1 | cs | TRUE
111 | LV_230-164_0_3_line_111 |  | 102 | 104 | 0.0063417 | 0.125 | 0.08 | 261 | 0 | 0.364 | 1 | 1 | cs | TRUE
112 | LV_230-164_0_3_line_112 |  | 103 | 107 | 0.0066185 | 0.125 | 0.08 | 261 | 0 | 0.364 | 1 | 1 | cs | TRUE
113 | LV_230-164_0_3_line_113 |  | 105 | 106 | 0.0084008 | 0.125 | 0.08 | 261 | 0 | 0.364 | 1 | 1 | cs | TRUE
114 | LV_230-164_0_3_line_114 |  | 106 | 108 | 0.0094151 | 0.125 | 0.08 | 261 | 0 | 0.364 | 1 | 1 | cs | TRUE
115 | LV_230-164_0_3_line_115 |  | 106 | 109 | 0.014734 | 0.125 | 0.08 | 261 | 0 | 0.364 | 1 | 1 | cs | TRUE
116 | LV_230-164_0_3_line_116 |  | 107 | 110 | 0.01136 | 0.125 | 0.08 | 261 | 0 | 0.364 | 1 | 1 | cs | TRUE
117 | LV_230-164_0_3_line_117 |  | 108 | 124 | 0.0063476 | 0.125 | 0.08 | 261 | 0 | 0.364 | 1 | 1 | cs | TRUE
118 | LV_230-164_0_3_line_118 |  | 109 | 125 | 0.017795 | 0.125 | 0.08 | 261 | 0 | 0.364 | 1 | 1 | cs | TRUE
119 | LV_230-164_0_3_line_119 |  | 110 | 130 | 0.0063394 | 0.125 | 0.08 | 261 | 0 | 0.364 | 1 | 1 | cs | TRUE
120 | LV_230-164_0_3_line_120 |  | 111 | 129 | 0.0061546 | 0.125 | 0.08 | 261 | 0 | 0.364 | 1 | 1 | cs | TRUE
121 | LV_230-164_0_3_line_121 |  | 113 | 114 | 0.010395 | 0.125 | 0.08 | 261 | 0 | 0.364 | 1 | 1 | cs | TRUE
122 | LV_230-164_0_3_line_122 |  | 113 | 115 | 0.0034375 | 0.125 | 0.08 | 261 | 0 | 0.364 | 1 | 1 | cs | TRUE
123 | LV_230-164_0_3_line_123 |  | 114 | 116 | 0.011291 | 0.125 | 0.08 | 261 | 0 | 0.364 | 1 | 1 | cs | TRUE
124 | LV_230-164_0_3_line_124 |  | 115 | 117 | 0.013632 | 0.125 | 0.08 | 261 | 0 | 0.364 | 1 | 1 | cs | TRUE
125 | LV_230-164_0_3_line_125 |  | 116 | 118 | 0.0049897 | 0.125 | 0.08 | 261 | 0 | 0.364 | 1 | 1 | cs | TRUE
126 | LV_230-164_0_3_line_126 |  | 117 | 119 | 0.010435 | 0.125 | 0.08 | 261 | 0 | 0.364 | 1 | 1 | cs | TRUE
127 | LV_230-164_0_3_line_127 |  | 118 | 120 | 0.0078389 | 0.125 | 0.08 | 261 | 0 | 0.364 | 1 | 1 | cs | TRUE
128 | LV_230-164_0_3_line_128 |  | 121 | 122 | 0.012734 | 0.125 | 0.08 | 261 | 0 | 0.364 | 1 | 1 | cs | TRUE
129 | LV_230-164_0_3_line_129 |  | 122 | 123 | 0.0063465 | 0.125 | 0.08 | 261 | 0 | 0.364 | 1 | 1 | cs | TRUE
130 | LV_230-164_0_3_line_130 |  | 123 | 124 | 0.01125 | 0.125 | 0.08 | 261 | 0 | 0.364 | 1 | 1 | cs | TRUE
131 | LV_230-164_0_3_line_131 |  | 126 | 129 | 0.011456 | 0.125 | 0.08 | 261 | 0 | 0.364 | 1 | 1 | cs | TRUE
132 | LV_230-164_0_3_line_132 |  | 127 | 128 | 0.010419 | 0.125 | 0.08 | 261 | 0 | 0.364 | 1 | 1 | cs | TRUE
133 | LV_230-164_0_3_line_133 |  | 129 | 130 | 0.012709 | 0.125 | 0.08 | 261 | 0 | 0.364 | 1 | 1 | cs | TRUE
134 | LV_230-164_0_3_line_134 |  | 132 | 138 | 0.006419 | 0.125 | 0.08 | 261 | 0 | 0.364 | 1 | 1 | cs | TRUE
135 | LV_230-164_0_3_line_135 |  | 132 | 136 | 0.006178 | 0.125 | 0.08 | 261 | 0 | 0.364 | 1 | 1 | cs | TRUE
136 | LV_230-164_0_3_line_136 |  | 134 | 142 | 0.006135 | 0.125 | 0.08 | 261 | 0 | 0.364 | 1 | 1 | cs | TRUE
137 | LV_230-164_0_3_line_137 |  | 134 | 139 | 0.007541 | 0.125 | 0.08 | 261 | 0 | 0.364 | 1 | 1 | cs | TRUE
138 | LV_230-164_0_3_line_138 |  | 135 | 136 | 0.012816 | 0.125 | 0.08 | 261 | 0 | 0.364 | 1 | 1 | cs | TRUE
139 | LV_230-164_0_3_line_139 |  | 136 | 137 | 0.007664 | 0.125 | 0.08 | 261 | 0 | 0.364 | 1 | 1 | cs | TRUE
140 | LV_230-164_0_3_line_140 |  | 139 | 140 | 0.00974 | 0.125 | 0.08 | 261 | 0 | 0.364 | 1 | 1 | cs | TRUE
141 | LV_230-164_0_3_line_141 |  | 139 | 141 | 0.006227 | 0.125 | 0.08 | 261 | 0 | 0.364 | 1 | 1 | cs | TRUE

## trafo
| name | std_type | hv_bus | lv_bus | sn_mva | vn_hv_kv | vn_lv_kv | vk_percent | vkr_percent | pfe_kw | i0_percent | shift_degree | tap_side | tap_neutral | tap_min | tap_max | tap_step_percent | tap_step_degree | tap_pos | tap_phase_shifter | parallel | df | in_service
0 | LV_230-164_0_3_trafo_11 | 0.63 MVA 20/0.4 kV | 143 | 28 | 0.63 | 20 | 0.4 | 6 | 1.206 | 1.65 | 0.2619 | 150 | hv | 0 | -2 | 2 | 2.5 | 0 | 0 | FALSE | 1 | 1 | TRUE

## line_geodata
| x0 | y0 | x1 | y1 | x2 | y2 | x3 | y3 | x4 | y4 | x5 | y5 | x6 | y6 | x7 | y7 | x8 | y8 | x9 | y9 | x10 | y10 | x11 | y11 | x12 | y12
0 | 2700155.8517 | 1259175.0089 | 2700154.9542 | 1259171.6321
1 | 2700155.8517 | 1259175.0089 | 2700145.1459 | 1259177.6855
2 | 2700151.9331 | 1259208.7367 | 2700163.5008 | 1259206.3639 | 2700155.8517 | 1259175.0089
3 | 2700145.1459 | 1259177.6855 | 2700144.2656 | 1259172.2328
4 | 2700145.1459 | 1259177.6855 | 2700140.5652 | 1259178.8311
5 | 2700151.9331 | 1259208.7367 | 2700146.369 | 1259210.077
6 | 2700151.9331 | 1259208.7367 | 2700150.8102 | 1259204.2585
7 | 2700151.9331 | 1259208.7367 | 2700163.5008 | 1259206.3639 | 2700166.0961 | 1259215.6042 | 2700173.343 | 1259219.063 | 2700178.9544 | 1259238.5183 | 2700175.1382 | 1259239.043 | 2700169.788 | 1259240.2201 | 2700163.1816 | 1259241.2313
8 | 2700151.9331 | 1259208.7367 | 2700163.5008 | 1259206.3639 | 2700166.0961 | 1259215.6042 | 2700173.343 | 1259219.063 | 2700190.2467 | 1259227.4782 | 2700190.9804 | 1259220.6629 | 2700194.9054 | 1259216.3814
9 | 2700140.5652 | 1259178.8311 | 2700138.9606 | 1259172.521
10 | 2700140.5652 | 1259178.8311 | 2700136.9992 | 1259179.7159 | 2700134.8794 | 1259178.9016
11 | 2700146.369 | 1259210.077 | 2700144.9731 | 1259204.3598
12 | 2700146.369 | 1259210.077 | 2700143.6086 | 1259210.5862 | 2700140.9561 | 1259210.0631 | 2700138.0615 | 1259210.926
13 | 2700163.1816 | 1259241.2313 | 2700157.4898 | 1259242.5472 | 2700153.7884 | 1259242.529 | 2700150.2019 | 1259242.8463 | 2700146.606 | 1259244.1643
14 | 2700163.1816 | 1259241.2313 | 2700161.4185 | 1259236.2752
15 | 2700194.9054 | 1259216.3814 | 2700200.7067 | 1259218.3923 | 2700203.3378 | 1259223.2964 | 2700202.8473 | 1259229.104 | 2700201.0144 | 1259232.1947
16 | 2700194.9054 | 1259216.3814 | 2700199.221 | 1259212.1955 | 2700199.3028 | 1259212.1675
17 | 2700194.3336 | 1259243.4604 | 2700196.3801 | 1259252.7657
18 | 2700194.3336 | 1259243.4604 | 2700201.0144 | 1259232.1947
19 | 2700199.2825 | 1259265.9625 | 2700196.3801 | 1259252.7657
20 | 2700199.3028 | 1259212.1675 | 2700211.5674 | 1259207.9766
21 | 2700146.606 | 1259244.1643 | 2700140.5118 | 1259246.0961 | 2700136.6004 | 1259246.4524 | 2700128.1969 | 1259248.0782 | 2700126.9673 | 1259242.3305
22 | 2700145.2886 | 1259238.7042 | 2700146.606 | 1259244.1643
23 | 2700133.4174 | 1259172.6273 | 2700134.8794 | 1259178.9016
24 | 2700129.2627 | 1259180.2299 | 2700134.8794 | 1259178.9016
25 | 2700138.0615 | 1259210.926 | 2700136.5155 | 1259205.1618
26 | 2700138.0615 | 1259210.926 | 2700132.7149 | 1259212.3367
27 | 2700199.3796 | 1259270.4678 | 2700199.2825 | 1259265.9625
28 | 2700249.1089 | 1259374.4725 | 2700257.4061 | 1259359.7461
29 | 2700249.1089 | 1259374.4725 | 2700253.4439 | 1259382.4747 | 2700253.5547 | 1259392.3958
30 | 2700243.1618 | 1259368.1778 | 2700249.1089 | 1259374.4725
31 | 2700253.5547 | 1259392.3958 | 2700244.3798 | 1259397.2777 | 2700243.9533 | 1259397.2804
32 | 2700253.5547 | 1259392.3958 | 2700257.7959 | 1259396.5988
33 | 2700243.1618 | 1259368.1778 | 2700246.4326 | 1259363.388
34 | 2700243.1618 | 1259368.1778 | 2700233.8699 | 1259371.0672 | 2700225.6238 | 1259371.8615 | 2700224.0215 | 1259371.6625
35 | 2700198.1597 | 1259313.9827 | 2700179.9102 | 1259312.1141
36 | 2700198.1597 | 1259313.9827 | 2700200.3504 | 1259287.9207 | 2700200.0608 | 1259282.7672
37 | 2700187.7926 | 1259354.0843 | 2700198.1597 | 1259313.9827
38 | 2700199.3796 | 1259270.4678 | 2700200.0608 | 1259282.7672
39 | 2700200.0608 | 1259282.7672 | 2700191.4392 | 1259282.5766 | 2700187.7789 | 1259283.6933 | 2700182.3336 | 1259284.702 | 2700181.5537 | 1259284.7722
40 | 2700187.7926 | 1259354.0843 | 2700176.9908 | 1259349.531 | 2700171.0767 | 1259349.3171
41 | 2700138.2974 | 1259307.8534 | 2700125.2958 | 1259306.5193
42 | 2700138.2974 | 1259307.8534 | 2700138.7585 | 1259296.2072 | 2700142.424 | 1259279.6447
43 | 2700142.7095 | 1259278.3707 | 2700142.424 | 1259279.6447
44 | 2700142.424 | 1259279.6447 | 2700158.004 | 1259283.698
45 | 2700199.3796 | 1259270.4678 | 2700217.4427 | 1259268.7278 | 2700221.2221 | 1259275.6773
46 | 2700158.004 | 1259283.698 | 2700168.0723 | 1259286.3175 | 2700173.4961 | 1259286.5761 | 2700176.8216 | 1259285.198 | 2700181.5537 | 1259284.7722
47 | 2700171.0767 | 1259349.3171 | 2700165.4254 | 1259349.1127 | 2700152.8104 | 1259342.1158 | 2700152.8104 | 1259342.1158
48 | 2700222.523 | 1259285.6948 | 2700222.8751 | 1259278.7168 | 2700221.2221 | 1259275.6773
49 | 2700161.868 | 1259403.3523 | 2700149.1499 | 1259419.4962
50 | 2700161.868 | 1259403.3523 | 2700146.1193 | 1259391.7652 | 2700146.0891 | 1259391.7505
51 | 2700125.6876 | 1259443.4728 | 2700143.0996 | 1259427.1763 | 2700149.1499 | 1259419.4962
52 | 2700129.9769 | 1259383.8861 | 2700146.0891 | 1259391.7505
53 | 2700192.2138 | 1259395.7153 | 2700201.6135 | 1259379.3388 | 2700201.7199 | 1259379.1166
54 | 2700192.2138 | 1259395.7153 | 2700195.8987 | 1259397.5903
55 | 2700201.7199 | 1259379.1166 | 2700203.6833 | 1259375.0172
56 | 2700195.8987 | 1259397.5903 | 2700201.2365 | 1259405.5872 | 2700203.4092 | 1259414.8426 | 2700202.8173 | 1259427.1627
57 | 2700152.8104 | 1259342.1158 | 2700139.5157 | 1259343.2028 | 2700134.313 | 1259341.5746
58 | 2700243.9533 | 1259397.2804 | 2700238.3245 | 1259397.3167
59 | 2700261.6041 | 1259400.5552 | 2700261.4436 | 1259400.2136 | 2700257.7959 | 1259396.5988
60 | 2700246.4326 | 1259363.388 | 2700250.0109 | 1259358.1481
61 | 2700217.7101 | 1259370.8785 | 2700224.0215 | 1259371.6625
62 | 2700221.9435 | 1259297.1789 | 2700222.523 | 1259285.6948
63 | 2700238.1616 | 1259266.6797 | 2700235.6816 | 1259260.8379
64 | 2700242.5247 | 1259276.9575 | 2700238.1616 | 1259266.6797
65 | 2700245.0044 | 1259282.7986 | 2700242.5247 | 1259276.9575
66 | 2700201.008 | 1259464.8199 | 2700201.5311 | 1259453.9324
67 | 2700202.3105 | 1259437.7113 | 2700201.5311 | 1259453.9324
68 | 2700202.3105 | 1259437.7113 | 2700202.8173 | 1259427.1627
69 | 2700265.4766 | 1259005.0474 | 2700270.0892 | 1258992.457
70 | 2700218.0292 | 1259155.3788 | 2700214.2165 | 1259146.7961 | 2700265.4113 | 1259005.2257 | 2700265.4766 | 1259005.0474
71 | 2700274.3532 | 1258980.8178 | 2700270.0892 | 1258992.457
72 | 2700218.0292 | 1259155.3788 | 2700262.7348 | 1259243.5745 | 2700325.0138 | 1259383.3337
73 | 2700274.3532 | 1258980.8178 | 2700285.6331 | 1258950.028
74 | 2700334.2038 | 1259397.4778 | 2700328.0192 | 1259390.078 | 2700325.0138 | 1259383.3337
75 | 2700285.6331 | 1258950.028 | 2700287.2504 | 1258945.6136
76 | 2700400.2445 | 1259040.9627 | 2700506.6802 | 1259156.6857 | 2700524.3713 | 1259174.3186
77 | 2700400.2445 | 1259040.9627 | 2700379.8781 | 1259015.7745 | 2700348.2478 | 1258957.1802
78 | 2700527.8367 | 1259177.7726 | 2700524.3713 | 1259174.3186
79 | 2700322.4556 | 1258900.318 | 2700322.5781 | 1258909.9835 | 2700348.1685 | 1258957.0334 | 2700348.2478 | 1258957.1802
80 | 2700332.8838 | 1259401.0694 | 2700334.2038 | 1259397.4778
81 | 2700322.4556 | 1258900.318 | 2700312.9737 | 1258909.0311 | 2700290.0763 | 1258937.8999 | 2700287.2504 | 1258945.6136
82 | 2700332.8838 | 1259401.0694 | 2700330.1627 | 1259407.2617 | 2700323.9179 | 1259419.4102 | 2700320.9482 | 1259425.0592
83 | 2699923.9172 | 1259484.8518 | 2699913.7478 | 1259468.7559 | 2699905.3616 | 1259460.8968 | 2699902.4072 | 1259446.1238 | 2699892.7052 | 1259415.2905 | 2699891.8342 | 1259403.0325 | 2699890.9261 | 1259390.2957 | 2699880.7561 | 1259377.9065
84 | 2699833.1365 | 1259319.9188 | 2699870.6635 | 1259365.6114 | 2699880.7561 | 1259377.9065
85 | 2699923.9172 | 1259484.8518 | 2699938.053 | 1259494.643 | 2699981.4486 | 1259535.9985 | 2699990.2886 | 1259542.4198 | 2700004.9665 | 1259523.7081 | 2700016.7087 | 1259508.3051 | 2700023.7562 | 1259490.1094
86 | 2699833.1365 | 1259319.9188 | 2699821.4707 | 1259306.6891 | 2699832.9835 | 1259223.1486 | 2699842.8007 | 1259191.8221 | 2699848.118 | 1259167.581
87 | 2700023.7562 | 1259490.1094 | 2700012.5297 | 1259479.9224 | 2700005.6779 | 1259445.0894 | 2700005.9812 | 1259441.9469
88 | 2700023.7562 | 1259490.1094 | 2700040.5453 | 1259482.0866 | 2700056.5822 | 1259453.9236 | 2700074.2218 | 1259418.8155 | 2700077.5904 | 1259420.2292 | 2700084.4102 | 1259423.0802 | 2700091.8962 | 1259426.2093 | 2700097.7452 | 1259428.9549 | 2700107.1212 | 1259432.661
89 | 2699848.118 | 1259167.581 | 2699849.7751 | 1259155.3914
90 | 2700125.6876 | 1259443.4728 | 2700107.1212 | 1259432.661
91 | 2700107.1212 | 1259432.661 | 2700108.1154 | 1259428.2631
92 | 2700106.5241 | 1259471.0488 | 2700108.2277 | 1259471.9562 | 2700110.201 | 1259473.4018 | 2700119.2371 | 1259478.9259 | 2700126.5325 | 1259471.4877 | 2700128.3796 | 1259469.7064 | 2700132.4671 | 1259465.6166 | 2700136.2404 | 1259458.2634 | 2700125.6876 | 1259443.4728
93 | 2700098.5894 | 1259417.382 | 2700100.6898 | 1259418.8965 | 2700100.8116 | 1259421.9455 | 2700101.3449 | 1259424.7346 | 2700104.2963 | 1259426.7417 | 2700108.1154 | 1259428.2631
94 | 2700077.979 | 1259088.0986 | 2700083.0254 | 1259087.5057 | 2700084.2765 | 1259099.1141 | 2700085.8233 | 1259114.1858 | 2700090.9173 | 1259166.459 | 2700094.0351 | 1259201.8516 | 2700096.6206 | 1259239.7373 | 2700097.9553 | 1259274.0211 | 2700097.9679 | 1259317.3678 | 2700096.7763 | 1259357.4803 | 2700093.8209 | 1259399.7981 | 2700099.3266 | 1259400.1137 | 2700098.5894 | 1259417.382
95 | 2700077.979 | 1259088.0986 | 2700058.1016 | 1259091.3147
96 | 2700106.5241 | 1259471.0488 | 2700107.4594 | 1259469.6858
97 | 2700005.9812 | 1259441.9469 | 2700007.5139 | 1259426.067
98 | 2700007.5139 | 1259426.067 | 2700010.1934 | 1259398.3053 | 2700009.2702 | 1259393.3616
99 | 2700285.5307 | 1259465.1191 | 2700294.5643 | 1259464.1158 | 2700299.6277 | 1259460.721 | 2700307.4633 | 1259449.4558 | 2700314.947 | 1259441.5984 | 2700319.5085 | 1259427.7978 | 2700320.9482 | 1259425.0592
100 | 2700285.5307 | 1259465.1191 | 2700284.2279 | 1259457.8829
101 | 2700285.5307 | 1259465.1191 | 2700285.2273 | 1259471.7707
102 | 2700129.9769 | 1259383.8861 | 2700128.7721 | 1259383.2981 | 2700110.6459 | 1259378.0984 | 2700110.9841 | 1259366.9835
103 | 2700110.9841 | 1259366.9835 | 2700111.2918 | 1259356.8698 | 2700116.1865 | 1259353.194 | 2700121.9714 | 1259340.5816 | 2700125.5947 | 1259339.7806
104 | 2700134.313 | 1259341.5746 | 2700127.3443 | 1259339.3938 | 2700125.5947 | 1259339.7806
105 | 2700218.9702 | 1259397.4415 | 2700231.9609 | 1259397.3578
106 | 2700231.9609 | 1259397.3578 | 2700238.3245 | 1259397.3167
107 | 2700219.9563 | 1259321.7475 | 2700220.7574 | 1259315.4534
108 | 2700219.3859 | 1259326.2298 | 2700219.9563 | 1259321.7475
109 | 2700220.7574 | 1259315.4534 | 2700221.1949 | 1259312.0155 | 2700221.6239 | 1259303.5125
110 | 2700219.3859 | 1259326.2298 | 2700217.575 | 1259334.2947
111 | 2700221.6239 | 1259303.5125 | 2700221.9435 | 1259297.1789
112 | 2700215.8791 | 1259340.6921 | 2700217.5103 | 1259334.5826 | 2700217.575 | 1259334.2947
113 | 2700257.6025 | 1259327.0667 | 2700250.5577 | 1259327.7034 | 2700249.2316 | 1259327.7615
114 | 2700257.6025 | 1259327.0667 | 2700255.2405 | 1259317.9527
115 | 2700257.6025 | 1259327.0667 | 2700255.4218 | 1259341.6385
116 | 2700212.8482 | 1259351.6402 | 2700215.3851 | 1259342.542 | 2700215.8791 | 1259340.6921
117 | 2700255.2405 | 1259317.9527 | 2700253.6481 | 1259311.8081
118 | 2700250.0109 | 1259358.1481 | 2700253.7764 | 1259352.6338 | 2700255.4218 | 1259341.6385
119 | 2700211.1454 | 1259357.7466 | 2700212.8482 | 1259351.6402
120 | 2700206.3419 | 1259369.4664 | 2700203.6833 | 1259375.0172
121 | 2700276.2825 | 1259431.7936 | 2700271.8617 | 1259422.3853
122 | 2700276.2825 | 1259431.7936 | 2700277.7444 | 1259434.9048
123 | 2700271.8617 | 1259422.3853 | 2700267.0598 | 1259412.166
124 | 2700282.3789 | 1259447.6135 | 2700281.5483 | 1259443.0002 | 2700277.7444 | 1259434.9048
125 | 2700267.0598 | 1259412.166 | 2700264.9378 | 1259407.6499
126 | 2700282.3789 | 1259447.6135 | 2700284.2279 | 1259457.8829
127 | 2700261.6041 | 1259400.5552 | 2700264.9378 | 1259407.6499
128 | 2700245.0044 | 1259282.7986 | 2700247.8939 | 1259289.605 | 2700249.2335 | 1259294.774
129 | 2700250.8256 | 1259300.9175 | 2700249.2335 | 1259294.774
130 | 2700253.6481 | 1259311.8081 | 2700250.8256 | 1259300.9175
131 | 2700206.3419 | 1259369.4664 | 2700217.7101 | 1259370.8785
132 | 2700284.7526 | 1259482.1787 | 2700285.2273 | 1259471.7707
133 | 2700206.3419 | 1259369.4664 | 2700210.0151 | 1259361.8001 | 2700211.1454 | 1259357.7466
134 | 2700129.2627 | 1259180.2299 | 2700127.9442 | 1259173.9469
135 | 2700123.23 | 1259181.6401 | 2700125.781 | 1259181.0383 | 2700129.2627 | 1259180.2299
136 | 2700132.7149 | 1259212.3367 | 2700131.028 | 1259206.4367
137 | 2700125.5211 | 1259212.8598 | 2700128.6794 | 1259212.0126 | 2700130.7905 | 1259212.8935 | 2700132.7149 | 1259212.3367
138 | 2700115.0819 | 1259175.7419 | 2700116.5393 | 1259181.3934 | 2700120.9259 | 1259180.578 | 2700123.23 | 1259181.6401
139 | 2700123.23 | 1259181.6401 | 2700121.464 | 1259174.1819
140 | 2700125.5211 | 1259212.8598 | 2700120.134 | 1259213.547 | 2700118.4296 | 1259209.5705
141 | 2700125.5211 | 1259212.8598 | 2700123.9268 | 1259206.8391

## bus_geodata
| x | y | coords
0 | 2700154.9542 | 1259171.6321
1 | 2700155.8517 | 1259175.0089
2 | 2700145.1459 | 1259177.6855
3 | 2700151.9331 | 1259208.7367
4 | 2700144.2656 | 1259172.2328
5 | 2700140.5652 | 1259178.8311
6 | 2700146.369 | 1259210.077
7 | 2700150.8102 | 1259204.2585
8 | 2700163.1816 | 1259241.2313
9 | 2700194.9054 | 1259216.3814
10 | 2700194.3335 | 1259243.4604
11 | 2700196.3801 | 1259252.7657
12 | 2700201.0144 | 1259232.1947
13 | 2700199.3028 | 1259212.1675
14 | 2700146.606 | 1259244.1643
15 | 2700161.4185 | 1259236.2752
16 | 2700138.9606 | 1259172.521
17 | 2700134.8794 | 1259178.9016
18 | 2700144.9731 | 1259204.3598
19 | 2700138.0615 | 1259210.926
20 | 2700199.2825 | 1259265.9625
21 | 2700211.5674 | 1259207.9766
22 | 2700126.9673 | 1259242.3305
23 | 2700145.2886 | 1259238.7042
24 | 2700257.4061 | 1259359.7461
25 | 2700249.1089 | 1259374.4725
26 | 2700253.5547 | 1259392.3958
27 | 2700243.1618 | 1259368.1778
28 | 2700179.9102 | 1259312.1141
29 | 2700198.1597 | 1259313.9827
30 | 2700200.0608 | 1259282.7672
31 | 2700187.7926 | 1259354.0843
32 | 2700138.2974 | 1259307.8534
33 | 2700125.2958 | 1259306.5193
34 | 2700142.424 | 1259279.6447
35 | 2700199.3796 | 1259270.4678
36 | 2700181.5537 | 1259284.7722
37 | 2700171.0767 | 1259349.3171
38 | 2700142.7095 | 1259278.3707
39 | 2700158.004 | 1259283.698
40 | 2700221.2221 | 1259275.6773
41 | 2700161.868 | 1259403.3523
42 | 2700149.1499 | 1259419.4962
43 | 2700146.0891 | 1259391.7505
44 | 2700192.2138 | 1259395.7153
45 | 2700201.7199 | 1259379.1166
46 | 2700195.8987 | 1259397.5903
47 | 2700152.8104 | 1259342.1158
48 | 2700243.9533 | 1259397.2804
49 | 2700257.7959 | 1259396.5988
50 | 2700246.4326 | 1259363.388
51 | 2700224.0215 | 1259371.6625
52 | 2700222.523 | 1259285.6948
53 | 2700235.6816 | 1259260.8379
54 | 2700238.1616 | 1259266.6797
55 | 2700242.5247 | 1259276.9575
56 | 2700201.008 | 1259464.8199
57 | 2700201.5311 | 1259453.9324
58 | 2700202.3105 | 1259437.7113
59 | 2700202.8173 | 1259427.1627
60 | 2700265.4766 | 1259005.0474
61 | 2700270.0892 | 1258992.457
62 | 2700218.0292 | 1259155.3788
63 | 2700274.3532 | 1258980.8178
64 | 2700325.0138 | 1259383.3337
65 | 2700285.6331 | 1258950.028
66 | 2700400.2445 | 1259040.9627
67 | 2700524.3713 | 1259174.3186
68 | 2700348.2478 | 1258957.1802
69 | 2700334.2038 | 1259397.4778
70 | 2700287.2504 | 1258945.6136
71 | 2700527.8367 | 1259177.7726
72 | 2700322.4556 | 1258900.318
73 | 2700332.8838 | 1259401.0694
74 | 2699880.7561 | 1259377.9065
75 | 2699923.9172 | 1259484.8518
76 | 2699833.1366 | 1259319.9188
77 | 2700023.7562 | 1259490.1094
78 | 2699848.118 | 1259167.5809
79 | 2700107.1212 | 1259432.661
80 | 2700125.6876 | 1259443.4728
81 | 2700108.1154 | 1259428.2631
82 | 2700098.5894 | 1259417.382
83 | 2700077.979 | 1259088.0986
84 | 2700106.5241 | 1259471.0488
85 | 2700005.9812 | 1259441.9469
86 | 2700107.4594 | 1259469.6858
87 | 2699849.7751 | 1259155.3914
88 | 2700058.1016 | 1259091.3147
89 | 2700007.5139 | 1259426.067
90 | 2700009.2702 | 1259393.3616
91 | 2700320.9482 | 1259425.0592
92 | 2700285.5307 | 1259465.1191
93 | 2700129.9768 | 1259383.8861
94 | 2700110.9841 | 1259366.9835
95 | 2700125.5947 | 1259339.7806
96 | 2700134.313 | 1259341.5746
97 | 2700218.9702 | 1259397.4415
98 | 2700231.9609 | 1259397.3578
99 | 2700219.9563 | 1259321.7475
100 | 2700220.7574 | 1259315.4534
101 | 2700219.3859 | 1259326.2298
102 | 2700221.6239 | 1259303.5125
103 | 2700217.575 | 1259334.2947
104 | 2700221.9435 | 1259297.1789
105 | 2700249.2316 | 1259327.7615
106 | 2700257.6025 | 1259327.0667
107 | 2700215.8791 | 1259340.6921
108 | 2700255.2405 | 1259317.9527
109 | 2700255.4218 | 1259341.6385
110 | 2700212.8482 | 1259351.6402
111 | 2700203.6833 | 1259375.0172
112 | 2700238.3245 | 1259397.3167
113 | 2700276.2825 | 1259431.7936
114 | 2700271.8617 | 1259422.3853
115 | 2700277.7444 | 1259434.9048
116 | 2700267.0598 | 1259412.166
117 | 2700282.3789 | 1259447.6135
118 | 2700264.9378 | 1259407.6499
119 | 2700284.2279 | 1259457.8829
120 | 2700261.6041 | 1259400.5552
121 | 2700245.0044 | 1259282.7986
122 | 2700249.2335 | 1259294.774
123 | 2700250.8256 | 1259300.9175
124 | 2700253.6481 | 1259311.8081
125 | 2700250.0109 | 1259358.1481
126 | 2700217.7101 | 1259370.8785
127 | 2700284.7526 | 1259482.1787
128 | 2700285.2273 | 1259471.7707
129 | 2700206.3419 | 1259369.4664
130 | 2700211.1454 | 1259357.7466
131 | 2700133.4174 | 1259172.6273
132 | 2700129.2627 | 1259180.2299
133 | 2700136.5155 | 1259205.1618
134 | 2700132.7149 | 1259212.3367
135 | 2700115.0819 | 1259175.7419
136 | 2700123.23 | 1259181.6401
137 | 2700121.464 | 1259174.1819
138 | 2700127.9442 | 1259173.9469
139 | 2700125.5211 | 1259212.8598
140 | 2700118.4296 | 1259209.5705
141 | 2700123.9268 | 1259206.8391
142 | 2700131.028 | 1259206.4367
143 | 2700198.1597 | 1259313.9827

## line_std_types
| c_nf_per_km | r_ohm_per_km | x_ohm_per_km | max_i_ka | type | q_mm2 | alpha | voltage_rating
NAYY 4x50 SE | 210 | 0.642 | 0.083 | 0.142 | cs | 50 | 0.00403 | LV
NAYY 4x120 SE | 264 | 0.225 | 0.08 | 0.242 | cs | 120 | 0.00403 | LV
NAYY 4x150 SE | 261 | 0.208 | 0.08 | 0.27 | cs | 150 | 0.00403 | LV
NA2XS2Y 1x95 RM/25 12/20 kV | 216 | 0.313 | 0.132 | 0.252 | cs | 95 | 0.00403 | MV
NA2XS2Y 1x185 RM/25 12/20 kV | 273 | 0.161 | 0.117 | 0.362 | cs | 185 | 0.00403 | MV
NA2XS2Y 1x240 RM/25 12/20 kV | 304 | 0.122 | 0.112 | 0.421 | cs | 240 | 0.00403 | MV
NA2XS2Y 1x95 RM/25 6/10 kV | 315 | 0.313 | 0.123 | 0.249 | cs | 95 | 0.00403 | MV
NA2XS2Y 1x185 RM/25 6/10 kV | 406 | 0.161 | 0.11 | 0.358 | cs | 185 | 0.00403 | MV
NA2XS2Y 1x240 RM/25 6/10 kV | 456 | 0.122 | 0.105 | 0.416 | cs | 240 | 0.00403 | MV
NA2XS2Y 1x150 RM/25 12/20 kV | 250 | 0.206 | 0.116 | 0.319 | cs | 150 | 0.00403 | MV
NA2XS2Y 1x120 RM/25 12/20 kV | 230 | 0.253 | 0.119 | 0.283 | cs | 120 | 0.00403 | MV
NA2XS2Y 1x70 RM/25 12/20 kV | 190 | 0.443 | 0.132 | 0.22 | cs | 70 | 0.00403 | MV
NA2XS2Y 1x150 RM/25 6/10 kV | 360 | 0.206 | 0.11 | 0.315 | cs | 150 | 0.00403 | MV
NA2XS2Y 1x120 RM/25 6/10 kV | 340 | 0.253 | 0.113 | 0.28 | cs | 120 | 0.00403 | MV
NA2XS2Y 1x70 RM/25 6/10 kV | 280 | 0.443 | 0.123 | 0.217 | cs | 70 | 0.00403 | MV
N2XS(FL)2Y 1x120 RM/35 64/110 kV | 112 | 0.153 | 0.166 | 0.366 | cs | 120 | 0.00393 | HV
N2XS(FL)2Y 1x185 RM/35 64/110 kV | 125 | 0.099 | 0.156 | 0.457 | cs | 185 | 0.00393 | HV
N2XS(FL)2Y 1x240 RM/35 64/110 kV | 135 | 0.075 | 0.149 | 0.526 | cs | 240 | 0.00393 | HV
N2XS(FL)2Y 1x300 RM/35 64/110 kV | 144 | 0.06 | 0.144 | 0.588 | cs | 300 | 0.00393 | HV
15-AL1/3-ST1A 0.4 | 11 | 1.8769 | 0.35 | 0.105 | ol | 16 | 0.00403 | LV
24-AL1/4-ST1A 0.4 | 11.25 | 1.2012 | 0.335 | 0.14 | ol | 24 | 0.00403 | LV
48-AL1/8-ST1A 0.4 | 12.2 | 0.5939 | 0.3 | 0.21 | ol | 48 | 0.00403 | LV
94-AL1/15-ST1A 0.4 | 13.2 | 0.306 | 0.29 | 0.35 | ol | 94 | 0.00403 | LV
34-AL1/6-ST1A 10.0 | 9.7 | 0.8342 | 0.36 | 0.17 | ol | 34 | 0.00403 | MV
48-AL1/8-ST1A 10.0 | 10.1 | 0.5939 | 0.35 | 0.21 | ol | 48 | 0.00403 | MV
70-AL1/11-ST1A 10.0 | 10.4 | 0.4132 | 0.339 | 0.29 | ol | 70 | 0.00403 | MV
94-AL1/15-ST1A 10.0 | 10.75 | 0.306 | 0.33 | 0.35 | ol | 94 | 0.00403 | MV
122-AL1/20-ST1A 10.0 | 11.1 | 0.2376 | 0.323 | 0.41 | ol | 122 | 0.00403 | MV
149-AL1/24-ST1A 10.0 | 11.25 | 0.194 | 0.315 | 0.47 | ol | 149 | 0.00403 | MV
34-AL1/6-ST1A 20.0 | 9.15 | 0.8342 | 0.382 | 0.17 | ol | 34 | 0.00403 | MV
48-AL1/8-ST1A 20.0 | 9.5 | 0.5939 | 0.372 | 0.21 | ol | 48 | 0.00403 | MV
70-AL1/11-ST1A 20.0 | 9.7 | 0.4132 | 0.36 | 0.29 | ol | 70 | 0.00403 | MV
94-AL1/15-ST1A 20.0 | 10 | 0.306 | 0.35 | 0.35 | ol | 94 | 0.00403 | MV
122-AL1/20-ST1A 20.0 | 10.3 | 0.2376 | 0.344 | 0.41 | ol | 122 | 0.00403 | MV
149-AL1/24-ST1A 20.0 | 10.5 | 0.194 | 0.337 | 0.47 | ol | 149 | 0.00403 | MV
184-AL1/30-ST1A 20.0 | 10.75 | 0.1571 | 0.33 | 0.535 | ol | 184 | 0.00403 | MV
243-AL1/39-ST1A 20.0 | 11 | 0.1188 | 0.32 | 0.645 | ol | 243 | 0.00403 | MV
48-AL1/8-ST1A 110.0 | 8 | 0.5939 | 0.46 | 0.21 | ol | 48 | 0.00403 | HV
70-AL1/11-ST1A 110.0 | 8.4 | 0.4132 | 0.45 | 0.29 | ol | 70 | 0.00403 | HV
94-AL1/15-ST1A 110.0 | 8.65 | 0.306 | 0.44 | 0.35 | ol | 94 | 0.00403 | HV
122-AL1/20-ST1A 110.0 | 8.5 | 0.2376 | 0.43 | 0.41 | ol | 122 | 0.00403 | HV
149-AL1/24-ST1A 110.0 | 8.75 | 0.194 | 0.41 | 0.47 | ol | 149 | 0.00403 | HV
184-AL1/30-ST1A 110.0 | 8.8 | 0.1571 | 0.4 | 0.535 | ol | 184 | 0.00403 | HV
243-AL1/39-ST1A 110.0 | 9 | 0.1188 | 0.39 | 0.645 | ol | 243 | 0.00403 | HV
305-AL1/39-ST1A 110.0 | 9.2 | 0.0949 | 0.38 | 0.74 | ol | 305 | 0.00403 | HV
490-AL1/64-ST1A 110.0 | 9.75 | 0.059 | 0.37 | 0.96 | ol | 490 | 0.00403 | HV
679-AL1/86-ST1A 110.0 | 9.95 | 0.042 | 0.36 | 1.15 | ol | 679 | 0.00403 | HV
490-AL1/64-ST1A 220.0 | 10 | 0.059 | 0.285 | 0.96 | ol | 490 | 0.00403 | HV
679-AL1/86-ST1A 220.0 | 11.7 | 0.042 | 0.275 | 1.15 | ol | 679 | 0.00403 | HV
490-AL1/64-ST1A 380.0 | 11 | 0.059 | 0.253 | 0.96 | ol | 490 | 0.00403 | HV
679-AL1/86-ST1A 380.0 | 14.6 | 0.042 | 0.25 | 1.15 | ol | 679 | 0.00403 | HV

## trafo_std_types
| i0_percent | pfe_kw | vkr_percent | sn_mva | vn_lv_kv | vn_hv_kv | vk_percent | shift_degree | vector_group | tap_side | tap_neutral | tap_min | tap_max | tap_step_degree | tap_step_percent | tap_phase_shifter
160 MVA 380/110 kV | 0.06 | 60 | 0.25 | 160 | 110 | 380 | 12.2 | 0 | Yy0 | hv | 0 | -9 | 9 | 0 | 1.5 | FALSE
100 MVA 220/110 kV | 0.06 | 55 | 0.26 | 100 | 110 | 220 | 12 | 0 | Yy0 | hv | 0 | -9 | 9 | 0 | 1.5 | FALSE
63 MVA 110/20 kV | 0.04 | 22 | 0.32 | 63 | 20 | 110 | 18 | 150 | YNd5 | hv | 0 | -9 | 9 | 0 | 1.5 | FALSE
40 MVA 110/20 kV | 0.05 | 18 | 0.34 | 40 | 20 | 110 | 16.2 | 150 | YNd5 | hv | 0 | -9 | 9 | 0 | 1.5 | FALSE
25 MVA 110/20 kV | 0.07 | 14 | 0.41 | 25 | 20 | 110 | 12 | 150 | YNd5 | hv | 0 | -9 | 9 | 0 | 1.5 | FALSE
63 MVA 110/10 kV | 0.04 | 22 | 0.32 | 63 | 10 | 110 | 18 | 150 | YNd5 | hv | 0 | -9 | 9 | 0 | 1.5 | FALSE
40 MVA 110/10 kV | 0.05 | 18 | 0.34 | 40 | 10 | 110 | 16.2 | 150 | YNd5 | hv | 0 | -9 | 9 | 0 | 1.5 | FALSE
25 MVA 110/10 kV | 0.07 | 14 | 0.41 | 25 | 10 | 110 | 12 | 150 | YNd5 | hv | 0 | -9 | 9 | 0 | 1.5 | FALSE
0.25 MVA 20/0.4 kV | 0.32 | 0.8 | 1.44 | 0.25 | 0.4 | 20 | 6 | 150 | Yzn5 | hv | 0 | -2 | 2 | 0 | 2.5 | FALSE
0.4 MVA 20/0.4 kV | 0.3375 | 1.35 | 1.425 | 0.4 | 0.4 | 20 | 6 | 150 | Dyn5 | hv | 0 | -2 | 2 | 0 | 2.5 | FALSE
0.63 MVA 20/0.4 kV | 0.2619 | 1.65 | 1.206 | 0.63 | 0.4 | 20 | 6 | 150 | Dyn5 | hv | 0 | -2 | 2 | 0 | 2.5 | FALSE
0.25 MVA 10/0.4 kV | 0.24 | 0.6 | 1.2 | 0.25 | 0.4 | 10 | 4 | 150 | Dyn5 | hv | 0 | -2 | 2 | 0 | 2.5 | FALSE
0.4 MVA 10/0.4 kV | 0.2375 | 0.95 | 1.325 | 0.4 | 0.4 | 10 | 4 | 150 | Dyn5 | hv | 0 | -2 | 2 | 0 | 2.5 | FALSE
0.63 MVA 10/0.4 kV | 0.1873 | 1.18 | 1.0794 | 0.63 | 0.4 | 10 | 4 | 150 | Dyn5 | hv | 0 | -2 | 2 | 0 | 2.5 | FALSE

## trafo3w_std_types
| sn_hv_mva | sn_mv_mva | sn_lv_mva | vn_hv_kv | vn_mv_kv | vn_lv_kv | vk_hv_percent | vk_mv_percent | vk_lv_percent | vkr_hv_percent | vkr_mv_percent | vkr_lv_percent | pfe_kw | i0_percent | shift_mv_degree | shift_lv_degree | vector_group | tap_side | tap_neutral | tap_min | tap_max | tap_step_percent
63/25/38 MVA 110/20/10 kV | 63 | 25 | 38 | 110 | 20 | 10 | 10.4 | 10.4 | 10.4 | 0.28 | 0.32 | 0.35 | 35 | 0.89 | 0 | 0 | YN0yn0yn0 | hv | 0 | -10 | 10 | 1.2
63/25/38 MVA 110/10/10 kV | 63 | 25 | 38 | 110 | 10 | 10 | 10.4 | 10.4 | 10.4 | 0.28 | 0.32 | 0.35 | 35 | 0.89 | 0 | 0 | YN0yn0yn0 | hv | 0 | -10 | 10 | 1.2

## fuse_std_types
| fuse_type | i_rated_a | t_avg | t_min | t_total | x_avg | x_min | x_total
HV 100A | HV 100A | 100 | 0 | [10.0, 3.64, 0.854, 0.281, 0.1, 0.0531, 0.022, 0.01] | [10.0, 4.267, 1.21, 0.403, 0.1, 0.058, 0.022, 0.01] | 0 | [300.0, 350.0, 450.0, 550.0, 700.0, 850.0, 1200.0, 1752.0] | [600.0, 700.0, 900.0, 1150.0, 1665.0, 2000.0, 3000.0, 4313.0]
HV 10A | HV 10A | 10 | 0 | [10.0, 1675.0, 0.344, 0.156, 0.1, 0.0417, 0.0171, 0.01] | [10.0, 1.3, 0.3, 0.155, 0.1, 0.0555, 0.023, 0.01] | 0 | [30.0, 32.0, 35.0, 37.0, 39.0, 50.0, 70.0, 88.0] | [60.0, 70.0, 80.0, 87.0, 94.0, 110.0, 150.0, 216.0]
HV 125A | HV 125A | 125 | 0 | [10.0, 1.82, 0.344, 0.1, 0.0467, 0.0269, 0.01] | [10.0, 2.478, 0.426, 0.1, 0.0427, 0.0211, 0.01] | 0 | [375.0, 500.0, 700.0, 925.0, 1200.0, 1500.0, 2341.0] | [750.0, 1000.0, 1500.0, 2200.0, 3000.0, 4000.0, 5765.0]
HV 160A | HV 160A | 160 | 0 | [10.0, 4.15, 1.03, 0.198, 0.1, 0.051, 0.0172, 0.01] | [10.0, 2.3, 0.734, 0.274, 0.1, 0.046, 0.0177, 0.01] | 0 | [480.0, 550.0, 700.0, 1000.0, 1260.0, 1600.0, 2500.0, 3227.0] | [960.0, 1300.0, 1700.0, 2200.0, 2996.0, 4000.0, 6000.0, 7946.0]
HV 16A | HV 16A | 16 | 0 | [10.0, 0.352, 0.164, 0.1, 0.0649, 0.0342, 0.01] | [10.0, 2.34, 0.722, 0.181, 0.1, 0.055, 0.0296, 0.01] | 0 | [48.0, 60.0, 65.0, 71.0, 80.0, 100.0, 162.0] | [96.0, 110.0, 125.0, 150.0, 168.0, 200.0, 250.0, 398.0]
HV 200A | HV 200A | 200 | 0 | [10.0, 4.267, 1.21, 0.403, 0.1, 0.058, 0.022, 0.01] | [10.0, 3.73, 1.654, 0.328, 0.1, 0.0531, 0.019, 0.01] | 0 | [600.0, 700.0, 900.0, 1150.0, 1665.0, 2000.0, 3000.0, 4313.0] | [1200.0, 1500.0, 1800.0, 2700.0, 3960.0, 5000.0, 7500.0, 10620.0]
HV 20A | HV 20A | 20 | 0 | [10.0, 1.3, 0.3, 0.155, 0.1, 0.0555, 0.023, 0.01] | [10.0, 1.3, 0.161, 0.1, 0.0611, 0.0399, 0.0141, 0.01] | 0 | [60.0, 70.0, 80.0, 87.0, 94.0, 110.0, 150.0, 216.0] | [120.0, 150.0, 200.0, 223.0, 260.0, 300.0, 450.0, 532.0]
HV 25A | HV 25A | 25 | 0 | [10.0, 2.512, 0.833, 0.299, 0.1, 0.0372, 0.0223, 0.01] | [10.0, 3.125, 0.597, 0.198, 0.1, 0.0378, 0.022, 0.01] | 0 | [75.0, 82.0, 90.0, 100.0, 124.0, 170.0, 200.0, 289.0] | [150.0, 170.0, 210.0, 250.0, 294.0, 400.0, 500.0, 711.0]
HV 31.5A | HV 31.5A | 31.5 | 0 | [10.0, 2.34, 0.722, 0.181, 0.1, 0.055, 0.0296, 0.01] | [10.0, 2.84, 0.368, 0.164, 0.1, 0.0621, 0.0378, 0.0195, 0.01] | 0 | [95.0, 110.0, 125.0, 150.0, 165.0, 200.0, 250.0, 390.0] | [189.0, 220.0, 300.0, 350.0, 393.0, 450.0, 530.0, 700.0, 960.0]
HV 40A | HV 40A | 40 | 0 | [10.0, 1.3, 0.161, 0.1, 0.0611, 0.0399, 0.0141, 0.01] | [10.0, 2.05, 0.369, 0.198, 0.1, 0.051, 0.0298, 0.01] | 0 | [120.0, 150.0, 200.0, 223.0, 260.0, 300.0, 450.0, 532.0] | [240.0, 300.0, 400.0, 450.0, 530.0, 650.0, 800.0, 1311.0]
HV 50A | HV 50A | 50 | 0 | [10.0, 3.215, 0.597, 0.198, 0.1, 0.0378, 0.022, 0.01] | [10.0, 3.64, 0.854, 0.281, 0.1, 0.0531, 0.022, 0.01] | 0 | [150.0, 170.0, 210.0, 250.0, 294.0, 400.0, 500.0, 711.0] | [300.0, 350.0, 450.0, 550.0, 700.0, 850.0, 1200.0, 1752.0]
HV 6.3A | HV 6.3A | 6.3 | 0 | [10.0, 1.39, 0.344, 0.168, 0.1, 0.056, 0.0263, 0.01] | [10.0, 1.711, 0.516, 0.198, 0.1, 0.0634, 0.0303, 0.01] | 0 | [19.0, 19.5, 20.4, 20.8, 22.0, 25.0, 32.0, 48.0] | [38.0, 40.0, 43.0, 48.0, 53.0, 60.0, 75.0, 118.0]
HV 63A | HV 63A | 63 | 0 | [10.0, 2.84, 0.368, 0.164, 0.1, 0.0621, 0.0378, 0.0195, 0.01] | [10.0, 1.82, 0.344, 0.1, 0.0467, 0.0269, 0.01] | 0 | [189.0, 220.0, 300.0, 350.0, 393.0, 450.0, 530.0, 700.0, 961.0] | [378.0, 500.0, 700.0, 934.0, 1200.0, 1500.0, 2366.0]
HV 80A | HV 80A | 80 | 0 | [10.0, 2.05, 0.369, 0.198, 0.1, 0.051, 0.0298, 0.01] | [10.0, 4.15, 1.03, 0.198, 0.1, 0.051, 0.0172, 0.01] | 0 | [240.0, 300.0, 400.0, 450.0, 530.0, 650.0, 800.0, 1311.0] | [480.0, 550.0, 700.0, 1000.0, 1260.0, 1600.0, 2500.0, 3227.0]
Siemens NH-1-100 | Siemens NH-1-100 | 100 | [5400.0, 2000.0, 400.0, 20.0, 1.0, 0.2, 0.012, 0.004] | 0 | 0 | [150.0, 190.0, 250.0, 430.0, 900.0, 1250.0, 2700.0, 3600.0] | 0 | 0
Siemens NH-1-125 | Siemens NH-1-125 | 125 | [4800.0, 120.0, 7.0, 0.1, 0.004] | 0 | 0 | [180.0, 400.0, 740.0, 2000.0, 4250.0] | 0 | 0
Siemens NH-1-16 | Siemens NH-1-16 | 16 | [4000.0, 400.0, 2.0, 0.1, 0.04, 0.01] | 0 | 0 | [26.0, 35.0, 75.0, 150.0, 200.0, 300.0] | 0 | 0
Siemens NH-1-160 | Siemens NH-1-160 | 160 | [4800.0, 120.0, 7.0, 0.1, 0.004] | 0 | 0 | [210.0, 500.0, 900.0, 2300.0, 5000.0] | 0 | 0
Siemens NH-1-25 | Siemens NH-1-25 | 25 | [4000.0, 1000.0, 10.0, 0.2, 0.02, 0.01] | 0 | 0 | [40.0, 50.0, 100.0, 210.0, 400.0, 500.0] | 0 | 0
Siemens NH-1-50 | Siemens NH-1-50 | 50 | [4000.0, 40.0, 4.0, 1.0, 0.02, 0.01] | 0 | 0 | [86.0, 200.0, 300.0, 400.0, 1000.0, 1280.0] | 0 | 0
Siemens NH-1-63 | Siemens NH-1-63 | 63 | [4000.0, 100.0, 10.0, 2.0, 0.04, 0.01] | 0 | 0 | [100.0, 200.0, 300.0, 400.0, 1000.0, 1500.0] | 0 | 0
Siemens NH-1-80 | Siemens NH-1-80 | 80 | [4800.0, 120.0, 7.0, 0.1, 0.01] | 0 | 0 | [150.58, 250.0, 450.0, 1150.0, 2470.0] | 0 | 0
Siemens NH-2-1000 | Siemens NH-2-1000 | 1000 | [4800.0, 120.0, 7.0, 0.1, 0.004] | 0 | 0 | [1900.0, 3500.0, 8400.0, 24000.0, 52000.0] | 0 | 0
Siemens NH-2-200 | Siemens NH-2-200 | 200 | [4800.0, 120.0, 7.0, 0.1, 0.004] | 0 | 0 | [280.0, 650.0, 1200.0, 3000.0, 7000.0] | 0 | 0
Siemens NH-2-224 | Siemens NH-2-224 | 224 | [4800.0, 120.0, 7.0, 0.2, 0.04, 0.004] | 0 | 0 | [400.0, 750.0, 1453.0, 3025.0, 4315.0, 7600.0] | 0 | 0
Siemens NH-2-250 | Siemens NH-2-250 | 250 | [4800.0, 120.0, 7.0, 0.1, 0.004] | 0 | 0 | [450.0, 800.0, 1650.0, 4000.0, 8500.0] | 0 | 0
Siemens NH-2-315 | Siemens NH-2-315 | 315 | [4800.0, 120.0, 7.0, 0.1, 0.004] | 0 | 0 | [550.0, 920.0, 1900.0, 5000.0, 11000.0] | 0 | 0
Siemens NH-2-355 | Siemens NH-2-355 | 355 | [4800.0, 120.0, 6.0, 0.1, 0.004] | 0 | 0 | [650.0, 1116.27, 2350.0, 5840.0, 12790.0] | 0 | 0
Siemens NH-2-400 | Siemens NH-2-400 | 400 | [4800.0, 120.0, 7.0, 0.1, 0.004] | 0 | 0 | [720.0, 1350.0, 2800.0, 6500.0, 15000.0] | 0 | 0
Siemens NH-2-425 | Siemens NH-2-425 | 425 | [4800.0, 120.0, 7.0, 0.1, 0.004] | 0 | 0 | [850.0, 1500.0, 3050.0, 7500.0, 16500.0] | 0 | 0
Siemens NH-2-630 | Siemens NH-2-630 | 630 | [4800.0, 120.0, 7.0, 0.1, 0.004] | 0 | 0 | [1200.0, 2000.0, 4800.0, 12000.0, 26000.0] | 0 | 0

## res_bus
| vm_pu | va_degree | p_mw | q_mvar
0 | 0.9898 | -0.19562 | 0.0021349 | 0.00053505
1 | 0.98981 | -0.19549 | 0 | 0
2 | 0.98978 | -0.19618 | 0 | 0
3 | 0.99004 | -0.19106 | 0 | 0
4 | 0.98977 | -0.19625 | 0.0006832 | 0.00017123
5 | 0.98976 | -0.19642 | 0 | 0
6 | 0.99 | -0.19182 | 0 | 0
7 | 0.99004 | -0.19111 | 0.00067683 | 0.00016963
8 | 0.98847 | -0.22155 | 0 | 0
9 | 0.99227 | -0.1479 | 0 | 0
10 | 0.99384 | -0.11763 | 0 | 0
11 | 0.99433 | -0.10813 | 0.0080349 | 0.0020137
12 | 0.99316 | -0.13071 | 0.010564 | 0.0026477
13 | 0.99224 | -0.14856 | 0.0036253 | 0.00090859
14 | 0.9882 | -0.22681 | 0 | 0
15 | 0.98843 | -0.22237 | 0.0086654 | 0.0021717
16 | 0.98976 | -0.19648 | 0.0005611 | 0.00014062
17 | 0.98975 | -0.19666 | 0 | 0
18 | 0.99 | -0.19189 | 0.00074692 | 0.00018719
19 | 0.98995 | -0.19284 | 0 | 0
20 | 0.99513 | -0.092758 | 0 | 0
21 | 0.99221 | -0.14912 | 0.002471 | 0.0006193
22 | 0.988 | -0.23074 | 0.0089034 | 0.0022314
23 | 0.98815 | -0.22766 | 0.0084935 | 0.0021287
24 | 0.98159 | -0.35395 | 0.0088981 | 0.0022301
25 | 0.98173 | -0.35123 | 0 | 0
26 | 0.98107 | -0.36412 | 0 | 0
27 | 0.9821 | -0.34398 | 0 | 0
28 | 1 | 0 | -0.30498 | -0.077388
29 | 0.99831 | -0.032009 | 0 | 0
30 | 0.99635 | -0.069385 | 0 | 0
31 | 0.99468 | -0.10143 | 0 | 0
32 | 0.99464 | -0.10246 | 0 | 0
33 | 0.99453 | -0.1045 | 0.0088772 | 0.0022248
34 | 0.99487 | -0.097985 | 0 | 0
35 | 0.9954 | -0.087635 | 0 | 0
36 | 0.99574 | -0.081163 | 0.0082352 | 0.0020639
37 | 0.99313 | -0.13115 | 0.010064 | 0.0025223
38 | 0.99486 | -0.098197 | 0.009227 | 0.0023125
39 | 0.99514 | -0.092853 | 0.0093745 | 0.0023495
40 | 0.99289 | -0.13543 | 0.0018747 | 0.00046985
41 | 0.9851 | -0.28668 | 0 | 0
42 | 0.9845 | -0.29849 | 0.0082805 | 0.0020753
43 | 0.98568 | -0.27543 | 0.010174 | 0.0025499
44 | 0.98428 | -0.30156 | 0 | 0
45 | 0.98442 | -0.2989 | 0.0018171 | 0.0004554
46 | 0.98425 | -0.30213 | 0 | 0
47 | 0.99156 | -0.16151 | 0.008776 | 0.0021995
48 | 0.98099 | -0.36563 | 0.0022266 | 0.00055803
49 | 0.98091 | -0.36735 | 0.0016743 | 0.00041963
50 | 0.98198 | -0.3463 | 0.0018174 | 0.00045548
51 | 0.98335 | -0.31973 | 0.0018168 | 0.00045532
52 | 0.99191 | -0.15432 | 0.0018747 | 0.00046985
53 | 0.98079 | -0.36973 | 0.001873 | 0.00046942
54 | 0.9808 | -0.36952 | 0.0018758 | 0.00047012
55 | 0.98084 | -0.36876 | 0.0018757 | 0.00047008
56 | 0.98389 | -0.30925 | 0.0024991 | 0.00062634
57 | 0.98391 | -0.30876 | 0.0015401 | 0.00038597
58 | 0.98397 | -0.30757 | 0.001591 | 0.00039875
59 | 0.98403 | -0.3065 | 0.002092 | 0.00052431
60 | 0.97324 | -0.51769 | 0.00040095 | 0.00010049
61 | 0.9731 | -0.5206 | 0.00035345 | 8.8583e-05
62 | 0.97506 | -0.48181 | 0 | 0
63 | 0.97296 | -0.52321 | 0.0039572 | 0.00099178
64 | 0.97793 | -0.4256 | 0.0026135 | 0.00065501
65 | 0.97274 | -0.52773 | 0.00052832 | 0.00013241
66 | 0.97157 | -0.55083 | 0 | 0
67 | 0.97064 | -0.56915 | 0.0022481 | 0.00056343
68 | 0.97207 | -0.54089 | 0.00016936 | 4.2445e-05
69 | 0.97816 | -0.421 | 0 | 0
70 | 0.9727 | -0.52833 | 0.0013383 | 0.0003354
71 | 0.97063 | -0.56944 | 0.0031873 | 0.00079883
72 | 0.9724 | -0.53433 | 0 | 0
73 | 0.97821 | -0.41997 | 0 | 0
74 | 0.98187 | -0.35001 | 0.0017339 | 0.00043455
75 | 0.98211 | -0.34532 | 0 | 0
76 | 0.98184 | -0.35061 | 0 | 0
77 | 0.98241 | -0.33937 | 0 | 0
78 | 0.98178 | -0.35187 | 0 | 0
79 | 0.98347 | -0.31862 | 0 | 0
80 | 0.98376 | -0.31283 | 0 | 0
81 | 0.98344 | -0.31909 | 0.0047857 | 0.0011994
82 | 0.98343 | -0.31941 | 0 | 0
83 | 0.9831 | -0.32594 | 0 | 0
84 | 0.98328 | -0.32227 | 0 | 0
85 | 0.98206 | -0.34612 | 0.0031655 | 0.00079335
86 | 0.98327 | -0.32253 | 0.0087072 | 0.0021822
87 | 0.98177 | -0.35197 | 0.00043558 | 0.00010917
88 | 0.98308 | -0.32632 | 0.0010568 | 0.00026485
89 | 0.98201 | -0.34721 | 0.0015835 | 0.00039687
90 | 0.98194 | -0.34852 | 0.0021904 | 0.00054896
91 | 0.97858 | -0.41273 | 0.00074777 | 0.00018741
92 | 0.97941 | -0.39648 | 0 | 0
93 | 0.98638 | -0.26189 | 0.0080633 | 0.0020208
94 | 0.98782 | -0.23375 | 0.0088149 | 0.0022092
95 | 0.98966 | -0.19815 | 0.0094267 | 0.0023626
96 | 0.99023 | -0.18708 | 0.0081864 | 0.0020517
97 | 0.98092 | -0.36703 | 0.0018171 | 0.0004554
98 | 0.98094 | -0.3666 | 0.0018153 | 0.00045495
99 | 0.98864 | -0.21714 | 0.0018165 | 0.00045527
100 | 0.98919 | -0.20643 | 0.001816 | 0.00045513
101 | 0.98825 | -0.22464 | 0 | 0
102 | 0.99026 | -0.18585 | 0.0018151 | 0.0004549
103 | 0.98754 | -0.23836 | 0.0018166 | 0.00045529
104 | 0.99084 | -0.17476 | 0.0018741 | 0.00046971
105 | 0.98132 | -0.35928 | 0.0018165 | 0.00045526
106 | 0.98133 | -0.359 | 0 | 0
107 | 0.98698 | -0.24914 | 0.0018161 | 0.00045517
108 | 0.98121 | -0.36153 | 0.0018161 | 0.00045516
109 | 0.98156 | -0.35457 | 0.001816 | 0.00045513
110 | 0.98604 | -0.26731 | 0.0018148 | 0.00045484
111 | 0.98446 | -0.29812 | 0.002225 | 0.00055765
112 | 0.98097 | -0.36618 | 0.0018163 | 0.0004552
113 | 0.98003 | -0.38453 | 0.0010799 | 0.00027066
114 | 0.98023 | -0.38045 | 0.0010798 | 0.00027062
115 | 0.97996 | -0.38581 | 0.0010805 | 0.0002708
116 | 0.98047 | -0.37581 | 0.0010795 | 0.00027055
117 | 0.97971 | -0.39063 | 0.0010795 | 0.00027056
118 | 0.98058 | -0.37366 | 0.00087145 | 0.00021841
119 | 0.97954 | -0.39411 | 0.00063967 | 0.00016032
120 | 0.98076 | -0.37015 | 0.0034634 | 0.00086801
121 | 0.98087 | -0.36811 | 0.0018746 | 0.00046982
122 | 0.98096 | -0.36638 | 0.0018767 | 0.00047034
123 | 0.98101 | -0.36531 | 0.0018158 | 0.00045508
124 | 0.98113 | -0.36303 | 0.0018161 | 0.00045516
125 | 0.98186 | -0.34863 | 0.0018167 | 0.0004553
126 | 0.98376 | -0.31168 | 0.0018158 | 0.00045508
127 | 0.97939 | -0.39695 | 0.0010796 | 0.00027058
128 | 0.9794 | -0.39674 | 0.0010803 | 0.00027076
129 | 0.98452 | -0.29682 | 0.0018174 | 0.00045548
130 | 0.98553 | -0.27726 | 0.0018148 | 0.00045484
131 | 0.98975 | -0.19672 | 0.00053359 | 0.00013373
132 | 0.98974 | -0.19684 | 0 | 0
133 | 0.98994 | -0.19289 | 0.00051717 | 0.00012962
134 | 0.98992 | -0.19345 | 0 | 0
135 | 0.98973 | -0.19709 | 0.00056009 | 0.00014037
136 | 0.98973 | -0.19696 | 0 | 0
137 | 0.98973 | -0.19705 | 0.00060322 | 0.00015118
138 | 0.98974 | -0.1969 | 0.00057743 | 0.00014472
139 | 0.98988 | -0.1942 | 0 | 0
140 | 0.98985 | -0.1947 | 0.002884 | 0.0007228
141 | 0.98986 | -0.19451 | 0.0027563 | 0.00069079
142 | 0.98991 | -0.19351 | 0.00058165 | 0.00014577
143 | 0.99998 | 149.9956 | 0 | 0

## res_line
| p_from_mw | q_from_mvar | p_to_mw | q_to_mvar | pl_mw | ql_mvar | i_from_ka | i_to_ka | i_ka | vm_from_pu | va_from_degree | vm_to_pu | va_to_degree | loading_percent
0 | -0.0021349 | -0.00053505 | 0.0021349 | 0.00053502 | 1.3496e-08 | -3.6272e-08 | 0.0032095 | 0.0032094 | 0.0032095 | 0.9898 | -0.19562 | 0.98981 | -0.19549 | 0.88172
1 | 0.0035188 | 0.00088097 | -0.0035187 | -0.00088104 | 1.1547e-07 | -6.7543e-08 | 0.0052896 | 0.0052897 | 0.0052897 | 0.98981 | -0.19549 | 0.98978 | -0.19618 | 1.4532
2 | -0.0056537 | -0.001416 | 0.0056549 | 0.0014162 | 1.1941e-06 | 1.9747e-07 | 0.0084991 | 0.0084989 | 0.0084991 | 0.98981 | -0.19549 | 0.99004 | -0.19106 | 2.3349
3 | 0.0006832 | 0.00017116 | -0.0006832 | -0.00017123 | 2.1849e-09 | -6.9585e-08 | 0.0010271 | 0.0010271 | 0.0010271 | 0.98978 | -0.19618 | 0.98977 | -0.19625 | 0.28218
4 | 0.0028355 | 0.00070988 | -0.0028355 | -0.00070992 | 3.2086e-08 | -3.9986e-08 | 0.0042626 | 0.0042626 | 0.0042626 | 0.98978 | -0.19618 | 0.98976 | -0.19642 | 1.171
5 | 0.0074871 | 0.0018761 | -0.0074869 | -0.001876 | 2.71e-07 | 1.0006e-07 | 0.011253 | 0.011253 | 0.011253 | 0.99004 | -0.19106 | 0.99 | -0.19182 | 3.0915
6 | 0.00067683 | 0.00016957 | -0.00067683 | -0.00016963 | 1.7912e-09 | -5.8212e-08 | 0.0010172 | 0.0010173 | 0.0010173 | 0.99004 | -0.19106 | 0.99004 | -0.19111 | 0.27947
7 | 0.026107 | 0.0065589 | -0.026069 | -0.0065354 | 3.7943e-05 | 2.344e-05 | 0.039244 | 0.039244 | 0.039244 | 0.99004 | -0.19106 | 0.98847 | -0.22155 | 10.7814
8 | -0.039926 | -0.010021 | 0.040008 | 0.010073 | 8.2361e-05 | 5.1925e-05 | 0.060013 | 0.060013 | 0.060013 | 0.99004 | -0.19106 | 0.99227 | -0.1479 | 16.4871
9 | 0.0005611 | 0.00014054 | -0.0005611 | -0.00014062 | 1.7371e-09 | -8.2555e-08 | 0.00084353 | 0.00084356 | 0.00084356 | 0.98976 | -0.19642 | 0.98976 | -0.19648 | 0.23175
10 | 0.0022744 | 0.00056938 | -0.0022744 | -0.00056944 | 2.5992e-08 | -5.9564e-08 | 0.0034191 | 0.0034191 | 0.0034191 | 0.98976 | -0.19642 | 0.98975 | -0.19666 | 0.93932
11 | 0.00074692 | 0.00018712 | -0.00074692 | -0.00018719 | 2.7809e-09 | -7.3878e-08 | 0.0011226 | 0.0011227 | 0.0011227 | 0.99 | -0.19182 | 0.99 | -0.19189 | 0.30842
12 | 0.0067399 | 0.0016889 | -0.0067396 | -0.0016888 | 3.2738e-07 | 1.0015e-07 | 0.01013 | 0.01013 | 0.01013 | 0.99 | -0.19182 | 0.98995 | -0.19284 | 2.7831
13 | 0.017403 | 0.0043635 | -0.017399 | -0.004361 | 4.3567e-06 | 2.5714e-06 | 0.026199 | 0.026199 | 0.026199 | 0.98847 | -0.22155 | 0.9882 | -0.22681 | 7.1976
14 | 0.0086657 | 0.0021719 | -0.0086654 | -0.0021717 | 3.3561e-07 | 1.4738e-07 | 0.013045 | 0.013045 | 0.013045 | 0.98847 | -0.22155 | 0.98843 | -0.22237 | 3.5838
15 | -0.046105 | -0.0116 | 0.046143 | 0.011624 | 3.7889e-05 | 2.3976e-05 | 0.069155 | 0.069155 | 0.069155 | 0.99227 | -0.1479 | 0.99316 | -0.13071 | 18.9987
16 | 0.0060966 | 0.0015278 | -0.0060964 | -0.0015278 | 1.9116e-07 | 4.3566e-08 | 0.0091425 | 0.0091425 | 0.0091425 | 0.99227 | -0.1479 | 0.99224 | -0.14856 | 2.5117
17 | -0.056743 | -0.014295 | 0.056768 | 0.014311 | 2.5804e-05 | 1.6391e-05 | 0.084983 | 0.084983 | 0.084983 | 0.99384 | -0.11763 | 0.99433 | -0.10813 | 23.3471
18 | 0.056743 | 0.014295 | -0.056707 | -0.014272 | 3.5473e-05 | 2.2533e-05 | 0.084983 | 0.084983 | 0.084983 | 0.99384 | -0.11763 | 0.99316 | -0.13071 | 23.3471
19 | -0.064803 | -0.016325 | 0.064851 | 0.016355 | 4.7684e-05 | 3.0342e-05 | 0.097008 | 0.097007 | 0.097008 | 0.99433 | -0.10813 | 0.99513 | -0.092758 | 26.6504
20 | 0.0024711 | 0.00061918 | -0.002471 | -0.0006193 | 6.6747e-08 | -1.2468e-07 | 0.0037058 | 0.0037058 | 0.0037058 | 0.99224 | -0.14856 | 0.99221 | -0.14912 | 1.0181
21 | 0.008905 | 0.0022321 | -0.0089034 | -0.0022314 | 1.6657e-06 | 7.4965e-07 | 0.013409 | 0.013409 | 0.013409 | 0.9882 | -0.22681 | 0.988 | -0.23074 | 3.6839
22 | 0.0084938 | 0.0021288 | -0.0084935 | -0.0021287 | 3.4451e-07 | 1.4854e-07 | 0.01279 | 0.01279 | 0.01279 | 0.9882 | -0.22681 | 0.98815 | -0.22766 | 3.5137
23 | 0.00053359 | 0.00013365 | -0.00053359 | -0.00013373 | 1.5546e-09 | -8.1796e-08 | 0.00080218 | 0.00080221 | 0.00080221 | 0.98975 | -0.19666 | 0.98975 | -0.19672 | 0.22039
24 | 0.0017408 | 0.00043579 | -0.0017407 | -0.00043585 | 1.478e-08 | -6.4502e-08 | 0.0026169 | 0.002617 | 0.002617 | 0.98975 | -0.19666 | 0.98974 | -0.19684 | 0.71895
25 | 0.00051717 | 0.00012954 | -0.00051717 | -0.00012962 | 1.3522e-09 | -7.5851e-08 | 0.00077735 | 0.00077738 | 0.00077738 | 0.98995 | -0.19284 | 0.98994 | -0.19289 | 0.21357
26 | 0.0062224 | 0.0015592 | -0.0062223 | -0.0015592 | 1.8089e-07 | 4.4876e-08 | 0.009353 | 0.0093531 | 0.0093531 | 0.98995 | -0.19284 | 0.98992 | -0.19345 | 2.5695
27 | -0.064851 | -0.016355 | 0.064867 | 0.016365 | 1.5905e-05 | 1.0121e-05 | 0.097007 | 0.097007 | 0.097007 | 0.99513 | -0.092758 | 0.9954 | -0.087635 | 26.6504
28 | -0.0088981 | -0.0022301 | 0.0088992 | 0.0022306 | 1.1533e-06 | 5.2441e-07 | 0.013489 | 0.013489 | 0.013489 | 0.98159 | -0.35395 | 0.98173 | -0.35123 | 3.7057
29 | 0.037577 | 0.0094618 | -0.037554 | -0.0094473 | 2.3147e-05 | 1.4574e-05 | 0.056972 | 0.056972 | 0.056972 | 0.98173 | -0.35123 | 0.98107 | -0.36412 | 15.6517
30 | -0.046477 | -0.011692 | 0.046493 | 0.011703 | 1.6101e-05 | 1.0195e-05 | 0.070461 | 0.070461 | 0.070461 | 0.98173 | -0.35123 | 0.9821 | -0.34398 | 19.3573
31 | 0.007676 | 0.0019236 | -0.0076754 | -0.0019234 | 5.4994e-07 | 2.1535e-07 | 0.011642 | 0.011642 | 0.011642 | 0.98107 | -0.36412 | 0.98099 | -0.36563 | 3.1984
32 | 0.029878 | 0.0075236 | -0.029874 | -0.0075208 | 4.6009e-06 | 2.8692e-06 | 0.04533 | 0.04533 | 0.04533 | 0.98107 | -0.36412 | 0.98091 | -0.36735 | 12.4532
33 | 0.022109 | 0.0055468 | -0.022107 | -0.0055453 | 2.4409e-06 | 1.4888e-06 | 0.0335 | 0.0335 | 0.0335 | 0.9821 | -0.34398 | 0.98198 | -0.3463 | 9.2034
34 | -0.068602 | -0.017249 | 0.068681 | 0.0173 | 7.9558e-05 | 5.0668e-05 | 0.10396 | 0.10396 | 0.10396 | 0.9821 | -0.34398 | 0.98335 | -0.31973 | 28.5607
35 | 0.30333 | 0.077388 | -0.30286 | -0.077089 | 0.00046817 | 0.00029891 | 0.45184 | 0.45184 | 0.45184 | 1 | 0 | 0.99831 | -0.032009 | 41.3775
36 | 0.20643 | 0.052559 | -0.20606 | -0.052322 | 0.00037134 | 0.00023643 | 0.30799 | 0.30799 | 0.30799 | 0.99831 | -0.032009 | 0.99635 | -0.069385 | 28.204
37 | 0.096427 | 0.02453 | -0.096105 | -0.024325 | 0.00032141 | 0.00020516 | 0.14386 | 0.14386 | 0.14386 | 0.99831 | -0.032009 | 0.99468 | -0.10143 | 39.5208
38 | 0.17031 | 0.043346 | -0.17016 | -0.04325 | 0.0001497 | 9.5489e-05 | 0.25458 | 0.25458 | 0.25458 | 0.99635 | -0.069385 | 0.9954 | -0.087635 | 34.97
39 | 0.035757 | 0.0089767 | -0.035736 | -0.0089641 | 2.0078e-05 | 1.2606e-05 | 0.053406 | 0.053407 | 0.053407 | 0.99635 | -0.069385 | 0.99574 | -0.081163 | 14.6721
40 | 0.096105 | 0.024325 | -0.095968 | -0.024238 | 0.00013689 | 8.7384e-05 | 0.14386 | 0.14386 | 0.14386 | 0.99468 | -0.10143 | 0.99313 | -0.13115 | 39.5208
41 | 0.008878 | 0.0022252 | -0.0088772 | -0.0022248 | 8.6462e-07 | 3.8374e-07 | 0.013282 | 0.013282 | 0.013282 | 0.99464 | -0.10246 | 0.99453 | -0.1045 | 3.6489
42 | -0.008878 | -0.0022252 | 0.0088799 | 0.0022261 | 1.8932e-06 | 8.4013e-07 | 0.013282 | 0.013282 | 0.013282 | 0.99464 | -0.10246 | 0.99487 | -0.097985 | 3.6489
43 | 0.0092271 | 0.0023126 | -0.009227 | -0.0023125 | 9.328e-08 | 4.2741e-08 | 0.013801 | 0.013801 | 0.013801 | 0.99487 | -0.097985 | 0.99486 | -0.098197 | 3.7915
44 | -0.018107 | -0.0045386 | 0.018111 | 0.0045412 | 4.4279e-06 | 2.6248e-06 | 0.027083 | 0.027083 | 0.027083 | 0.99487 | -0.097985 | 0.99514 | -0.092853 | 7.4403
45 | 0.10529 | 0.026885 | -0.10505 | -0.02673 | 0.00024262 | 0.00015494 | 0.15757 | 0.15757 | 0.15757 | 0.9954 | -0.087635 | 0.99289 | -0.13543 | 43.2896
46 | 0.027501 | 0.0069002 | -0.027486 | -0.0068907 | 1.532e-05 | 9.4903e-06 | 0.0411 | 0.0411 | 0.0411 | 0.99574 | -0.081163 | 0.99514 | -0.092853 | 11.2913
47 | 0.085904 | 0.021716 | -0.085779 | -0.021636 | 0.00012488 | 7.9661e-05 | 0.12878 | 0.12878 | 0.12878 | 0.99313 | -0.13115 | 0.99156 | -0.16151 | 35.3782
48 | 0.10317 | 0.02626 | -0.10308 | -0.0262 | 9.3834e-05 | 5.9918e-05 | 0.15476 | 0.15476 | 0.15476 | 0.99289 | -0.13543 | 0.99191 | -0.15432 | 42.5178
49 | 0.031995 | 0.0080242 | -0.031977 | -0.0080129 | 1.8002e-05 | 1.126e-05 | 0.04833 | 0.04833 | 0.04833 | 0.9851 | -0.28668 | 0.9845 | -0.29849 | 13.2776
50 | -0.031995 | -0.0080242 | 0.032012 | 0.0080349 | 1.7156e-05 | 1.073e-05 | 0.04833 | 0.04833 | 0.04833 | 0.9851 | -0.28668 | 0.98568 | -0.27543 | 13.2776
51 | 0.023696 | 0.0059376 | -0.02368 | -0.0059277 | 1.6174e-05 | 9.9244e-06 | 0.035815 | 0.035815 | 0.035815 | 0.9845 | -0.29849 | 0.98376 | -0.31283 | 9.8393
52 | -0.042186 | -0.010585 | 0.042213 | 0.010602 | 2.7273e-05 | 1.7226e-05 | 0.06369 | 0.063689 | 0.06369 | 0.98568 | -0.27543 | 0.98638 | -0.26189 | 17.4971
53 | -0.0077247 | -0.001936 | 0.0077256 | 0.0019364 | 9.7825e-07 | 3.8292e-07 | 0.011678 | 0.011678 | 0.011678 | 0.98428 | -0.30156 | 0.98442 | -0.2989 | 3.2082
54 | 0.0077247 | 0.001936 | -0.0077244 | -0.0019359 | 2.1096e-07 | 8.2584e-08 | 0.011678 | 0.011678 | 0.011678 | 0.98428 | -0.30156 | 0.98425 | -0.30213 | 3.2082
55 | -0.0095427 | -0.0023918 | 0.009543 | 0.0023919 | 3.5464e-07 | 1.6918e-07 | 0.014424 | 0.014424 | 0.014424 | 0.98442 | -0.2989 | 0.98446 | -0.29812 | 3.9628
56 | 0.0077244 | 0.0019359 | -0.0077228 | -0.0019353 | 1.6087e-06 | 6.2988e-07 | 0.011678 | 0.011678 | 0.011678 | 0.98425 | -0.30213 | 0.98403 | -0.3065 | 3.2083
57 | 0.077003 | 0.019436 | -0.076909 | -0.019376 | 9.4176e-05 | 6.003e-05 | 0.11561 | 0.11561 | 0.11561 | 0.99156 | -0.16151 | 0.99023 | -0.18708 | 31.7601
58 | 0.0054488 | 0.0013654 | -0.0054487 | -0.0013654 | 1.4419e-07 | 2.1218e-08 | 0.008265 | 0.008265 | 0.008265 | 0.98099 | -0.36563 | 0.98097 | -0.36618 | 2.2706
59 | 0.028199 | 0.0071011 | -0.028195 | -0.0070988 | 3.7853e-06 | 2.353e-06 | 0.04279 | 0.04279 | 0.04279 | 0.98091 | -0.36735 | 0.98076 | -0.37015 | 11.7555
60 | 0.020289 | 0.0050899 | -0.020287 | -0.0050885 | 2.2494e-06 | 1.3593e-06 | 0.030746 | 0.030746 | 0.030746 | 0.98198 | -0.3463 | 0.98186 | -0.34863 | 8.4468
61 | -0.070498 | -0.017755 | 0.070525 | 0.017773 | 2.7158e-05 | 1.73e-05 | 0.10671 | 0.10671 | 0.10671 | 0.98335 | -0.31973 | 0.98376 | -0.31168 | 29.3159
62 | 0.1012 | 0.02573 | -0.1011 | -0.025667 | 9.9562e-05 | 6.3572e-05 | 0.15195 | 0.15195 | 0.15195 | 0.99191 | -0.15432 | 0.99084 | -0.17476 | 41.7452
63 | -0.001873 | -0.00046942 | 0.001873 | 0.00046935 | 1.9217e-08 | -6.7793e-08 | 0.0028416 | 0.0028416 | 0.0028416 | 0.98079 | -0.36973 | 0.9808 | -0.36952 | 0.78067
64 | -0.0037488 | -0.00093947 | 0.003749 | 0.00093942 | 1.3544e-07 | -5.4236e-08 | 0.0056875 | 0.0056874 | 0.0056875 | 0.9808 | -0.36952 | 0.98084 | -0.36876 | 1.5625
65 | -0.0056246 | -0.0014095 | 0.0056248 | 0.0014095 | 1.7326e-07 | 3.0796e-08 | 0.008533 | 0.008533 | 0.008533 | 0.98084 | -0.36876 | 0.98087 | -0.36811 | 2.3442
66 | -0.0024991 | -0.00062634 | 0.0024992 | 0.00062624 | 5.8393e-08 | -1.0106e-07 | 0.0037797 | 0.0037796 | 0.0037797 | 0.98389 | -0.30925 | 0.98391 | -0.30876 | 1.0384
67 | -0.0040393 | -0.0010122 | 0.0040395 | 0.0010122 | 2.2725e-07 | -6.0827e-08 | 0.0061087 | 0.0061086 | 0.0061087 | 0.98391 | -0.30876 | 0.98397 | -0.30757 | 1.6782
68 | -0.0056305 | -0.0014109 | 0.0056308 | 0.001411 | 2.8712e-07 | 4.9604e-08 | 0.0085147 | 0.0085146 | 0.0085147 | 0.98397 | -0.30757 | 0.98403 | -0.3065 | 2.3392
69 | 0.011798 | 0.002957 | -0.011796 | -0.0029561 | 1.636e-06 | 8.8046e-07 | 0.018038 | 0.018038 | 0.018038 | 0.97324 | -0.51769 | 0.9731 | -0.5206 | 4.9555
70 | -0.012199 | -0.0030575 | 0.01222 | 0.0030689 | 2.0887e-05 | 1.1374e-05 | 0.018651 | 0.01865 | 0.018651 | 0.97324 | -0.51769 | 0.97506 | -0.48181 | 5.1239
71 | 0.011443 | 0.0028676 | -0.011441 | -0.0028668 | 1.4232e-06 | 7.5685e-07 | 0.017497 | 0.017498 | 0.017498 | 0.9731 | -0.5206 | 0.97296 | -0.52321 | 4.807
72 | -0.01222 | -0.0030689 | 0.012252 | 0.0030868 | 3.2853e-05 | 1.7875e-05 | 0.01865 | 0.018649 | 0.01865 | 0.97506 | -0.48181 | 0.97793 | -0.4256 | 5.1237
73 | 0.0074839 | 0.001875 | -0.0074823 | -0.0018744 | 1.6109e-06 | 6.238e-07 | 0.011445 | 0.011446 | 0.011446 | 0.97296 | -0.52321 | 0.97274 | -0.52773 | 3.1444
74 | -0.014866 | -0.0037418 | 0.014869 | 0.0037436 | 3.2688e-06 | 1.8784e-06 | 0.022626 | 0.022626 | 0.022626 | 0.97793 | -0.4256 | 0.97816 | -0.421 | 6.2159
75 | 0.006954 | 0.001742 | -0.0069538 | -0.0017419 | 1.9949e-07 | 6.9317e-08 | 0.010637 | 0.010637 | 0.010637 | 0.97274 | -0.52773 | 0.9727 | -0.52833 | 2.9224
76 | 0.0054402 | 0.001363 | -0.0054355 | -0.0013622 | 4.7438e-06 | 7.8176e-07 | 0.0083319 | 0.0083327 | 0.0083327 | 0.97157 | -0.55083 | 0.97064 | -0.56915 | 2.2892
77 | -0.0054402 | -0.001363 | 0.0054428 | 0.0013634 | 2.5765e-06 | 4.2262e-07 | 0.0083319 | 0.0083315 | 0.0083319 | 0.97157 | -0.55083 | 0.97207 | -0.54089 | 2.289
78 | 0.0031874 | 0.00079879 | -0.0031873 | -0.00079883 | 4.3808e-08 | -3.2438e-08 | 0.0048863 | 0.0048864 | 0.0048864 | 0.97064 | -0.56915 | 0.97063 | -0.56944 | 1.3424
79 | -0.0056122 | -0.0014059 | 0.0056139 | 0.0014062 | 1.7543e-06 | 3.3665e-07 | 0.0085907 | 0.0085904 | 0.0085907 | 0.97207 | -0.54089 | 0.9724 | -0.53433 | 2.3601
80 | -0.014869 | -0.0037436 | 0.01487 | 0.0037441 | 7.3448e-07 | 4.2204e-07 | 0.022626 | 0.022626 | 0.022626 | 0.97816 | -0.421 | 0.97821 | -0.41997 | 6.2159
81 | 0.0056155 | 0.0014065 | -0.0056139 | -0.0014062 | 1.6033e-06 | 3.0716e-07 | 0.0085902 | 0.0085904 | 0.0085904 | 0.9727 | -0.52833 | 0.9724 | -0.53433 | 2.36
82 | -0.01487 | -0.0037441 | 0.014875 | 0.003747 | 5.1458e-06 | 2.9567e-06 | 0.022626 | 0.022626 | 0.022626 | 0.97821 | -0.41997 | 0.97858 | -0.41273 | 6.2159
83 | -0.0021695 | -0.00054062 | 0.00217 | 0.00053942 | 4.8202e-07 | -1.1971e-06 | 0.0032867 | 0.0032862 | 0.0032867 | 0.98187 | -0.35001 | 0.98211 | -0.34532 | 0.90295
84 | 0.00043562 | 0.00010607 | -0.00043561 | -0.00010701 | 1.2229e-08 | -9.4117e-07 | 0.00065909 | 0.00065942 | 0.00065942 | 0.98187 | -0.35001 | 0.98184 | -0.35061 | 0.18116
85 | -0.00217 | -0.00053942 | 0.0021706 | 0.0005379 | 6.1028e-07 | -1.5173e-06 | 0.0032862 | 0.0032855 | 0.0032862 | 0.98211 | -0.34532 | 0.98241 | -0.33937 | 0.9028
86 | 0.00043561 | 0.00010701 | -0.00043559 | -0.00010901 | 2.6055e-08 | -2.0019e-06 | 0.00065942 | 0.00066013 | 0.00066013 | 0.98184 | -0.35061 | 0.98178 | -0.35187 | 0.18136
87 | 0.006942 | 0.0017395 | -0.0069397 | -0.0017388 | 2.2312e-06 | 7.4681e-07 | 0.010515 | 0.010515 | 0.010515 | 0.98241 | -0.33937 | 0.98206 | -0.34612 | 2.8887
88 | -0.0091125 | -0.0022774 | 0.0091215 | 0.0022816 | 8.9987e-06 | 4.162e-06 | 0.0138 | 0.0138 | 0.0138 | 0.98241 | -0.33937 | 0.98347 | -0.31862 | 3.7912
89 | 0.00043559 | 0.00010901 | -0.00043558 | -0.00010917 | 2.0105e-09 | -1.5427e-07 | 0.00066013 | 0.00066019 | 0.00066019 | 0.98178 | -0.35187 | 0.98177 | -0.35197 | 0.18137
90 | -0.014965 | -0.0037413 | 0.014969 | 0.0037437 | 4.1199e-06 | 2.3646e-06 | 0.022638 | 0.022638 | 0.022638 | 0.98347 | -0.31862 | 0.98376 | -0.31283 | 6.2194
91 | 0.005843 | 0.0014597 | -0.0058428 | -0.0014597 | 1.321e-07 | 2.7331e-08 | 0.0088389 | 0.0088389 | 0.0088389 | 0.98347 | -0.31862 | 0.98344 | -0.31909 | 2.4283
92 | 0.0087113 | 0.002184 | -0.0087073 | -0.0021823 | 3.9176e-06 | 1.7437e-06 | 0.013177 | 0.013177 | 0.013177 | 0.98376 | -0.31283 | 0.98328 | -0.32227 | 3.62
93 | 0.0010571 | 0.00026029 | -0.0010571 | -0.00026049 | 1.5473e-08 | -1.9515e-07 | 0.0015978 | 0.0015979 | 0.0015979 | 0.98344 | -0.31909 | 0.98343 | -0.31941 | 0.43899
94 | 0.0010571 | 0.00026049 | -0.0010568 | -0.00026461 | 3.2676e-07 | -4.1153e-06 | 0.0015979 | 0.0015994 | 0.0015994 | 0.98343 | -0.31941 | 0.9831 | -0.32594 | 0.43941
95 | 0.0010568 | 0.00026461 | -0.0010568 | -0.00026485 | 1.9318e-08 | -2.4294e-07 | 0.0015994 | 0.0015995 | 0.0015995 | 0.9831 | -0.32594 | 0.98308 | -0.32632 | 0.43943
96 | 0.0087073 | 0.0021823 | -0.0087072 | -0.0021822 | 1.0757e-07 | 4.7888e-08 | 0.013177 | 0.013177 | 0.013177 | 0.98328 | -0.32227 | 0.98327 | -0.32253 | 3.6201
97 | 0.0037742 | 0.00094542 | -0.003774 | -0.0009455 | 1.9564e-07 | -7.6639e-08 | 0.0057185 | 0.0057186 | 0.0057186 | 0.98206 | -0.34612 | 0.98201 | -0.34721 | 1.571
98 | 0.0021905 | 0.00054863 | -0.0021904 | -0.00054896 | 1.36e-07 | -3.2942e-07 | 0.0033191 | 0.0033192 | 0.0033192 | 0.98201 | -0.34721 | 0.98194 | -0.34852 | 0.91188
99 | -0.015623 | -0.0039344 | 0.015635 | 0.0039415 | 1.2152e-05 | 7.0554e-06 | 0.023763 | 0.023762 | 0.023763 | 0.97858 | -0.41273 | 0.97941 | -0.39648 | 6.5282
100 | -0.017795 | -0.0044826 | 0.017797 | 0.0044838 | 2.0165e-06 | 1.198e-06 | 0.027044 | 0.027044 | 0.027044 | 0.97941 | -0.39648 | 0.97954 | -0.39411 | 7.4297
101 | 0.00216 | 0.00054114 | -0.00216 | -0.00054121 | 2.6889e-08 | -6.6585e-08 | 0.0032816 | 0.0032816 | 0.0032816 | 0.97941 | -0.39648 | 0.9794 | -0.39674 | 0.90154
102 | -0.050276 | -0.012623 | 0.050344 | 0.012666 | 6.7573e-05 | 4.2847e-05 | 0.075854 | 0.075853 | 0.075854 | 0.98638 | -0.26189 | 0.98782 | -0.23375 | 20.8389
103 | -0.059159 | -0.014875 | 0.05926 | 0.014939 | 0.00010077 | 6.4062e-05 | 0.089132 | 0.089132 | 0.089132 | 0.98782 | -0.23375 | 0.98966 | -0.19815 | 24.4867
104 | -0.068686 | -0.017302 | 0.068723 | 0.017325 | 3.6393e-05 | 2.3175e-05 | 0.10331 | 0.10331 | 0.10331 | 0.98966 | -0.19815 | 0.99023 | -0.18708 | 28.3806
105 | -0.0018171 | -0.0004554 | 0.0018171 | 0.00045526 | 3.7012e-08 | -1.4031e-07 | 0.0027564 | 0.0027563 | 0.0027564 | 0.98092 | -0.36703 | 0.98094 | -0.3666 | 0.75725
106 | -0.0036324 | -0.0009102 | 0.0036324 | 0.00091017 | 7.245e-08 | -3.397e-08 | 0.0055099 | 0.0055099 | 0.0055099 | 0.98094 | -0.3666 | 0.98097 | -0.36618 | 1.5137
107 | -0.095401 | -0.024161 | 0.09545 | 0.024192 | 4.9118e-05 | 3.1354e-05 | 0.14368 | 0.14368 | 0.14368 | 0.98864 | -0.21714 | 0.98919 | -0.20643 | 39.4722
108 | 0.093584 | 0.023705 | -0.093551 | -0.023684 | 3.366e-05 | 2.1485e-05 | 0.14094 | 0.14094 | 0.14094 | 0.98864 | -0.21714 | 0.98825 | -0.22464 | 38.7211
109 | -0.097266 | -0.024647 | 0.097362 | 0.024708 | 9.6296e-05 | 6.1476e-05 | 0.14641 | 0.14641 | 0.14641 | 0.98919 | -0.20643 | 0.99026 | -0.18585 | 40.2227
110 | 0.093551 | 0.023684 | -0.093489 | -0.023644 | 6.1576e-05 | 3.9303e-05 | 0.14094 | 0.14094 | 0.14094 | 0.98825 | -0.22464 | 0.98754 | -0.23836 | 38.7211
111 | -0.099177 | -0.025163 | 0.09923 | 0.025197 | 5.2895e-05 | 3.3771e-05 | 0.14914 | 0.14914 | 0.14914 | 0.99026 | -0.18585 | 0.99084 | -0.17476 | 40.972
112 | 0.091672 | 0.023189 | -0.091625 | -0.023159 | 4.7409e-05 | 3.0257e-05 | 0.13821 | 0.13821 | 0.13821 | 0.98754 | -0.23836 | 0.98698 | -0.24914 | 37.9691
113 | -0.0018165 | -0.00045526 | 0.0018165 | 0.00045517 | 2.3901e-08 | -9.0839e-08 | 0.0027545 | 0.0027544 | 0.0027545 | 0.98132 | -0.35928 | 0.98133 | -0.359 | 0.75672
114 | 0.014829 | 0.0037177 | -0.014827 | -0.0037167 | 1.7852e-06 | 1.0236e-06 | 0.022486 | 0.022486 | 0.022486 | 0.98133 | -0.359 | 0.98121 | -0.36153 | 6.1775
115 | -0.016646 | -0.0041729 | 0.016649 | 0.004175 | 3.5201e-06 | 2.0666e-06 | 0.02524 | 0.02524 | 0.02524 | 0.98133 | -0.359 | 0.98156 | -0.35457 | 6.9342
116 | 0.089809 | 0.022704 | -0.089731 | -0.022654 | 7.8179e-05 | 4.989e-05 | 0.13547 | 0.13547 | 0.13547 | 0.98698 | -0.24914 | 0.98604 | -0.26731 | 37.2169
117 | 0.013011 | 0.0032615 | -0.01301 | -0.003261 | 9.2679e-07 | 5.1297e-07 | 0.019732 | 0.019732 | 0.019732 | 0.98121 | -0.36153 | 0.98113 | -0.36303 | 5.4209
118 | -0.018465 | -0.0046301 | 0.01847 | 0.0046332 | 5.2293e-06 | 3.1217e-06 | 0.027993 | 0.027993 | 0.027993 | 0.98156 | -0.35457 | 0.98186 | -0.34863 | 7.6905
119 | 0.087916 | 0.022199 | -0.087874 | -0.022172 | 4.1882e-05 | 2.6723e-05 | 0.13273 | 0.13273 | 0.13273 | 0.98604 | -0.26731 | 0.98553 | -0.27726 | 36.4645
120 | -0.011768 | -0.0029496 | 0.011769 | 0.00295 | 7.3024e-07 | 3.891e-07 | 0.017788 | 0.017788 | 0.017788 | 0.98446 | -0.29812 | 0.98452 | -0.29682 | 4.8867
121 | -0.021685 | -0.0054615 | 0.02169 | 0.005464 | 4.2286e-06 | 2.5753e-06 | 0.032936 | 0.032936 | 0.032936 | 0.98003 | -0.38453 | 0.98023 | -0.38045 | 9.0482
122 | 0.020606 | 0.0051908 | -0.020604 | -0.00519 | 1.2625e-06 | 7.6471e-07 | 0.031296 | 0.031296 | 0.031296 | 0.98003 | -0.38453 | 0.97996 | -0.38581 | 8.5978
123 | -0.022769 | -0.0057347 | 0.022775 | 0.0057378 | 5.0616e-06 | 3.097e-06 | 0.034575 | 0.034575 | 0.034575 | 0.98023 | -0.38045 | 0.98047 | -0.37581 | 9.4985
124 | 0.019524 | 0.0049192 | -0.019519 | -0.0049165 | 4.4957e-06 | 2.7055e-06 | 0.029655 | 0.029655 | 0.029655 | 0.97996 | -0.38581 | 0.97971 | -0.39063 | 8.147
125 | -0.023854 | -0.0060083 | 0.023857 | 0.0060098 | 2.4538e-06 | 1.5075e-06 | 0.036213 | 0.036213 | 0.036213 | 0.98047 | -0.37581 | 0.98058 | -0.37366 | 9.9486
126 | 0.01844 | 0.004646 | -0.018437 | -0.0046441 | 3.0712e-06 | 1.8342e-06 | 0.028016 | 0.028016 | 0.028016 | 0.97971 | -0.39063 | 0.97954 | -0.39411 | 7.6966
127 | -0.024728 | -0.0062282 | 0.024732 | 0.0062308 | 4.1416e-06 | 2.5517e-06 | 0.037535 | 0.037535 | 0.037535 | 0.98058 | -0.37366 | 0.98076 | -0.37015 | 10.3119
128 | -0.0074994 | -0.0018794 | 0.0075 | 0.0018796 | 6.1807e-07 | 2.3482e-07 | 0.011377 | 0.011377 | 0.011377 | 0.98087 | -0.36811 | 0.98096 | -0.36638 | 3.1255
129 | -0.0093767 | -0.0023499 | 0.0093772 | 0.0023502 | 4.8148e-07 | 2.2802e-07 | 0.014223 | 0.014223 | 0.014223 | 0.98096 | -0.36638 | 0.98101 | -0.36531 | 3.9076
130 | -0.011193 | -0.0028052 | 0.011194 | 0.0028059 | 1.2161e-06 | 6.3621e-07 | 0.016978 | 0.016978 | 0.016978 | 0.98101 | -0.36531 | 0.98113 | -0.36303 | 4.6642
131 | -0.072341 | -0.018228 | 0.072392 | 0.018261 | 5.1468e-05 | 3.2794e-05 | 0.10946 | 0.10946 | 0.10946 | 0.98376 | -0.31168 | 0.98452 | -0.29682 | 30.0705
132 | -0.0010796 | -0.00027058 | 0.0010796 | 0.00027045 | 1.0512e-08 | -1.2439e-07 | 0.0016403 | 0.0016402 | 0.0016403 | 0.97939 | -0.39695 | 0.9794 | -0.39674 | 0.45063
133 | -0.085979 | -0.021666 | 0.086059 | 0.021717 | 8.0532e-05 | 5.1379e-05 | 0.12999 | 0.12999 | 0.12999 | 0.98452 | -0.29682 | 0.98553 | -0.27726 | 35.7118
134 | 0.00057743 | 0.00014464 | -0.00057743 | -0.00014472 | 1.8141e-09 | -8.1333e-08 | 0.0008681 | 0.00086813 | 0.00086813 | 0.98974 | -0.19684 | 0.98974 | -0.1969 | 0.2385
135 | 0.0011633 | 0.00029122 | -0.0011633 | -0.00029129 | 7.0859e-09 | -7.4861e-08 | 0.0017489 | 0.0017489 | 0.0017489 | 0.98974 | -0.19684 | 0.98973 | -0.19696 | 0.48046
136 | 0.00058165 | 0.0001457 | -0.00058165 | -0.00014577 | 1.7586e-09 | -7.7746e-08 | 0.00087429 | 0.00087432 | 0.00087432 | 0.98992 | -0.19345 | 0.98991 | -0.19351 | 0.2402
137 | 0.0056406 | 0.0014135 | -0.0056404 | -0.0014135 | 2.033e-07 | 3.3165e-08 | 0.0084788 | 0.0084788 | 0.0084788 | 0.98992 | -0.19345 | 0.98988 | -0.1942 | 2.3293
138 | -0.00056009 | -0.00014037 | 0.00056009 | 0.00014021 | 3.4076e-09 | -1.6252e-07 | 0.00084207 | 0.00084201 | 0.00084207 | 0.98973 | -0.19709 | 0.98973 | -0.19696 | 0.23134
139 | 0.00060322 | 0.00015108 | -0.00060322 | -0.00015118 | 2.3637e-09 | -9.6979e-08 | 0.00090688 | 0.00090691 | 0.00090691 | 0.98973 | -0.19696 | 0.98973 | -0.19705 | 0.24915
140 | 0.0028841 | 0.00072272 | -0.002884 | -0.0007228 | 6.8653e-08 | -8.1267e-08 | 0.0043354 | 0.0043355 | 0.0043355 | 0.98988 | -0.1942 | 0.98985 | -0.1947 | 1.1911
141 | 0.0027563 | 0.00069073 | -0.0027563 | -0.00069079 | 4.0089e-08 | -5.439e-08 | 0.0041434 | 0.0041434 | 0.0041434 | 0.98988 | -0.1942 | 0.98986 | -0.19451 | 1.1383

## res_trafo
| p_hv_mw | q_hv_mvar | p_lv_mw | q_lv_mvar | pl_mw | ql_mvar | i_hv_ka | i_lv_ka | vm_hv_pu | va_hv_degree | vm_lv_pu | va_lv_degree | loading_percent
0 | -1.2729e-15 | -1.3162e-15 | 0.00165 | 1.2699e-07 | 0.00165 | 1.2699e-07 | 5.2857e-17 | 0.0023815 | 0.99998 | 149.9956 | 1 | 0 | 0.2619

## res_ext_grid
| p_mw | q_mvar
0 | 0.31336 | 0.07949

## res_load
| p_mw | q_mvar
0 | 0.0021349 | 0.00053505
1 | 0.0006832 | 0.00017123
2 | 0.00067683 | 0.00016963
3 | 0.0080349 | 0.0020137
4 | 0.010564 | 0.0026477
5 | 0.0036253 | 0.00090859
6 | 0.0086654 | 0.0021717
7 | 0.0005611 | 0.00014062
8 | 0.00074692 | 0.00018719
9 | 0.002471 | 0.0006193
10 | 0.0089034 | 0.0022314
11 | 0.0084935 | 0.0021287
12 | 0.0088981 | 0.0022301
13 | 0.0083847 | 0.0021014
14 | 0.0088772 | 0.0022248
15 | 0.0082352 | 0.0020639
16 | 0.010064 | 0.0025223
17 | 0.009227 | 0.0023125
18 | 0.0093745 | 0.0023495
19 | 0.0018747 | 0.00046985
20 | 0.0082805 | 0.0020753
21 | 0.010174 | 0.0025499
22 | 0.0018171 | 0.0004554
23 | 0.008776 | 0.0021995
24 | 0.0022266 | 0.00055803
25 | 0.0016743 | 0.00041963
26 | 0.0018174 | 0.00045548
27 | 0.0018168 | 0.00045532
28 | 0.0018747 | 0.00046985
29 | 0.001873 | 0.00046942
30 | 0.0018758 | 0.00047012
31 | 0.0018757 | 0.00047008
32 | 0.0024991 | 0.00062634
33 | 0.0015401 | 0.00038597
34 | 0.001591 | 0.00039875
35 | 0.002092 | 0.00052431
36 | 0.00040095 | 0.00010049
37 | 0.00035345 | 8.8583e-05
38 | 0.0039572 | 0.00099178
39 | 0.0026135 | 0.00065501
40 | 0.00052832 | 0.00013241
41 | 0.0022481 | 0.00056343
42 | 0.00016936 | 4.2445e-05
43 | 0.0013383 | 0.0003354
44 | 0.0031873 | 0.00079883
45 | 0.0017339 | 0.00043455
46 | 0.0047857 | 0.0011994
47 | 0.0031655 | 0.00079335
48 | 0.0087072 | 0.0021822
49 | 0.00043558 | 0.00010917
50 | 0.0010568 | 0.00026485
51 | 0.0015835 | 0.00039687
52 | 0.0021904 | 0.00054896
53 | 0.00074777 | 0.00018741
54 | 0.0080633 | 0.0020208
55 | 0.0088149 | 0.0022092
56 | 0.0094267 | 0.0023626
57 | 0.0081864 | 0.0020517
58 | 0.0018171 | 0.0004554
59 | 0.0018153 | 0.00045495
60 | 0.0018165 | 0.00045527
61 | 0.001816 | 0.00045513
62 | 0.0018151 | 0.0004549
63 | 0.0018166 | 0.00045529
64 | 0.0018741 | 0.00046971
65 | 0.0018165 | 0.00045526
66 | 0.0018161 | 0.00045517
67 | 0.0018161 | 0.00045516
68 | 0.001816 | 0.00045513
69 | 0.0018148 | 0.00045484
70 | 0.002225 | 0.00055765
71 | 0.0018163 | 0.0004552
72 | 0.0010799 | 0.00027066
73 | 0.0010798 | 0.00027062
74 | 0.0010805 | 0.0002708
75 | 0.0010795 | 0.00027055
76 | 0.0010795 | 0.00027056
77 | 0.00087145 | 0.00021841
78 | 0.00063967 | 0.00016032
79 | 0.0034634 | 0.00086801
80 | 0.0018746 | 0.00046982
81 | 0.0018767 | 0.00047034
82 | 0.0018158 | 0.00045508
83 | 0.0018161 | 0.00045516
84 | 0.0018167 | 0.0004553
85 | 0.0018158 | 0.00045508
86 | 0.0010796 | 0.00027058
87 | 0.0010803 | 0.00027076
88 | 0.0018174 | 0.00045548
89 | 0.0018148 | 0.00045484
90 | 0.00053359 | 0.00013373
91 | 0.00051717 | 0.00012962
92 | 0.00056009 | 0.00014037
93 | 0.00060322 | 0.00015118
94 | 0.00057743 | 0.00014472
95 | 0.002884 | 0.0007228
96 | 0.0027563 | 0.00069079
97 | 0.00058165 | 0.00014577

## dtypes
| element | column | dtype
0 | bus | name | object
1 | bus | vn_kv | float64
2 | bus | type | object
3 | bus | zone | object
4 | bus | in_service | bool
5 | load | name | object
6 | load | bus | uint32
7 | load | p_mw | float64
8 | load | q_mvar | float64
9 | load | const_z_percent | float64
10 | load | const_i_percent | float64
11 | load | sn_mva | float64
12 | load | scaling | float64
13 | load | in_service | bool
14 | load | type | object
15 | ext_grid | name | object
16 | ext_grid | bus | uint32
17 | ext_grid | vm_pu | float64
18 | ext_grid | va_degree | float64
19 | ext_grid | slack_weight | float64
20 | ext_grid | in_service | bool
21 | line | name | object
22 | line | std_type | object
23 | line | from_bus | uint32
24 | line | to_bus | uint32
25 | line | length_km | float64
26 | line | r_ohm_per_km | float64
27 | line | x_ohm_per_km | float64
28 | line | c_nf_per_km | float64
29 | line | g_us_per_km | float64
30 | line | max_i_ka | float64
31 | line | df | float64
32 | line | parallel | uint32
33 | line | type | object
34 | line | in_service | bool
35 | trafo | name | object
36 | trafo | std_type | object
37 | trafo | hv_bus | uint32
38 | trafo | lv_bus | uint32
39 | trafo | sn_mva | float64
40 | trafo | vn_hv_kv | float64
41 | trafo | vn_lv_kv | float64
42 | trafo | vk_percent | float64
43 | trafo | vkr_percent | float64
44 | trafo | pfe_kw | float64
45 | trafo | i0_percent | float64
46 | trafo | shift_degree | float64
47 | trafo | tap_side | object
48 | trafo | tap_neutral | int32
49 | trafo | tap_min | int32
50 | trafo | tap_max | int32
51 | trafo | tap_step_percent | float64
52 | trafo | tap_step_degree | float64
53 | trafo | tap_pos | int32
54 | trafo | tap_phase_shifter | bool
55 | trafo | parallel | uint32
56 | trafo | df | float64
57 | trafo | in_service | bool
58 | line_geodata | coords | object
59 | bus_geodata | x | float64
60 | bus_geodata | y | float64
61 | bus_geodata | coords | object
62 | res_bus | vm_pu | float64
63 | res_bus | va_degree | float64
64 | res_bus | p_mw | float64
65 | res_bus | q_mvar | float64
66 | res_line | p_from_mw | float64
67 | res_line | q_from_mvar | float64
68 | res_line | p_to_mw | float64
69 | res_line | q_to_mvar | float64
70 | res_line | pl_mw | float64
71 | res_line | ql_mvar | float64
72 | res_line | i_from_ka | float64
73 | res_line | i_to_ka | float64
74 | res_line | i_ka | float64
75 | res_line | vm_from_pu | float64
76 | res_line | va_from_degree | float64
77 | res_line | vm_to_pu | float64
78 | res_line | va_to_degree | float64
79 | res_line | loading_percent | float64
80 | res_trafo | p_hv_mw | float64
81 | res_trafo | q_hv_mvar | float64
82 | res_trafo | p_lv_mw | float64
83 | res_trafo | q_lv_mvar | float64
84 | res_trafo | pl_mw | float64
85 | res_trafo | ql_mvar | float64
86 | res_trafo | i_hv_ka | float64
87 | res_trafo | i_lv_ka | float64
88 | res_trafo | vm_hv_pu | float64
89 | res_trafo | va_hv_degree | float64
90 | res_trafo | vm_lv_pu | float64
91 | res_trafo | va_lv_degree | float64
92 | res_trafo | loading_percent | float64
93 | res_ext_grid | p_mw | float64
94 | res_ext_grid | q_mvar | float64
95 | res_load | p_mw | float64
96 | res_load | q_mvar | float64

## parameters
| version | format_version | converged | OPF_converged | name | f_hz | sn_mva
0 | 2.14.6 | 2.14.0 | TRUE | FALSE |  | 50 | 1