## bus
| name | vn_kv | type | zone | in_service
0 | bus_LV_230-165_0_4_node_0 | 0.4 | n |  | TRUE
1 | bus_LV_230-165_0_4_node_1 | 0.4 | n |  | TRUE
2 | bus_LV_230-165_0_4_node_2 | 0.4 | n |  | TRUE
3 | bus_LV_230-165_0_4_node_3 | 0.4 | n |  | TRUE
4 | bus_LV_230-165_0_4_node_5 | 0.4 | n |  | TRUE
5 | bus_LV_230-165_0_4_node_6 | 0.4 | n |  | TRUE
6 | bus_LV_230-165_0_4_node_13 | 0.4 | n |  | TRUE
7 | bus_LV_230-165_0_4_node_4 | 0.4 | n |  | TRUE
8 | bus_LV_230-165_0_4_node_24 | 0.4 | n |  | TRUE
9 | bus_LV_230-165_0_4_node_21 | 0.4 | n |  | TRUE
10 | bus_LV_230-165_0_4_node_116 | 0.4 | n |  | TRUE
11 | bus_LV_230-165_0_4_node_9 | 0.4 | n |  | TRUE
12 | bus_LV_230-165_0_4_node_7 | 0.4 | n |  | TRUE
13 | bus_LV_230-165_0_4_node_23 | 0.4 | n |  | TRUE
14 | bus_LV_230-165_0_4_node_11 | 0.4 | n |  | TRUE
15 | bus_LV_230-165_0_4_node_15 | 0.4 | n |  | TRUE
16 | bus_LV_230-165_0_4_node_29 | 0.4 | n |  | TRUE
17 | bus_LV_230-165_0_4_node_17 | 0.4 | n |  | TRUE
18 | bus_LV_230-165_0_4_node_26 | 0.4 | n |  | TRUE
19 | bus_LV_230-165_0_4_node_20 | 0.4 | n |  | TRUE
20 | bus_LV_230-165_0_4_node_100 | 0.4 | n |  | TRUE
21 | bus_LV_230-165_0_4_node_10 | 0.4 | n |  | TRUE
22 | bus_LV_230-165_0_4_node_101 | 0.4 | n |  | TRUE
23 | bus_LV_230-165_0_4_node_14 | 0.4 | n |  | TRUE
24 | bus_LV_230-165_0_4_node_105 | 0.4 | n |  | TRUE
25 | bus_LV_230-165_0_4_node_18 | 0.4 | n |  | TRUE
26 | bus_LV_230-165_0_4_node_68 | 0.4 | n |  | TRUE
27 | bus_LV_230-165_0_4_node_96 | 0.4 | n |  | TRUE
28 | bus_LV_230-165_0_4_node_16 | 0.4 | n |  | TRUE
29 | bus_LV_230-165_0_4_node_140 | 0.4 | n |  | TRUE
30 | bus_LV_230-165_0_4_node_27 | 0.4 | n |  | TRUE
31 | bus_LV_230-165_0_4_node_30 | 0.4 | n |  | TRUE
32 | bus_LV_230-165_0_4_node_141 | 0.4 | n |  | TRUE
33 | bus_LV_230-165_0_4_node_19 | 0.4 | n |  | TRUE
34 | bus_LV_230-165_0_4_node_99 | 0.4 | n |  | TRUE
35 | bus_LV_230-165_0_4_node_95 | 0.4 | n |  | TRUE
36 | bus_LV_230-165_0_4_node_85 | 0.4 | n |  | TRUE
37 | bus_LV_230-165_0_4_node_22 | 0.4 | n |  | TRUE
38 | bus_LV_230-165_0_4_node_107 | 0.4 | n |  | TRUE
39 | bus_LV_230-165_0_4_node_108 | 0.4 | n |  | TRUE
40 | bus_LV_230-165_0_4_node_109 | 0.4 | n |  | TRUE
41 | bus_LV_230-165_0_4_node_106 | 0.4 | n |  | TRUE
42 | bus_LV_230-165_0_4_node_87 | 0.4 | n |  | TRUE
43 | bus_LV_230-165_0_4_node_8 | 0.4 | n |  | TRUE
44 | bus_LV_230-165_0_4_node_104 | 0.4 | n |  | TRUE
45 | bus_LV_230-165_0_4_node_28 | 0.4 | n |  | TRUE
46 | bus_LV_230-165_0_4_node_25 | 0.4 | n |  | TRUE
47 | bus_LV_230-165_0_4_node_83 | 0.4 | n |  | TRUE
48 | bus_LV_230-165_0_4_node_117 | 0.4 | n |  | TRUE
49 | bus_LV_230-165_0_4_node_56 | 0.4 | n |  | TRUE
50 | bus_LV_230-165_0_4_node_125 | 0.4 | n |  | TRUE
51 | bus_LV_230-165_0_4_node_94 | 0.4 | n |  | TRUE
52 | bus_LV_230-165_0_4_node_111 | 0.4 | n |  | TRUE
53 | bus_LV_230-165_0_4_node_89 | 0.4 | n |  | TRUE
54 | bus_LV_230-165_0_4_node_97 | 0.4 | n |  | TRUE
55 | bus_LV_230-165_0_4_node_127 | 0.4 | n |  | TRUE
56 | bus_LV_230-165_0_4_node_82 | 0.4 | n |  | TRUE
57 | bus_LV_230-165_0_4_node_42 | 0.4 | n |  | TRUE
58 | bus_LV_230-165_0_4_node_33 | 0.4 | n |  | TRUE
59 | bus_LV_230-165_0_4_node_31 | 0.4 | n |  | TRUE
60 | bus_LV_230-165_0_4_node_32 | 0.4 | n |  | TRUE
61 | bus_LV_230-165_0_4_node_39 | 0.4 | n |  | TRUE
62 | bus_LV_230-165_0_4_node_40 | 0.4 | n |  | TRUE
63 | bus_LV_230-165_0_4_node_34 | 0.4 | n |  | TRUE
64 | bus_LV_230-165_0_4_node_35 | 0.4 | n |  | TRUE
65 | bus_LV_230-165_0_4_node_36 | 0.4 | n |  | TRUE
66 | bus_LV_230-165_0_4_node_37 | 0.4 | n |  | TRUE
67 | bus_LV_230-165_0_4_node_38 | 0.4 | n |  | TRUE
68 | bus_LV_230-165_0_4_node_43 | 0.4 | n |  | TRUE
69 | bus_LV_230-165_0_4_node_45 | 0.4 | n |  | TRUE
70 | bus_LV_230-165_0_4_node_41 | 0.4 | n |  | TRUE
71 | bus_LV_230-165_0_4_node_44 | 0.4 | n |  | TRUE
72 | bus_LV_230-165_0_4_node_46 | 0.4 | n |  | TRUE
73 | bus_LV_230-165_0_4_node_47 | 0.4 | n |  | TRUE
74 | bus_LV_230-165_0_4_node_48 | 0.4 | n |  | TRUE
75 | bus_LV_230-165_0_4_node_49 | 0.4 | n |  | TRUE
76 | bus_LV_230-165_0_4_node_50 | 0.4 | n |  | TRUE
77 | bus_LV_230-165_0_4_node_51 | 0.4 | n |  | TRUE
78 | bus_LV_230-165_0_4_node_52 | 0.4 | n |  | TRUE
79 | bus_LV_230-165_0_4_node_53 | 0.4 | n |  | TRUE
80 | bus_LV_230-165_0_4_node_66 | 0.4 | n |  | TRUE
81 | bus_LV_230-165_0_4_node_54 | 0.4 | n |  | TRUE
82 | bus_LV_230-165_0_4_node_55 | 0.4 | n |  | TRUE
83 | bus_LV_230-165_0_4_node_61 | 0.4 | n |  | TRUE
84 | bus_LV_230-165_0_4_node_63 | 0.4 | n |  | TRUE
85 | bus_LV_230-165_0_4_node_64 | 0.4 | n |  | TRUE
86 | bus_LV_230-165_0_4_node_57 | 0.4 | n |  | TRUE
87 | bus_LV_230-165_0_4_node_58 | 0.4 | n |  | TRUE
88 | bus_LV_230-165_0_4_node_59 | 0.4 | n |  | TRUE
89 | bus_LV_230-165_0_4_node_60 | 0.4 | n |  | TRUE
90 | bus_LV_230-165_0_4_node_62 | 0.4 | n |  | TRUE
91 | bus_LV_230-165_0_4_node_65 | 0.4 | n |  | TRUE
92 | bus_LV_230-165_0_4_node_118 | 0.4 | n |  | TRUE
93 | bus_LV_230-165_0_4_node_69 | 0.4 | n |  | TRUE
94 | bus_LV_230-165_0_4_node_70 | 0.4 | n |  | TRUE
95 | bus_LV_230-165_0_4_node_72 | 0.4 | n |  | TRUE
96 | bus_LV_230-165_0_4_node_73 | 0.4 | n |  | TRUE
97 | bus_LV_230-165_0_4_node_80 | 0.4 | n |  | TRUE
98 | bus_LV_230-165_0_4_node_102 | 0.4 | n |  | TRUE
99 | bus_LV_230-165_0_4_node_114 | 0.4 | n |  | TRUE
100 | bus_LV_230-165_0_4_node_78 | 0.4 | n |  | TRUE
101 | bus_LV_230-165_0_4_node_113 | 0.4 | n |  | TRUE
102 | bus_LV_230-165_0_4_node_90 | 0.4 | n |  | TRUE
103 | bus_LV_230-165_0_4_node_91 | 0.4 | n |  | TRUE
104 | bus_LV_230-165_0_4_node_138 | 0.4 | n |  | TRUE
105 | bus_LV_230-165_0_4_node_88 | 0.4 | n |  | TRUE
106 | bus_LV_230-165_0_4_node_115 | 0.4 | n |  | TRUE
107 | bus_LV_230-165_0_4_node_86 | 0.4 | n |  | TRUE
108 | bus_LV_230-165_0_4_node_79 | 0.4 | n |  | TRUE
109 | bus_LV_230-165_0_4_node_81 | 0.4 | n |  | TRUE
110 | bus_LV_230-165_0_4_node_84 | 0.4 | n |  | TRUE
111 | bus_LV_230-165_0_4_node_112 | 0.4 | n |  | TRUE
112 | bus_LV_230-165_0_4_node_93 | 0.4 | n |  | TRUE
113 | bus_LV_230-165_0_4_node_135 | 0.4 | n |  | TRUE
114 | bus_LV_230-165_0_4_node_134 | 0.4 | n |  | TRUE
115 | bus_LV_230-165_0_4_node_131 | 0.4 | n |  | TRUE
116 | bus_LV_230-165_0_4_node_137 | 0.4 | n |  | TRUE
117 | bus_LV_230-165_0_4_node_136 | 0.4 | n |  | TRUE
118 | bus_LV_230-165_0_4_node_133 | 0.4 | n |  | TRUE
119 | bus_LV_230-165_0_4_node_124 | 0.4 | n |  | TRUE
120 | bus_LV_230-165_0_4_node_123 | 0.4 | n |  | TRUE
121 | bus_LV_230-165_0_4_node_132 | 0.4 | n |  | TRUE
122 | bus_LV_230-165_0_4_node_103 | 0.4 | n |  | TRUE
123 | bus_LV_230-165_0_4_node_110 | 0.4 | n |  | TRUE
124 | bus_LV_230-165_0_4_node_119 | 0.4 | n |  | TRUE
125 | bus_LV_230-165_0_4_node_122 | 0.4 | n |  | TRUE
126 | bus_LV_230-165_0_4_node_121 | 0.4 | n |  | TRUE
127 | bus_LV_230-165_0_4_node_120 | 0.4 | n |  | TRUE
128 | bus_LV_230-165_0_4_node_129 | 0.4 | n |  | TRUE
129 | bus_LV_230-165_0_4_node_130 | 0.4 | n |  | TRUE
130 | bus_MV_370_0_node_155 | 20 | n |  | TRUE

## load
| name | bus | p_mw | q_mvar | const_z_percent | const_i_percent | sn_mva | scaling | in_service | type
0 | LV_230-165_0_4_load_0 | 0 | 0.0084152 | 0.0021091 | 0 | 0 |  | 1 | TRUE | wye
1 | LV_230-165_0_4_load_1 | 1 | 0.0057139 | 0.001432 | 0 | 0 |  | 1 | TRUE | wye
2 | LV_230-165_0_4_load_21 | 9 | 0.0056861 | 0.0014251 | 0 | 0 |  | 1 | TRUE | wye
3 | LV_230-165_0_4_load_116 | 10 | 0.011585 | 0.0029034 | 0 | 0 |  | 1 | TRUE | wye
4 | LV_230-165_0_4_load_7 | 12 | 0.015907 | 0.0039866 | 0 | 0 |  | 1 | TRUE | wye
5 | LV_230-165_0_4_load_23 | 13 | 0.0053963 | 0.0013524 | 0 | 0 |  | 1 | TRUE | wye
6 | LV_230-165_0_4_load_29 | 16 | 0.0071234 | 0.0017853 | 0 | 0 |  | 1 | TRUE | wye
7 | LV_230-165_0_4_load_26 | 18 | 0.0051639 | 0.0012942 | 0 | 0 |  | 1 | TRUE | wye
8 | LV_230-165_0_4_load_100 | 20 | 0.0070169 | 0.0017586 | 0 | 0 |  | 1 | TRUE | wye
9 | LV_230-165_0_4_load_101 | 22 | 0.0061535 | 0.0015422 | 0 | 0 |  | 1 | TRUE | wye
10 | LV_230-165_0_4_load_105 | 24 | 0.0061547 | 0.0015425 | 0 | 0 |  | 1 | TRUE | wye
11 | LV_230-165_0_4_load_140 | 29 | 0.0083617 | 0.0020956 | 0 | 0 |  | 1 | TRUE | wye
12 | LV_230-165_0_4_load_30 | 31 | 0.0050777 | 0.0012726 | 0 | 0 |  | 1 | TRUE | wye
13 | LV_230-165_0_4_load_141 | 32 | 0.0080608 | 0.0020202 | 0 | 0 |  | 1 | TRUE | wye
14 | LV_230-165_0_4_load_95 | 35 | 0.0039441 | 0.00098848 | 0 | 0 |  | 1 | TRUE | wye
15 | LV_230-165_0_4_load_85 | 36 | 0.0048292 | 0.0012103 | 0 | 0 |  | 1 | TRUE | wye
16 | LV_230-165_0_4_load_22 | 37 | 0.0055575 | 0.0013929 | 0 | 0 |  | 1 | TRUE | wye
17 | LV_230-165_0_4_load_108 | 39 | 0.0075686 | 0.0018969 | 0 | 0 |  | 1 | TRUE | wye
18 | LV_230-165_0_4_load_106 | 41 | 0.01142 | 0.0028622 | 0 | 0 |  | 1 | TRUE | wye
19 | LV_230-165_0_4_load_87 | 42 | 0.0086881 | 0.0021775 | 0 | 0 |  | 1 | TRUE | wye
20 | LV_230-165_0_4_load_8 | 43 | 0.0014653 | 0.00036724 | 0 | 0 |  | 1 | TRUE | wye
21 | LV_230-165_0_4_load_104 | 44 | 0.0047216 | 0.0011833 | 0 | 0 |  | 1 | TRUE | wye
22 | LV_230-165_0_4_load_28 | 45 | 0.0028644 | 0.00071788 | 0 | 0 |  | 1 | TRUE | wye
23 | LV_230-165_0_4_load_25 | 46 | 0.0051324 | 0.0012863 | 0 | 0 |  | 1 | TRUE | wye
24 | LV_230-165_0_4_load_83 | 47 | 0.0031911 | 0.00079977 | 0 | 0 |  | 1 | TRUE | wye
25 | LV_230-165_0_4_load_117 | 48 | 0.0036473 | 0.00091409 | 0 | 0 |  | 1 | TRUE | wye
26 | LV_230-165_0_4_load_125 | 50 | 0.0075202 | 0.0018847 | 0 | 0 |  | 1 | TRUE | wye
27 | LV_230-165_0_4_load_111 | 52 | 0.0070683 | 0.0017715 | 0 | 0 |  | 1 | TRUE | wye
28 | LV_230-165_0_4_load_127 | 55 | 0.0085923 | 0.0021534 | 0 | 0 |  | 1 | TRUE | wye
29 | LV_230-165_0_4_load_42 | 57 | 0.0023125 | 0.00057958 | 0 | 0 |  | 1 | TRUE | wye
30 | LV_230-165_0_4_load_31 | 59 | 0.00078938 | 0.00019784 | 0 | 0 |  | 1 | TRUE | wye
31 | LV_230-165_0_4_load_32 | 60 | 0.0021845 | 0.00054748 | 0 | 0 |  | 1 | TRUE | wye
32 | LV_230-165_0_4_load_39 | 61 | 0.00073077 | 0.00018315 | 0 | 0 |  | 1 | TRUE | wye
33 | LV_230-165_0_4_load_40 | 62 | 0.0012388 | 0.00031047 | 0 | 0 |  | 1 | TRUE | wye
34 | LV_230-165_0_4_load_34 | 63 | 0.0017859 | 0.00044758 | 0 | 0 |  | 1 | TRUE | wye
35 | LV_230-165_0_4_load_35 | 64 | 0.0016049 | 0.00040221 | 0 | 0 |  | 1 | TRUE | wye
36 | LV_230-165_0_4_load_36 | 65 | 0.0029596 | 0.00074175 | 0 | 0 |  | 1 | TRUE | wye
37 | LV_230-165_0_4_load_37 | 66 | 0.0016972 | 0.00042537 | 0 | 0 |  | 1 | TRUE | wye
38 | LV_230-165_0_4_load_38 | 67 | 0.0016719 | 0.00041902 | 0 | 0 |  | 1 | TRUE | wye
39 | LV_230-165_0_4_load_43 | 68 | 0.001259 | 0.00031553 | 0 | 0 |  | 1 | TRUE | wye
40 | LV_230-165_0_4_load_45 | 69 | 0.001239 | 0.00031052 | 0 | 0 |  | 1 | TRUE | wye
41 | LV_230-165_0_4_load_41 | 70 | 0.0013117 | 0.00032875 | 0 | 0 |  | 1 | TRUE | wye
42 | LV_230-165_0_4_load_44 | 71 | 0.0012452 | 0.00031208 | 0 | 0 |  | 1 | TRUE | wye
43 | LV_230-165_0_4_load_46 | 72 | 0.0012998 | 0.00032576 | 0 | 0 |  | 1 | TRUE | wye
44 | LV_230-165_0_4_load_47 | 73 | 0.0013466 | 0.00033748 | 0 | 0 |  | 1 | TRUE | wye
45 | LV_230-165_0_4_load_48 | 74 | 0.0010764 | 0.00026977 | 0 | 0 |  | 1 | TRUE | wye
46 | LV_230-165_0_4_load_49 | 75 | 0.0013477 | 0.00033777 | 0 | 0 |  | 1 | TRUE | wye
47 | LV_230-165_0_4_load_50 | 76 | 0.0012752 | 0.0003196 | 0 | 0 |  | 1 | TRUE | wye
48 | LV_230-165_0_4_load_53 | 79 | 0.0013168 | 0.00033001 | 0 | 0 |  | 1 | TRUE | wye
49 | LV_230-165_0_4_load_66 | 80 | 0.0018413 | 0.00046146 | 0 | 0 |  | 1 | TRUE | wye
50 | LV_230-165_0_4_load_54 | 81 | 0.0012834 | 0.00032165 | 0 | 0 |  | 1 | TRUE | wye
51 | LV_230-165_0_4_load_55 | 82 | 0.00139 | 0.00034836 | 0 | 0 |  | 1 | TRUE | wye
52 | LV_230-165_0_4_load_61 | 83 | 0.0010462 | 0.0002622 | 0 | 0 |  | 1 | TRUE | wye
53 | LV_230-165_0_4_load_63 | 84 | 0.0010349 | 0.00025936 | 0 | 0 |  | 1 | TRUE | wye
54 | LV_230-165_0_4_load_64 | 85 | 0.0018 | 0.00045113 | 0 | 0 |  | 1 | TRUE | wye
55 | LV_230-165_0_4_load_57 | 86 | 0.0020664 | 0.0005179 | 0 | 0 |  | 1 | TRUE | wye
56 | LV_230-165_0_4_load_58 | 87 | 0.001807 | 0.00045287 | 0 | 0 |  | 1 | TRUE | wye
57 | LV_230-165_0_4_load_59 | 88 | 0.0020204 | 0.00050636 | 0 | 0 |  | 1 | TRUE | wye
58 | LV_230-165_0_4_load_60 | 89 | 0.0019231 | 0.00048196 | 0 | 0 |  | 1 | TRUE | wye
59 | LV_230-165_0_4_load_62 | 90 | 0.0068813 | 0.0017246 | 0 | 0 |  | 1 | TRUE | wye
60 | LV_230-165_0_4_load_65 | 91 | 0.00094719 | 0.00023739 | 0 | 0 |  | 1 | TRUE | wye
61 | LV_230-165_0_4_load_118 | 92 | 0.00214 | 0.00053632 | 0 | 0 |  | 1 | TRUE | wye
62 | LV_230-165_0_4_load_69 | 93 | 0.0087136 | 0.0021838 | 0 | 0 |  | 1 | TRUE | wye
63 | LV_230-165_0_4_load_73 | 96 | 0.0055542 | 0.001392 | 0 | 0 |  | 1 | TRUE | wye
64 | LV_230-165_0_4_load_102 | 98 | 0.0088185 | 0.0022101 | 0 | 0 |  | 1 | TRUE | wye
65 | LV_230-165_0_4_load_114 | 99 | 0.0055917 | 0.0014014 | 0 | 0 |  | 1 | TRUE | wye
66 | LV_230-165_0_4_load_78 | 100 | 0.007496 | 0.0018787 | 0 | 0 |  | 1 | TRUE | wye
67 | LV_230-165_0_4_load_113 | 101 | 0.0016317 | 0.00040895 | 0 | 0 |  | 1 | TRUE | wye
68 | LV_230-165_0_4_load_90 | 102 | 0.005568 | 0.0013955 | 0 | 0 |  | 1 | TRUE | wye
69 | LV_230-165_0_4_load_91 | 103 | 0.0055418 | 0.0013889 | 0 | 0 |  | 1 | TRUE | wye
70 | LV_230-165_0_4_load_88 | 105 | 0.0058891 | 0.0014759 | 0 | 0 |  | 1 | TRUE | wye
71 | LV_230-165_0_4_load_115 | 106 | 0.0093813 | 0.0023512 | 0 | 0 |  | 1 | TRUE | wye
72 | LV_230-165_0_4_load_86 | 107 | 0.0088053 | 0.0022068 | 0 | 0 |  | 1 | TRUE | wye
73 | LV_230-165_0_4_load_79 | 108 | 0.0053991 | 0.0013531 | 0 | 0 |  | 1 | TRUE | wye
74 | LV_230-165_0_4_load_84 | 110 | 0.0066358 | 0.0016631 | 0 | 0 |  | 1 | TRUE | wye
75 | LV_230-165_0_4_load_112 | 111 | 0.0070759 | 0.0017734 | 0 | 0 |  | 1 | TRUE | wye
76 | LV_230-165_0_4_load_135 | 113 | 0.0015694 | 0.00039333 | 0 | 0 |  | 1 | TRUE | wye
77 | LV_230-165_0_4_load_134 | 114 | 0.002193 | 0.00054962 | 0 | 0 |  | 1 | TRUE | wye
78 | LV_230-165_0_4_load_131 | 115 | 0.0015695 | 0.00039334 | 0 | 0 |  | 1 | TRUE | wye
79 | LV_230-165_0_4_load_137 | 116 | 0.0015694 | 0.00039333 | 0 | 0 |  | 1 | TRUE | wye
80 | LV_230-165_0_4_load_136 | 117 | 0.001572 | 0.00039397 | 0 | 0 |  | 1 | TRUE | wye
81 | LV_230-165_0_4_load_133 | 118 | 0.0021928 | 0.00054956 | 0 | 0 |  | 1 | TRUE | wye
82 | LV_230-165_0_4_load_124 | 119 | 0.0056218 | 0.001409 | 0 | 0 |  | 1 | TRUE | wye
83 | LV_230-165_0_4_load_123 | 120 | 0.0056218 | 0.001409 | 0 | 0 |  | 1 | TRUE | wye
84 | LV_230-165_0_4_load_132 | 121 | 0.002193 | 0.00054962 | 0 | 0 |  | 1 | TRUE | wye
85 | LV_230-165_0_4_load_103 | 122 | 0.0047177 | 0.0011824 | 0 | 0 |  | 1 | TRUE | wye
86 | LV_230-165_0_4_load_110 | 123 | 0.011976 | 0.0030014 | 0 | 0 |  | 1 | TRUE | wye
87 | LV_230-165_0_4_load_119 | 124 | 0.0032465 | 0.00081365 | 0 | 0 |  | 1 | TRUE | wye
88 | LV_230-165_0_4_load_122 | 125 | 0.0026852 | 0.00067298 | 0 | 0 |  | 1 | TRUE | wye
89 | LV_230-165_0_4_load_121 | 126 | 0.0028085 | 0.00070388 | 0 | 0 |  | 1 | TRUE | wye
90 | LV_230-165_0_4_load_120 | 127 | 0.0031113 | 0.00077976 | 0 | 0 |  | 1 | TRUE | wye
91 | LV_230-165_0_4_load_129 | 128 | 0.0017427 | 0.00043676 | 0 | 0 |  | 1 | TRUE | wye
92 | LV_230-165_0_4_load_130 | 129 | 0.001571 | 0.00039374 | 0 | 0 |  | 1 | TRUE | wye

## ext_grid
| name | bus | vm_pu | va_degree | slack_weight | in_service
0 |  | 109 | 1 | 0 | 1 | TRUE

## line
| name | std_type | from_bus | to_bus | length_km | r_ohm_per_km | x_ohm_per_km | c_nf_per_km | g_us_per_km | max_i_ka | df | parallel | type | in_service
0 | LV_230-165_0_4_line_0 |  | 0 | 1 | 0.030468 | 0.125 | 0.08 | 261 | 0 | 0.364 | 1 | 1 | cs | TRUE
1 | LV_230-165_0_4_line_1 |  | 0 | 2 | 0.020812 | 0.125 | 0.08 | 261 | 0 | 0.364 | 1 | 1 | cs | TRUE
2 | LV_230-165_0_4_line_2 |  | 1 | 3 | 0.028956 | 0.125 | 0.08 | 261 | 0 | 0.364 | 1 | 2 | cs | TRUE
3 | LV_230-165_0_4_line_3 |  | 2 | 4 | 0.037576 | 0.125 | 0.08 | 261 | 0 | 0.364 | 1 | 1 | cs | TRUE
4 | LV_230-165_0_4_line_4 |  | 2 | 5 | 0.025494 | 0.125 | 0.08 | 261 | 0 | 0.364 | 1 | 1 | cs | TRUE
5 | LV_230-165_0_4_line_5 |  | 3 | 6 | 0.019981 | 0.125 | 0.08 | 261 | 0 | 0.364 | 1 | 3 | cs | TRUE
6 | LV_230-165_0_4_line_6 |  | 4 | 10 | 0.028274 | 0.125 | 0.08 | 261 | 0 | 0.364 | 1 | 1 | cs | TRUE
7 | LV_230-165_0_4_line_7 |  | 5 | 11 | 0.030489 | 0.125 | 0.08 | 261 | 0 | 0.364 | 1 | 1 | cs | TRUE
8 | LV_230-165_0_4_line_8 |  | 5 | 12 | 0.035544 | 0.125 | 0.08 | 261 | 0 | 0.364 | 1 | 1 | cs | TRUE
9 | LV_230-165_0_4_line_9 |  | 6 | 13 | 0.020668 | 0.125 | 0.08 | 261 | 0 | 0.364 | 1 | 3 | cs | TRUE
10 | LV_230-165_0_4_line_10 |  | 6 | 14 | 0.027249 | 0.125 | 0.08 | 261 | 0 | 0.364 | 1 | 3 | cs | TRUE
11 | LV_230-165_0_4_line_11 |  | 7 | 8 | 0.010327 | 0.125 | 0.08 | 261 | 0 | 0.364 | 1 | 3 | cs | TRUE
12 | LV_230-165_0_4_line_12 |  | 7 | 9 | 0.02571 | 0.125 | 0.08 | 261 | 0 | 0.364 | 1 | 3 | cs | TRUE
13 | LV_230-165_0_4_line_13 |  | 8 | 36 | 0.011732 | 0.125 | 0.08 | 261 | 0 | 0.364 | 1 | 3 | cs | TRUE
14 | LV_230-165_0_4_line_14 |  | 9 | 37 | 0.022329 | 0.125 | 0.08 | 261 | 0 | 0.364 | 1 | 3 | cs | TRUE
15 | LV_230-165_0_4_line_15 |  | 10 | 40 | 0.01915 | 0.125 | 0.08 | 261 | 0 | 0.364 | 1 | 1 | cs | TRUE
16 | LV_230-165_0_4_line_16 |  | 11 | 32 | 0.002208 | 0.125 | 0.08 | 261 | 0 | 0.364 | 1 | 1 | cs | TRUE
17 | LV_230-165_0_4_line_17 |  | 11 | 28 | 0.025344 | 0.125 | 0.08 | 261 | 0 | 0.364 | 1 | 1 | cs | TRUE
18 | LV_230-165_0_4_line_18 |  | 12 | 43 | 0.021766 | 0.125 | 0.08 | 261 | 0 | 0.364 | 1 | 1 | cs | TRUE
19 | LV_230-165_0_4_line_19 |  | 13 | 37 | 0.019948 | 0.125 | 0.08 | 261 | 0 | 0.364 | 1 | 3 | cs | TRUE
20 | LV_230-165_0_4_line_20 |  | 14 | 23 | 0.031201 | 0.125 | 0.08 | 261 | 0 | 0.364 | 1 | 3 | cs | TRUE
21 | LV_230-165_0_4_line_21 |  | 14 | 24 | 0.015999 | 0.125 | 0.08 | 261 | 0 | 0.364 | 1 | 1 | cs | TRUE
22 | LV_230-165_0_4_line_22 |  | 14 | 21 | 0.008326 | 0.125 | 0.08 | 261 | 0 | 0.364 | 1 | 1 | cs | TRUE
23 | LV_230-165_0_4_line_23 |  | 15 | 16 | 0.026171 | 0.125 | 0.08 | 261 | 0 | 0.364 | 1 | 1 | cs | TRUE
24 | LV_230-165_0_4_line_24 |  | 15 | 17 | 0.041159 | 0.125 | 0.08 | 261 | 0 | 0.364 | 1 | 1 | cs | TRUE
25 | LV_230-165_0_4_line_25 |  | 15 | 18 | 0.023977 | 0.125 | 0.08 | 261 | 0 | 0.364 | 1 | 1 | cs | TRUE
26 | LV_230-165_0_4_line_26 |  | 17 | 19 | 0.01171 | 0.125 | 0.08 | 261 | 0 | 0.364 | 1 | 1 | cs | TRUE
27 | LV_230-165_0_4_line_27 |  | 17 | 20 | 0.0068005 | 0.125 | 0.08 | 261 | 0 | 0.364 | 1 | 1 | cs | TRUE
28 | LV_230-165_0_4_line_28 |  | 18 | 46 | 0.0027428 | 0.125 | 0.08 | 261 | 0 | 0.364 | 1 | 1 | cs | TRUE
29 | LV_230-165_0_4_line_29 |  | 19 | 35 | 0.0027055 | 0.125 | 0.08 | 261 | 0 | 0.364 | 1 | 1 | cs | TRUE
30 | LV_230-165_0_4_line_30 |  | 20 | 47 | 0.013239 | 0.125 | 0.08 | 261 | 0 | 0.364 | 1 | 1 | cs | TRUE
31 | LV_230-165_0_4_line_31 |  | 21 | 22 | 0.010935 | 0.125 | 0.08 | 261 | 0 | 0.364 | 1 | 1 | cs | TRUE
32 | LV_230-165_0_4_line_32 |  | 23 | 30 | 0.010904 | 0.125 | 0.08 | 261 | 0 | 0.364 | 1 | 3 | cs | TRUE
33 | LV_230-165_0_4_line_33 |  | 23 | 31 | 0.021994 | 0.125 | 0.08 | 261 | 0 | 0.364 | 1 | 1 | cs | TRUE
34 | LV_230-165_0_4_line_34 |  | 24 | 44 | 0.020432 | 0.125 | 0.08 | 261 | 0 | 0.364 | 1 | 1 | cs | TRUE
35 | LV_230-165_0_4_line_35 |  | 25 | 26 | 0.026178 | 0.125 | 0.08 | 261 | 0 | 0.364 | 1 | 3 | cs | TRUE
36 | LV_230-165_0_4_line_36 |  | 25 | 27 | 0.007654 | 0.125 | 0.08 | 261 | 0 | 0.364 | 1 | 3 | cs | TRUE
37 | LV_230-165_0_4_line_37 |  | 26 | 48 | 0.017065 | 0.125 | 0.08 | 261 | 0 | 0.364 | 1 | 2 | cs | TRUE
38 | LV_230-165_0_4_line_38 |  | 26 | 49 | 0.023884 | 0.125 | 0.08 | 261 | 0 | 0.364 | 1 | 3 | cs | TRUE
39 | LV_230-165_0_4_line_39 |  | 27 | 50 | 0.050671 | 0.125 | 0.08 | 261 | 0 | 0.364 | 1 | 3 | cs | TRUE
40 | LV_230-165_0_4_line_40 |  | 27 | 33 | 0.006278 | 0.125 | 0.08 | 261 | 0 | 0.364 | 1 | 1 | cs | TRUE
41 | LV_230-165_0_4_line_41 |  | 28 | 29 | 0.001778 | 0.125 | 0.08 | 261 | 0 | 0.364 | 1 | 1 | cs | TRUE
42 | LV_230-165_0_4_line_42 |  | 30 | 45 | 0.041799 | 0.125 | 0.08 | 261 | 0 | 0.364 | 1 | 3 | cs | TRUE
43 | LV_230-165_0_4_line_43 |  | 30 | 46 | 0.015286 | 0.125 | 0.08 | 261 | 0 | 0.364 | 1 | 1 | cs | TRUE
44 | LV_230-165_0_4_line_44 |  | 33 | 34 | 0.03393 | 0.125 | 0.08 | 261 | 0 | 0.364 | 1 | 1 | cs | TRUE
45 | LV_230-165_0_4_line_45 |  | 34 | 54 | 0.004414 | 0.125 | 0.08 | 261 | 0 | 0.364 | 1 | 1 | cs | TRUE
46 | LV_230-165_0_4_line_46 |  | 36 | 56 | 0.02007 | 0.125 | 0.08 | 261 | 0 | 0.364 | 1 | 3 | cs | TRUE
47 | LV_230-165_0_4_line_47 |  | 38 | 39 | 0.016513 | 0.125 | 0.08 | 261 | 0 | 0.364 | 1 | 1 | cs | TRUE
48 | LV_230-165_0_4_line_48 |  | 38 | 40 | 0.050833 | 0.125 | 0.08 | 261 | 0 | 0.364 | 1 | 1 | cs | TRUE
49 | LV_230-165_0_4_line_49 |  | 38 | 41 | 0.015544 | 0.125 | 0.08 | 261 | 0 | 0.364 | 1 | 1 | cs | TRUE
50 | LV_230-165_0_4_line_50 |  | 39 | 123 | 0.023592 | 0.125 | 0.08 | 261 | 0 | 0.364 | 1 | 1 | cs | TRUE
51 | LV_230-165_0_4_line_51 |  | 40 | 42 | 0.0031561 | 0.125 | 0.08 | 261 | 0 | 0.364 | 1 | 1 | cs | TRUE
52 | LV_230-165_0_4_line_52 |  | 44 | 122 | 0.00074557 | 0.125 | 0.08 | 261 | 0 | 0.364 | 1 | 1 | cs | TRUE
53 | LV_230-165_0_4_line_53 |  | 45 | 57 | 0.0026767 | 0.125 | 0.08 | 261 | 0 | 0.364 | 1 | 3 | cs | TRUE
54 | LV_230-165_0_4_line_54 |  | 48 | 92 | 0.028897 | 0.125 | 0.08 | 261 | 0 | 0.364 | 1 | 1 | cs | TRUE
55 | LV_230-165_0_4_line_55 |  | 49 | 80 | 0.015656 | 0.125 | 0.08 | 261 | 0 | 0.364 | 1 | 1 | cs | TRUE
56 | LV_230-165_0_4_line_56 |  | 49 | 78 | 0.025492 | 0.125 | 0.08 | 261 | 0 | 0.364 | 1 | 3 | cs | TRUE
57 | LV_230-165_0_4_line_57 |  | 50 | 119 | 0.025869 | 0.125 | 0.08 | 261 | 0 | 0.364 | 1 | 1 | cs | TRUE
58 | LV_230-165_0_4_line_58 |  | 51 | 52 | 0.032583 | 0.125 | 0.08 | 261 | 0 | 0.364 | 1 | 1 | cs | TRUE
59 | LV_230-165_0_4_line_59 |  | 51 | 53 | 0.009404 | 0.125 | 0.08 | 261 | 0 | 0.364 | 1 | 1 | cs | TRUE
60 | LV_230-165_0_4_line_60 |  | 52 | 111 | 0.023183 | 0.125 | 0.08 | 261 | 0 | 0.364 | 1 | 1 | cs | TRUE
61 | LV_230-165_0_4_line_61 |  | 53 | 112 | 0.029004 | 0.125 | 0.08 | 261 | 0 | 0.364 | 1 | 1 | cs | TRUE
62 | LV_230-165_0_4_line_62 |  | 53 | 105 | 0.018745 | 0.125 | 0.08 | 261 | 0 | 0.364 | 1 | 1 | cs | TRUE
63 | LV_230-165_0_4_line_63 |  | 54 | 55 | 0.032645 | 0.125 | 0.08 | 261 | 0 | 0.364 | 1 | 1 | cs | TRUE
64 | LV_230-165_0_4_line_64 |  | 56 | 107 | 0.02276 | 0.125 | 0.08 | 261 | 0 | 0.364 | 1 | 1 | cs | TRUE
65 | LV_230-165_0_4_line_65 |  | 56 | 97 | 0.01614 | 0.125 | 0.08 | 261 | 0 | 0.364 | 1 | 3 | cs | TRUE
66 | LV_230-165_0_4_line_66 |  | 57 | 58 | 0.032666 | 0.125 | 0.08 | 261 | 0 | 0.364 | 1 | 3 | cs | TRUE
67 | LV_230-165_0_4_line_67 |  | 58 | 61 | 0.024074 | 0.125 | 0.08 | 261 | 0 | 0.364 | 1 | 3 | cs | TRUE
68 | LV_230-165_0_4_line_68 |  | 58 | 60 | 0.0077117 | 0.125 | 0.08 | 261 | 0 | 0.364 | 1 | 1 | cs | TRUE
69 | LV_230-165_0_4_line_69 |  | 59 | 60 | 0.0096579 | 0.125 | 0.08 | 261 | 0 | 0.364 | 1 | 1 | cs | TRUE
70 | LV_230-165_0_4_line_70 |  | 61 | 62 | 0.014096 | 0.125 | 0.08 | 261 | 0 | 0.364 | 1 | 3 | cs | TRUE
71 | LV_230-165_0_4_line_71 |  | 62 | 70 | 0.016301 | 0.125 | 0.08 | 261 | 0 | 0.364 | 1 | 3 | cs | TRUE
72 | LV_230-165_0_4_line_72 |  | 63 | 64 | 0.012795 | 0.125 | 0.08 | 261 | 0 | 0.364 | 1 | 1 | cs | TRUE
73 | LV_230-165_0_4_line_73 |  | 63 | 65 | 0.0033372 | 0.125 | 0.08 | 261 | 0 | 0.364 | 1 | 1 | cs | TRUE
74 | LV_230-165_0_4_line_74 |  | 64 | 66 | 0.0067946 | 0.125 | 0.08 | 261 | 0 | 0.364 | 1 | 1 | cs | TRUE
75 | LV_230-165_0_4_line_75 |  | 65 | 67 | 0.002691 | 0.125 | 0.08 | 261 | 0 | 0.364 | 1 | 1 | cs | TRUE
76 | LV_230-165_0_4_line_76 |  | 66 | 68 | 0.012928 | 0.125 | 0.08 | 261 | 0 | 0.364 | 1 | 1 | cs | TRUE
77 | LV_230-165_0_4_line_77 |  | 68 | 69 | 0.008303 | 0.125 | 0.08 | 261 | 0 | 0.364 | 1 | 1 | cs | TRUE
78 | LV_230-165_0_4_line_78 |  | 69 | 73 | 0.008289 | 0.125 | 0.08 | 261 | 0 | 0.364 | 1 | 1 | cs | TRUE
79 | LV_230-165_0_4_line_79 |  | 70 | 71 | 0.016405 | 0.125 | 0.08 | 261 | 0 | 0.364 | 1 | 3 | cs | TRUE
80 | LV_230-165_0_4_line_80 |  | 71 | 72 | 0.016045 | 0.125 | 0.08 | 261 | 0 | 0.364 | 1 | 3 | cs | TRUE
81 | LV_230-165_0_4_line_81 |  | 72 | 74 | 0.011996 | 0.125 | 0.08 | 261 | 0 | 0.364 | 1 | 3 | cs | TRUE
82 | LV_230-165_0_4_line_82 |  | 73 | 75 | 0.016208 | 0.125 | 0.08 | 261 | 0 | 0.364 | 1 | 1 | cs | TRUE
83 | LV_230-165_0_4_line_83 |  | 74 | 76 | 0.018499 | 0.125 | 0.08 | 261 | 0 | 0.364 | 1 | 3 | cs | TRUE
84 | LV_230-165_0_4_line_84 |  | 75 | 77 | 0.020943 | 0.125 | 0.08 | 261 | 0 | 0.364 | 1 | 1 | cs | TRUE
85 | LV_230-165_0_4_line_85 |  | 76 | 77 | 0.0097381 | 0.125 | 0.08 | 261 | 0 | 0.364 | 1 | 3 | cs | TRUE
86 | LV_230-165_0_4_line_86 |  | 77 | 78 | 0.004708 | 0.125 | 0.08 | 261 | 0 | 0.364 | 1 | 3 | cs | TRUE
87 | LV_230-165_0_4_line_87 |  | 78 | 79 | 0.031665 | 0.125 | 0.08 | 261 | 0 | 0.364 | 1 | 1 | cs | TRUE
88 | LV_230-165_0_4_line_88 |  | 79 | 81 | 0.015941 | 0.125 | 0.08 | 261 | 0 | 0.364 | 1 | 1 | cs | TRUE
89 | LV_230-165_0_4_line_89 |  | 80 | 85 | 0.0067666 | 0.125 | 0.08 | 261 | 0 | 0.364 | 1 | 1 | cs | TRUE
90 | LV_230-165_0_4_line_90 |  | 81 | 82 | 0.016128 | 0.125 | 0.08 | 261 | 0 | 0.364 | 1 | 1 | cs | TRUE
91 | LV_230-165_0_4_line_91 |  | 82 | 83 | 0.016095 | 0.125 | 0.08 | 261 | 0 | 0.364 | 1 | 1 | cs | TRUE
92 | LV_230-165_0_4_line_92 |  | 83 | 84 | 0.027976 | 0.125 | 0.08 | 261 | 0 | 0.364 | 1 | 1 | cs | TRUE
93 | LV_230-165_0_4_line_93 |  | 84 | 91 | 0.0019566 | 0.125 | 0.08 | 261 | 0 | 0.364 | 1 | 1 | cs | TRUE
94 | LV_230-165_0_4_line_94 |  | 85 | 90 | 0.0013467 | 0.125 | 0.08 | 261 | 0 | 0.364 | 1 | 1 | cs | TRUE
95 | LV_230-165_0_4_line_95 |  | 86 | 87 | 0.013097 | 0.125 | 0.08 | 261 | 0 | 0.364 | 1 | 1 | cs | TRUE
96 | LV_230-165_0_4_line_96 |  | 86 | 88 | 0.0012116 | 0.125 | 0.08 | 261 | 0 | 0.364 | 1 | 1 | cs | TRUE
97 | LV_230-165_0_4_line_97 |  | 87 | 89 | 0.0066797 | 0.125 | 0.08 | 261 | 0 | 0.364 | 1 | 1 | cs | TRUE
98 | LV_230-165_0_4_line_98 |  | 89 | 90 | 0.015949 | 0.125 | 0.08 | 261 | 0 | 0.364 | 1 | 1 | cs | TRUE
99 | LV_230-165_0_4_line_99 |  | 92 | 124 | 0.010985 | 0.125 | 0.08 | 261 | 0 | 0.364 | 1 | 1 | cs | TRUE
100 | LV_230-165_0_4_line_100 |  | 93 | 94 | 0.02113 | 0.125 | 0.08 | 261 | 0 | 0.364 | 1 | 1 | cs | TRUE
101 | LV_230-165_0_4_line_101 |  | 94 | 95 | 0.027162 | 0.125 | 0.08 | 261 | 0 | 0.364 | 1 | 1 | cs | TRUE
102 | LV_230-165_0_4_line_102 |  | 94 | 96 | 0.0028079 | 0.125 | 0.08 | 261 | 0 | 0.364 | 1 | 1 | cs | TRUE
103 | LV_230-165_0_4_line_103 |  | 95 | 97 | 0.015295 | 0.125 | 0.08 | 261 | 0 | 0.364 | 1 | 1 | cs | TRUE
104 | LV_230-165_0_4_line_104 |  | 95 | 98 | 0.022983 | 0.125 | 0.08 | 261 | 0 | 0.364 | 1 | 1 | cs | TRUE
105 | LV_230-165_0_4_line_105 |  | 96 | 99 | 0.014997 | 0.125 | 0.08 | 261 | 0 | 0.364 | 1 | 1 | cs | TRUE
106 | LV_230-165_0_4_line_106 |  | 97 | 100 | 0.018169 | 0.125 | 0.08 | 261 | 0 | 0.364 | 1 | 3 | cs | TRUE
107 | LV_230-165_0_4_line_107 |  | 99 | 101 | 0.0018001 | 0.125 | 0.08 | 261 | 0 | 0.364 | 1 | 1 | cs | TRUE
108 | LV_230-165_0_4_line_108 |  | 100 | 108 | 0.0037733 | 0.125 | 0.08 | 261 | 0 | 0.364 | 1 | 3 | cs | TRUE
109 | LV_230-165_0_4_line_109 |  | 101 | 102 | 0.011201 | 0.125 | 0.08 | 261 | 0 | 0.364 | 1 | 1 | cs | TRUE
110 | LV_230-165_0_4_line_110 |  | 103 | 104 | 0.024363 | 0.125 | 0.08 | 261 | 0 | 0.364 | 1 | 1 | cs | TRUE
111 | LV_230-165_0_4_line_111 |  | 104 | 115 | 0.008506 | 0.125 | 0.08 | 261 | 0 | 0.364 | 1 | 1 | cs | TRUE
112 | LV_230-165_0_4_line_112 |  | 104 | 116 | 0.003686 | 0.125 | 0.08 | 261 | 0 | 0.364 | 1 | 1 | cs | TRUE
113 | LV_230-165_0_4_line_113 |  | 106 | 107 | 0.027644 | 0.125 | 0.08 | 261 | 0 | 0.364 | 1 | 1 | cs | TRUE
114 | LV_230-165_0_4_line_114 |  | 108 | 109 | 0.025869 | 0.125 | 0.08 | 261 | 0 | 0.364 | 1 | 3 | cs | TRUE
115 | LV_230-165_0_4_line_115 |  | 109 | 110 | 0.015266 | 0.125 | 0.08 | 261 | 0 | 0.364 | 1 | 1 | cs | TRUE
116 | LV_230-165_0_4_line_116 |  | 110 | 111 | 0.023193 | 0.125 | 0.08 | 261 | 0 | 0.364 | 1 | 1 | cs | TRUE
117 | LV_230-165_0_4_line_117 |  | 112 | 113 | 0.0090898 | 0.125 | 0.08 | 261 | 0 | 0.364 | 1 | 1 | cs | TRUE
118 | LV_230-165_0_4_line_118 |  | 112 | 114 | 0.0029339 | 0.125 | 0.08 | 261 | 0 | 0.364 | 1 | 1 | cs | TRUE
119 | LV_230-165_0_4_line_119 |  | 113 | 117 | 0.0063555 | 0.125 | 0.08 | 261 | 0 | 0.364 | 1 | 1 | cs | TRUE
120 | LV_230-165_0_4_line_120 |  | 114 | 118 | 0.0063501 | 0.125 | 0.08 | 261 | 0 | 0.364 | 1 | 1 | cs | TRUE
121 | LV_230-165_0_4_line_121 |  | 115 | 129 | 0.0063517 | 0.125 | 0.08 | 261 | 0 | 0.364 | 1 | 1 | cs | TRUE
122 | LV_230-165_0_4_line_122 |  | 116 | 117 | 0.0063933 | 0.125 | 0.08 | 261 | 0 | 0.364 | 1 | 1 | cs | TRUE
123 | LV_230-165_0_4_line_123 |  | 118 | 121 | 0.0063501 | 0.125 | 0.08 | 261 | 0 | 0.364 | 1 | 1 | cs | TRUE
124 | LV_230-165_0_4_line_124 |  | 119 | 120 | 0.015743 | 0.125 | 0.08 | 261 | 0 | 0.364 | 1 | 1 | cs | TRUE
125 | LV_230-165_0_4_line_125 |  | 124 | 125 | 0.021765 | 0.125 | 0.08 | 261 | 0 | 0.364 | 1 | 1 | cs | TRUE
126 | LV_230-165_0_4_line_126 |  | 125 | 126 | 0.010079 | 0.125 | 0.08 | 261 | 0 | 0.364 | 1 | 1 | cs | TRUE
127 | LV_230-165_0_4_line_127 |  | 126 | 127 | 0.010925 | 0.125 | 0.08 | 261 | 0 | 0.364 | 1 | 1 | cs | TRUE
128 | LV_230-165_0_4_line_128 |  | 128 | 129 | 0.0067031 | 0.125 | 0.08 | 261 | 0 | 0.364 | 1 | 1 | cs | TRUE

## trafo
| name | std_type | hv_bus | lv_bus | sn_mva | vn_hv_kv | vn_lv_kv | vk_percent | vkr_percent | pfe_kw | i0_percent | shift_degree | tap_side | tap_neutral | tap_min | tap_max | tap_step_percent | tap_step_degree | tap_pos | tap_phase_shifter | parallel | df | in_service
0 | LV_230-165_0_4_trafo_81 | 0.63 MVA 20/0.4 kV | 130 | 109 | 0.63 | 20 | 0.4 | 6 | 1.206 | 1.65 | 0.2619 | 150 | hv | 0 | -2 | 2 | 2.5 | 0 | 0 | FALSE | 1 | 1 | TRUE

## line_geodata
| x0 | y0 | x1 | y1 | x2 | y2 | x3 | y3 | x4 | y4 | x5 | y5 | x6 | y6
0 | 2700100.0143 | 1259535.3265 | 2700072.7763 | 1259521.6738
1 | 2700118.5673 | 1259544.7571 | 2700107.3116 | 1259538.9842 | 2700100.0143 | 1259535.3265
2 | 2700045.169 | 1259514.48 | 2700062.3544 | 1259516.45 | 2700072.7763 | 1259521.6738
3 | 2700118.5673 | 1259544.7571 | 2700123.8775 | 1259535.684 | 2700145.374 | 1259540.3849 | 2700146.4437 | 1259545.3292
4 | 2700118.5673 | 1259544.7571 | 2700123.8775 | 1259535.684 | 2700128.4734 | 1259527.8331 | 2700131.1554 | 1259522.5964
5 | 2700030.2961 | 1259527.7728 | 2700039.568 | 1259518.4664 | 2700045.169 | 1259514.48
6 | 2700146.4437 | 1259545.3292 | 2700143.7725 | 1259570.4045 | 2700142.6542 | 1259573.2499
7 | 2700131.1554 | 1259522.5964 | 2700132.4922 | 1259519.3386 | 2700125.5352 | 1259514.3613 | 2700109.9913 | 1259504.4903
8 | 2700131.1554 | 1259522.5964 | 2700150.3103 | 1259523.5658 | 2700154.4379 | 1259523.7803 | 2700166.6535 | 1259524.395
9 | 2700030.2961 | 1259527.7728 | 2700038.2875 | 1259536.6707 | 2700041.2822 | 1259537.0105 | 2700045.2939 | 1259541.0511
10 | 2700030.2961 | 1259527.7728 | 2700017.9754 | 1259540.386 | 2700011.2921 | 1259547.3009
11 | 2700093.0155 | 1259586.7814 | 2700098.9188 | 1259578.2965
12 | 2700098.9188 | 1259578.2965 | 2700087.8569 | 1259569.5356 | 2700082.7169 | 1259569.4486 | 2700077.8471 | 1259565.2073
13 | 2700093.0155 | 1259586.7814 | 2700085.9323 | 1259596.1337
14 | 2700077.8471 | 1259565.2073 | 2700074.1361 | 1259561.9752 | 2700069.4862 | 1259562.3302 | 2700060.4062 | 1259553.3877
15 | 2700135.65 | 1259591.0728 | 2700142.6542 | 1259573.2499
16 | 2700111.3477 | 1259502.7451 | 2700109.9913 | 1259504.4903
17 | 2700087.6239 | 1259497.7843 | 2700089.7542 | 1259498.4208 | 2700099.888 | 1259504.1191 | 2700101.9909 | 1259501.9195 | 2700103.7726 | 1259503.1062 | 2700109.9913 | 1259504.4903
18 | 2700188.3956 | 1259525.4008 | 2700183.0536 | 1259525.2213 | 2700181.0877 | 1259525.1213 | 2700166.6535 | 1259524.395
19 | 2700060.4062 | 1259553.3877 | 2700060.2839 | 1259553.2672 | 2700056.3741 | 1259552.2113 | 2700045.2939 | 1259541.0511
20 | 2699990.2886 | 1259542.4198 | 2699995.7412 | 1259547.2047 | 2699998.2125 | 1259552.195 | 2700007.108 | 1259543.2936 | 2700011.2921 | 1259547.3009
21 | 2700011.2921 | 1259547.3009 | 2700022.8596 | 1259558.3529
22 | 2700011.2921 | 1259547.3009 | 2700005.4989 | 1259553.2968
23 | 2699976.9085 | 1259566.8692 | 2699959.0252 | 1259585.9774
24 | 2699976.9085 | 1259566.8692 | 2699980.7977 | 1259570.4823 | 2699960.0924 | 1259592.1168 | 2699964.5732 | 1259595.9623
25 | 2699976.9085 | 1259566.8692 | 2699965.4563 | 1259556.2115 | 2699966.5322 | 1259551.4369 | 2699968.9107 | 1259548.9532
26 | 2699964.5732 | 1259595.9623 | 2699956.6843 | 1259604.6361
27 | 2699964.5732 | 1259595.9623 | 2699969.7379 | 1259600.3865
28 | 2699970.8078 | 1259546.9722 | 2699968.9107 | 1259548.9532
29 | 2699956.6843 | 1259604.6361 | 2699954.9298 | 1259606.6956
30 | 2699969.7379 | 1259600.3865 | 2699969.7379 | 1259600.3865 | 2699979.2466 | 1259591.1747
31 | 2700005.4989 | 1259553.2968 | 2699997.8998 | 1259561.1594
32 | 2699981.4486 | 1259535.9985 | 2699990.2886 | 1259542.4198
33 | 2699990.2886 | 1259542.4198 | 2700003.863 | 1259525.1148
34 | 2700022.8596 | 1259558.3529 | 2700037.6325 | 1259572.4677
35 | 2699925.0706 | 1259622.2611 | 2699922.3694 | 1259620.6141 | 2699911.8901 | 1259618.858 | 2699899.7645 | 1259621.7334
36 | 2699925.0706 | 1259622.2611 | 2699919.8569 | 1259627.8776
37 | 2699899.7645 | 1259621.7334 | 2699884.0281 | 1259628.3349
38 | 2699899.7645 | 1259621.7334 | 2699896.2011 | 1259609.5411 | 2699897.8656 | 1259598.4824
39 | 2699919.8569 | 1259627.8776 | 2699900.8601 | 1259648.3625 | 2699885.1343 | 1259664.7793
40 | 2699919.8569 | 1259627.8776 | 2699924.6583 | 1259631.9398
41 | 2700088.6214 | 1259496.3111 | 2700087.6239 | 1259497.7843
42 | 2699981.4486 | 1259535.9985 | 2699951.1898 | 1259507.1622
43 | 2699981.4486 | 1259535.9985 | 2699974.9892 | 1259542.6059 | 2699970.8078 | 1259546.9722
44 | 2699906.6091 | 1259659.691 | 2699910.7575 | 1259646.6282 | 2699915.7875 | 1259641.1753 | 2699924.6583 | 1259631.9398
45 | 2699903.5919 | 1259662.9205 | 2699906.6091 | 1259659.691
46 | 2700073.815 | 1259612.1329 | 2700085.9323 | 1259596.1337
47 | 2700179.61 | 1259585.6457 | 2700184.8588 | 1259580.1967 | 2700184.4049 | 1259571.261
48 | 2700135.65 | 1259591.0728 | 2700148.4488 | 1259589.855 | 2700150.1929 | 1259589.6955 | 2700156.8593 | 1259579.778 | 2700164.3626 | 1259584.0974 | 2700172.8019 | 1259583.4508 | 2700179.61 | 1259585.6457
49 | 2700179.61 | 1259585.6457 | 2700179.4863 | 1259601.1894
50 | 2700184.4049 | 1259571.261 | 2700183.2081 | 1259547.6995
51 | 2700135.65 | 1259591.0728 | 2700134.4954 | 1259594.0101
52 | 2700037.6325 | 1259572.4677 | 2700038.1716 | 1259572.9827
53 | 2699951.1898 | 1259507.1622 | 2699949.2521 | 1259505.3156
54 | 2699884.0281 | 1259628.3349 | 2699857.3808 | 1259639.5136
55 | 2699897.8656 | 1259598.4824 | 2699906.0281 | 1259598.5981 | 2699911.207 | 1259593.1831
56 | 2699878.051 | 1259592.8434 | 2699886.9269 | 1259587.7668 | 2699897.8656 | 1259598.4824
57 | 2699867.2448 | 1259683.4657 | 2699868.2073 | 1259682.4503 | 2699885.1343 | 1259664.7793
58 | 2699956.7602 | 1259679.9766 | 2699978.9849 | 1259656.1502
59 | 2699963.801 | 1259686.234 | 2699956.7602 | 1259679.9766
60 | 2699978.9849 | 1259656.1502 | 2699994.7982 | 1259639.1971
61 | 2699963.801 | 1259686.234 | 2699957.5506 | 1259688.5191 | 2699935.1907 | 1259690.3208
62 | 2699963.801 | 1259686.234 | 2699978.0128 | 1259698.4571
63 | 2699903.5919 | 1259662.9205 | 2699907.4228 | 1259695.34
64 | 2700073.815 | 1259612.1329 | 2700092.463 | 1259625.1819
65 | 2700064.418 | 1259625.2736 | 2700073.815 | 1259612.1329
66 | 2699923.9172 | 1259484.8518 | 2699938.053 | 1259494.643 | 2699949.2521 | 1259505.3156
67 | 2699923.9172 | 1259484.8518 | 2699904.1517 | 1259498.596
68 | 2699923.9172 | 1259484.8518 | 2699919.7982 | 1259478.3323
69 | 2699914.6396 | 1259470.1675 | 2699919.7982 | 1259478.3323
70 | 2699904.1517 | 1259498.596 | 2699896.6512 | 1259510.5312
71 | 2699896.6512 | 1259510.5312 | 2699887.9776 | 1259524.333
72 | 2699922.7591 | 1259520.769 | 2699916.0609 | 1259531.6702
73 | 2699922.7591 | 1259520.769 | 2699924.5062 | 1259517.9257
74 | 2699916.0609 | 1259531.6702 | 2699912.5038 | 1259537.4593
75 | 2699925.915 | 1259515.6329 | 2699924.5062 | 1259517.9257
76 | 2699912.5038 | 1259537.4593 | 2699905.7357 | 1259548.4743
77 | 2699905.7357 | 1259548.4743 | 2699903.4498 | 1259552.1945 | 2699900.9275 | 1259555.2169
78 | 2699900.9275 | 1259555.2169 | 2699895.6167 | 1259561.581
79 | 2699887.9776 | 1259524.333 | 2699879.2486 | 1259538.223
80 | 2699879.2486 | 1259538.223 | 2699870.7112 | 1259551.808
81 | 2699870.7112 | 1259551.808 | 2699867.1983 | 1259557.398 | 2699865.9138 | 1259562.6364
82 | 2699895.6167 | 1259561.581 | 2699895.6167 | 1259561.581 | 2699898.6551 | 1259564.6904 | 2699890.5118 | 1259573.3141
83 | 2699865.9138 | 1259562.6364 | 2699865.4413 | 1259564.5631 | 2699872.1675 | 1259579.6469
84 | 2699876.1334 | 1259588.5408 | 2699890.5118 | 1259573.3141
85 | 2699876.1334 | 1259588.5408 | 2699872.1675 | 1259579.6469
86 | 2699876.1334 | 1259588.5408 | 2699878.051 | 1259592.8434
87 | 2699878.051 | 1259592.8434 | 2699855.2823 | 1259600.9769 | 2699848.021 | 1259602.8028
88 | 2699848.021 | 1259602.8028 | 2699832.5616 | 1259606.6901
89 | 2699915.884 | 1259588.293 | 2699911.207 | 1259593.1831
90 | 2699832.5616 | 1259606.6901 | 2699816.9202 | 1259610.6232
91 | 2699816.9202 | 1259610.6232 | 2699801.3114 | 1259614.5481
92 | 2699801.3114 | 1259614.5481 | 2699785.744 | 1259618.4626 | 2699774.1948 | 1259621.4274
93 | 2699774.1948 | 1259621.4274 | 2699772.2997 | 1259621.9139
94 | 2699915.884 | 1259588.293 | 2699916.8148 | 1259587.3197
95 | 2699933.0658 | 1259556.6322 | 2699926.4717 | 1259567.9484
96 | 2699933.6758 | 1259555.5854 | 2699933.0658 | 1259556.6322
97 | 2699926.4717 | 1259567.9484 | 2699923.1086 | 1259573.7198
98 | 2699923.1086 | 1259573.7198 | 2699922.915 | 1259574.052 | 2699922.5125 | 1259581.3623 | 2699916.8148 | 1259587.3197
99 | 2699857.3808 | 1259639.5136 | 2699847.251 | 1259643.7631
100 | 2700039.7541 | 1259659.8626 | 2700045.7552 | 1259665.1906 | 2700054.6604 | 1259674.805
101 | 2700055.1949 | 1259637.4943 | 2700045.8407 | 1259651.2251 | 2700043.5111 | 1259654.7998 | 2700039.7541 | 1259659.8626
102 | 2700039.7541 | 1259659.8626 | 2700038.2593 | 1259662.2395
103 | 2700064.418 | 1259625.2736 | 2700055.1949 | 1259637.4943
104 | 2700055.1949 | 1259637.4943 | 2700073.4147 | 1259651.5029
105 | 2700030.2753 | 1259674.9342 | 2700038.2593 | 1259662.2395
106 | 2700064.418 | 1259625.2736 | 2700049.4837 | 1259614.9257
107 | 2700030.2753 | 1259674.9342 | 2700029.317 | 1259676.458
108 | 2700049.4837 | 1259614.9257 | 2700046.3822 | 1259612.7767
109 | 2700023.3537 | 1259685.94 | 2700029.317 | 1259676.458
110 | 2699937.3315 | 1259715.7554 | 2699961.689 | 1259715.2243
111 | 2699937.3315 | 1259715.7554 | 2699937.4248 | 1259716.9246 | 2699937.6362 | 1259719.5859 | 2699938.0124 | 1259724.2341
112 | 2699937.3315 | 1259715.7554 | 2699937.2256 | 1259714.4415 | 2699937.0335 | 1259712.0815
113 | 2700092.463 | 1259625.1819 | 2700102.5589 | 1259632.2465 | 2700104.8662 | 1259633.9981 | 2700114.5777 | 1259641.7484
114 | 2700021.0316 | 1259611.073 | 2700043.9863 | 1259611.1166 | 2700046.3822 | 1259612.7767
115 | 2700021.0316 | 1259611.073 | 2700010.6184 | 1259622.2368
116 | 2699994.7982 | 1259639.1971 | 2700010.6184 | 1259622.2368
117 | 2699935.1907 | 1259690.3208 | 2699935.3649 | 1259692.5033 | 2699935.5836 | 1259695.1758 | 2699935.9438 | 1259699.3793
118 | 2699935.1907 | 1259690.3208 | 2699935.023 | 1259687.3916
119 | 2699935.9438 | 1259699.3793 | 2699936.4865 | 1259705.7116
120 | 2699934.6601 | 1259681.0519 | 2699935.023 | 1259687.3916
121 | 2699938.0124 | 1259724.2341 | 2699938.5248 | 1259730.5651
122 | 2699936.4865 | 1259705.7116 | 2699936.7422 | 1259708.6953 | 2699937.0008 | 1259711.6799 | 2699937.0335 | 1259712.0815
123 | 2699934.2971 | 1259674.7121 | 2699934.6601 | 1259681.0519
124 | 2699856.415 | 1259694.8915 | 2699867.2448 | 1259683.4657
125 | 2699847.251 | 1259643.7631 | 2699837.7415 | 1259647.7524 | 2699827.1807 | 1259652.184
126 | 2699827.1807 | 1259652.184 | 2699817.8865 | 1259656.0842
127 | 2699807.8123 | 1259660.3116 | 2699817.8865 | 1259656.0842
128 | 2699939.0649 | 1259737.2464 | 2699939.0269 | 1259736.7679 | 2699938.5248 | 1259730.5651

## bus_geodata
| x | y | coords
0 | 2700100.0143 | 1259535.3265
1 | 2700072.7763 | 1259521.6738
2 | 2700118.5673 | 1259544.7571
3 | 2700045.169 | 1259514.48
4 | 2700146.4437 | 1259545.3292
5 | 2700131.1554 | 1259522.5964
6 | 2700030.2961 | 1259527.7728
7 | 2700098.9188 | 1259578.2965
8 | 2700093.0155 | 1259586.7814
9 | 2700077.8471 | 1259565.2073
10 | 2700142.6542 | 1259573.2499
11 | 2700109.9913 | 1259504.4903
12 | 2700166.6535 | 1259524.395
13 | 2700045.2939 | 1259541.0511
14 | 2700011.2921 | 1259547.3009
15 | 2699976.9085 | 1259566.8692
16 | 2699959.0252 | 1259585.9774
17 | 2699964.5732 | 1259595.9623
18 | 2699968.9107 | 1259548.9532
19 | 2699956.6843 | 1259604.6361
20 | 2699969.7379 | 1259600.3865
21 | 2700005.4989 | 1259553.2968
22 | 2699997.8998 | 1259561.1594
23 | 2699990.2886 | 1259542.4198
24 | 2700022.8596 | 1259558.3529
25 | 2699925.0706 | 1259622.2611
26 | 2699899.7645 | 1259621.7334
27 | 2699919.8569 | 1259627.8776
28 | 2700087.6239 | 1259497.7843
29 | 2700088.6214 | 1259496.3111
30 | 2699981.4486 | 1259535.9985
31 | 2700003.863 | 1259525.1148
32 | 2700111.3477 | 1259502.7451
33 | 2699924.6583 | 1259631.9398
34 | 2699906.6091 | 1259659.691
35 | 2699954.9298 | 1259606.6956
36 | 2700085.9323 | 1259596.1337
37 | 2700060.4062 | 1259553.3877
38 | 2700179.61 | 1259585.6457
39 | 2700184.4049 | 1259571.261
40 | 2700135.65 | 1259591.0728
41 | 2700179.4863 | 1259601.1894
42 | 2700134.4954 | 1259594.0101
43 | 2700188.3956 | 1259525.4008
44 | 2700037.6325 | 1259572.4677
45 | 2699951.1898 | 1259507.1622
46 | 2699970.8078 | 1259546.9722
47 | 2699979.2466 | 1259591.1747
48 | 2699884.0281 | 1259628.3349
49 | 2699897.8655 | 1259598.4824
50 | 2699885.1343 | 1259664.7793
51 | 2699956.7602 | 1259679.9766
52 | 2699978.9849 | 1259656.1502
53 | 2699963.801 | 1259686.234
54 | 2699903.5919 | 1259662.9205
55 | 2699907.4228 | 1259695.34
56 | 2700073.815 | 1259612.1329
57 | 2699949.2521 | 1259505.3156
58 | 2699923.9172 | 1259484.8518
59 | 2699914.6396 | 1259470.1675
60 | 2699919.7982 | 1259478.3323
61 | 2699904.1517 | 1259498.596
62 | 2699896.6512 | 1259510.5312
63 | 2699922.7591 | 1259520.769
64 | 2699916.0609 | 1259531.6702
65 | 2699924.5062 | 1259517.9257
66 | 2699912.5038 | 1259537.4593
67 | 2699925.915 | 1259515.6329
68 | 2699905.7357 | 1259548.4743
69 | 2699900.9275 | 1259555.2169
70 | 2699887.9776 | 1259524.333
71 | 2699879.2486 | 1259538.2229
72 | 2699870.7112 | 1259551.808
73 | 2699895.6167 | 1259561.581
74 | 2699865.9138 | 1259562.6364
75 | 2699890.5118 | 1259573.3141
76 | 2699872.1675 | 1259579.6469
77 | 2699876.1334 | 1259588.5408
78 | 2699878.051 | 1259592.8434
79 | 2699848.021 | 1259602.8028
80 | 2699911.207 | 1259593.1831
81 | 2699832.5616 | 1259606.6901
82 | 2699816.9202 | 1259610.6232
83 | 2699801.3114 | 1259614.5481
84 | 2699774.1948 | 1259621.4274
85 | 2699915.884 | 1259588.293
86 | 2699933.0658 | 1259556.6322
87 | 2699926.4717 | 1259567.9484
88 | 2699933.6758 | 1259555.5854
89 | 2699923.1086 | 1259573.7198
90 | 2699916.8148 | 1259587.3197
91 | 2699772.2997 | 1259621.9139
92 | 2699857.3808 | 1259639.5136
93 | 2700054.6604 | 1259674.8049
94 | 2700039.7541 | 1259659.8626
95 | 2700055.1949 | 1259637.4943
96 | 2700038.2593 | 1259662.2395
97 | 2700064.418 | 1259625.2736
98 | 2700073.4147 | 1259651.5029
99 | 2700030.2753 | 1259674.9342
100 | 2700049.4837 | 1259614.9257
101 | 2700029.317 | 1259676.458
102 | 2700023.3537 | 1259685.94
103 | 2699961.689 | 1259715.2243
104 | 2699937.3315 | 1259715.7554
105 | 2699978.0128 | 1259698.4571
106 | 2700114.5777 | 1259641.7484
107 | 2700092.463 | 1259625.1819
108 | 2700046.3822 | 1259612.7767
109 | 2700021.0316 | 1259611.073
110 | 2700010.6184 | 1259622.2368
111 | 2699994.7982 | 1259639.1971
112 | 2699935.1907 | 1259690.3208
113 | 2699935.9438 | 1259699.3793
114 | 2699935.023 | 1259687.3916
115 | 2699938.0124 | 1259724.2341
116 | 2699937.0335 | 1259712.0815
117 | 2699936.4865 | 1259705.7116
118 | 2699934.6601 | 1259681.0519
119 | 2699867.2448 | 1259683.4657
120 | 2699856.415 | 1259694.8915
121 | 2699934.2971 | 1259674.7121
122 | 2700038.1716 | 1259572.9827
123 | 2700183.2081 | 1259547.6995
124 | 2699847.251 | 1259643.7631
125 | 2699827.1807 | 1259652.184
126 | 2699817.8865 | 1259656.0842
127 | 2699807.8123 | 1259660.3116
128 | 2699939.0649 | 1259737.2464
129 | 2699938.5248 | 1259730.5651
130 | 2700064.418 | 1259625.2736

## line_std_types
| c_nf_per_km | r_ohm_per_km | x_ohm_per_km | max_i_ka | type | q_mm2 | alpha | voltage_rating
NAYY 4x50 SE | 210 | 0.642 | 0.083 | 0.142 | cs | 50 | 0.00403 | LV
NAYY 4x120 SE | 264 | 0.225 | 0.08 | 0.242 | cs | 120 | 0.00403 | LV
NAYY 4x150 SE | 261 | 0.208 | 0.08 | 0.27 | cs | 150 | 0.00403 | LV
NA2XS2Y 1x95 RM/25 12/20 kV | 216 | 0.313 | 0.132 | 0.252 | cs | 95 | 0.00403 | MV
NA2XS2Y 1x185 RM/25 12/20 kV | 273 | 0.161 | 0.117 | 0.362 | cs | 185 | 0.00403 | MV
NA2XS2Y 1x240 RM/25 12/20 kV | 304 | 0.122 | 0.112 | 0.421 | cs | 240 | 0.00403 | MV
NA2XS2Y 1x95 RM/25 6/10 kV | 315 | 0.313 | 0.123 | 0.249 | cs | 95 | 0.00403 | MV
NA2XS2Y 1x185 RM/25 6/10 kV | 406 | 0.161 | 0.11 | 0.358 | cs | 185 | 0.00403 | MV
NA2XS2Y 1x240 RM/25 6/10 kV | 456 | 0.122 | 0.105 | 0.416 | cs | 240 | 0.00403 | MV
NA2XS2Y 1x150 RM/25 12/20 kV | 250 | 0.206 | 0.116 | 0.319 | cs | 150 | 0.00403 | MV
NA2XS2Y 1x120 RM/25 12/20 kV | 230 | 0.253 | 0.119 | 0.283 | cs | 120 | 0.00403 | MV
NA2XS2Y 1x70 RM/25 12/20 kV | 190 | 0.443 | 0.132 | 0.22 | cs | 70 | 0.00403 | MV
NA2XS2Y 1x150 RM/25 6/10 kV | 360 | 0.206 | 0.11 | 0.315 | cs | 150 | 0.00403 | MV
NA2XS2Y 1x120 RM/25 6/10 kV | 340 | 0.253 | 0.113 | 0.28 | cs | 120 | 0.00403 | MV
NA2XS2Y 1x70 RM/25 6/10 kV | 280 | 0.443 | 0.123 | 0.217 | cs | 70 | 0.00403 | MV
N2XS(FL)2Y 1x120 RM/35 64/110 kV | 112 | 0.153 | 0.166 | 0.366 | cs | 120 | 0.00393 | HV
N2XS(FL)2Y 1x185 RM/35 64/110 kV | 125 | 0.099 | 0.156 | 0.457 | cs | 185 | 0.00393 | HV
N2XS(FL)2Y 1x240 RM/35 64/110 kV | 135 | 0.075 | 0.149 | 0.526 | cs | 240 | 0.00393 | HV
N2XS(FL)2Y 1x300 RM/35 64/110 kV | 144 | 0.06 | 0.144 | 0.588 | cs | 300 | 0.00393 | HV
15-AL1/3-ST1A 0.4 | 11 | 1.8769 | 0.35 | 0.105 | ol | 16 | 0.00403 | LV
24-AL1/4-ST1A 0.4 | 11.25 | 1.2012 | 0.335 | 0.14 | ol | 24 | 0.00403 | LV
48-AL1/8-ST1A 0.4 | 12.2 | 0.5939 | 0.3 | 0.21 | ol | 48 | 0.00403 | LV
94-AL1/15-ST1A 0.4 | 13.2 | 0.306 | 0.29 | 0.35 | ol | 94 | 0.00403 | LV
34-AL1/6-ST1A 10.0 | 9.7 | 0.8342 | 0.36 | 0.17 | ol | 34 | 0.00403 | MV
48-AL1/8-ST1A 10.0 | 10.1 | 0.5939 | 0.35 | 0.21 | ol | 48 | 0.00403 | MV
70-AL1/11-ST1A 10.0 | 10.4 | 0.4132 | 0.339 | 0.29 | ol | 70 | 0.00403 | MV
94-AL1/15-ST1A 10.0 | 10.75 | 0.306 | 0.33 | 0.35 | ol | 94 | 0.00403 | MV
122-AL1/20-ST1A 10.0 | 11.1 | 0.2376 | 0.323 | 0.41 | ol | 122 | 0.00403 | MV
149-AL1/24-ST1A 10.0 | 11.25 | 0.194 | 0.315 | 0.47 | ol | 149 | 0.00403 | MV
34-AL1/6-ST1A 20.0 | 9.15 | 0.8342 | 0.382 | 0.17 | ol | 34 | 0.00403 | MV
48-AL1/8-ST1A 20.0 | 9.5 | 0.5939 | 0.372 | 0.21 | ol | 48 | 0.00403 | MV
70-AL1/11-ST1A 20.0 | 9.7 | 0.4132 | 0.36 | 0.29 | ol | 70 | 0.00403 | MV
94-AL1/15-ST1A 20.0 | 10 | 0.306 | 0.35 | 0.35 | ol | 94 | 0.00403 | MV
122-AL1/20-ST1A 20.0 | 10.3 | 0.2376 | 0.344 | 0.41 | ol | 122 | 0.00403 | MV
149-AL1/24-ST1A 20.0 | 10.5 | 0.194 | 0.337 | 0.47 | ol | 149 | 0.00403 | MV
184-AL1/30-ST1A 20.0 | 10.75 | 0.1571 | 0.33 | 0.535 | ol | 184 | 0.00403 | MV
243-AL1/39-ST1A 20.0 | 11 | 0.1188 | 0.32 | 0.645 | ol | 243 | 0.00403 | MV
48-AL1/8-ST1A 110.0 | 8 | 0.5939 | 0.46 | 0.21 | ol | 48 | 0.00403 | HV
70-AL1/11-ST1A 110.0 | 8.4 | 0.4132 | 0.45 | 0.29 | ol | 70 | 0.00403 | HV
94-AL1/15-ST1A 110.0 | 8.65 | 0.306 | 0.44 | 0.35 | ol | 94 | 0.00403 | HV
122-AL1/20-ST1A 110.0 | 8.5 | 0.2376 | 0.43 | 0.41 | ol | 122 | 0.00403 | HV
149-AL1/24-ST1A 110.0 | 8.75 | 0.194 | 0.41 | 0.47 | ol | 149 | 0.00403 | HV
184-AL1/30-ST1A 110.0 | 8.8 | 0.1571 | 0.4 | 0.535 | ol | 184 | 0.00403 | HV
243-AL1/39-ST1A 110.0 | 9 | 0.1188 | 0.39 | 0.645 | ol | 243 | 0.00403 | HV
305-AL1/39-ST1A 110.0 | 9.2 | 0.0949 | 0.38 | 0.74 | ol | 305 | 0.00403 | HV
490-AL1/64-ST1A 110.0 | 9.75 | 0.059 | 0.37 | 0.96 | ol | 490 | 0.00403 | HV
679-AL1/86-ST1A 110.0 | 9.95 | 0.042 | 0.36 | 1.15 | ol | 679 | 0.00403 | HV
490-AL1/64-ST1A 220.0 | 10 | 0.059 | 0.285 | 0.96 | ol | 490 | 0.00403 | HV
679-AL1/86-ST1A 220.0 | 11.7 | 0.042 | 0.275 | 1.15 | ol | 679 | 0.00403 | HV
490-AL1/64-ST1A 380.0 | 11 | 0.059 | 0.253 | 0.96 | ol | 490 | 0.00403 | HV
679-AL1/86-ST1A 380.0 | 14.6 | 0.042 | 0.25 | 1.15 | ol | 679 | 0.00403 | HV

## trafo_std_types
| i0_percent | pfe_kw | vkr_percent | sn_mva | vn_lv_kv | vn_hv_kv | vk_percent | shift_degree | vector_group | tap_side | tap_neutral | tap_min | tap_max | tap_step_degree | tap_step_percent | tap_phase_shifter
160 MVA 380/110 kV | 0.06 | 60 | 0.25 | 160 | 110 | 380 | 12.2 | 0 | Yy0 | hv | 0 | -9 | 9 | 0 | 1.5 | FALSE
100 MVA 220/110 kV | 0.06 | 55 | 0.26 | 100 | 110 | 220 | 12 | 0 | Yy0 | hv | 0 | -9 | 9 | 0 | 1.5 | FALSE
63 MVA 110/20 kV | 0.04 | 22 | 0.32 | 63 | 20 | 110 | 18 | 150 | YNd5 | hv | 0 | -9 | 9 | 0 | 1.5 | FALSE
40 MVA 110/20 kV | 0.05 | 18 | 0.34 | 40 | 20 | 110 | 16.2 | 150 | YNd5 | hv | 0 | -9 | 9 | 0 | 1.5 | FALSE
25 MVA 110/20 kV | 0.07 | 14 | 0.41 | 25 | 20 | 110 | 12 | 150 | YNd5 | hv | 0 | -9 | 9 | 0 | 1.5 | FALSE
63 MVA 110/10 kV | 0.04 | 22 | 0.32 | 63 | 10 | 110 | 18 | 150 | YNd5 | hv | 0 | -9 | 9 | 0 | 1.5 | FALSE
40 MVA 110/10 kV | 0.05 | 18 | 0.34 | 40 | 10 | 110 | 16.2 | 150 | YNd5 | hv | 0 | -9 | 9 | 0 | 1.5 | FALSE
25 MVA 110/10 kV | 0.07 | 14 | 0.41 | 25 | 10 | 110 | 12 | 150 | YNd5 | hv | 0 | -9 | 9 | 0 | 1.5 | FALSE
0.25 MVA 20/0.4 kV | 0.32 | 0.8 | 1.44 | 0.25 | 0.4 | 20 | 6 | 150 | Yzn5 | hv | 0 | -2 | 2 | 0 | 2.5 | FALSE
0.4 MVA 20/0.4 kV | 0.3375 | 1.35 | 1.425 | 0.4 | 0.4 | 20 | 6 | 150 | Dyn5 | hv | 0 | -2 | 2 | 0 | 2.5 | FALSE
0.63 MVA 20/0.4 kV | 0.2619 | 1.65 | 1.206 | 0.63 | 0.4 | 20 | 6 | 150 | Dyn5 | hv | 0 | -2 | 2 | 0 | 2.5 | FALSE
0.25 MVA 10/0.4 kV | 0.24 | 0.6 | 1.2 | 0.25 | 0.4 | 10 | 4 | 150 | Dyn5 | hv | 0 | -2 | 2 | 0 | 2.5 | FALSE
0.4 MVA 10/0.4 kV | 0.2375 | 0.95 | 1.325 | 0.4 | 0.4 | 10 | 4 | 150 | Dyn5 | hv | 0 | -2 | 2 | 0 | 2.5 | FALSE
0.63 MVA 10/0.4 kV | 0.1873 | 1.18 | 1.0794 | 0.63 | 0.4 | 10 | 4 | 150 | Dyn5 | hv | 0 | -2 | 2 | 0 | 2.5 | FALSE

## trafo3w_std_types
| sn_hv_mva | sn_mv_mva | sn_lv_mva | vn_hv_kv | vn_mv_kv | vn_lv_kv | vk_hv_percent | vk_mv_percent | vk_lv_percent | vkr_hv_percent | vkr_mv_percent | vkr_lv_percent | pfe_kw | i0_percent | shift_mv_degree | shift_lv_degree | vector_group | tap_side | tap_neutral | tap_min | tap_max | tap_step_percent
63/25/38 MVA 110/20/10 kV | 63 | 25 | 38 | 110 | 20 | 10 | 10.4 | 10.4 | 10.4 | 0.28 | 0.32 | 0.35 | 35 | 0.89 | 0 | 0 | YN0yn0yn0 | hv | 0 | -10 | 10 | 1.2
63/25/38 MVA 110/10/10 kV | 63 | 25 | 38 | 110 | 10 | 10 | 10.4 | 10.4 | 10.4 | 0.28 | 0.32 | 0.35 | 35 | 0.89 | 0 | 0 | YN0yn0yn0 | hv | 0 | -10 | 10 | 1.2

## fuse_std_types
| fuse_type | i_rated_a | t_avg | t_min | t_total | x_avg | x_min | x_total
HV 100A | HV 100A | 100 | 0 | [10.0, 3.64, 0.854, 0.281, 0.1, 0.0531, 0.022, 0.01] | [10.0, 4.267, 1.21, 0.403, 0.1, 0.058, 0.022, 0.01] | 0 | [300.0, 350.0, 450.0, 550.0, 700.0, 850.0, 1200.0, 1752.0] | [600.0, 700.0, 900.0, 1150.0, 1665.0, 2000.0, 3000.0, 4313.0]
HV 10A | HV 10A | 10 | 0 | [10.0, 1675.0, 0.344, 0.156, 0.1, 0.0417, 0.0171, 0.01] | [10.0, 1.3, 0.3, 0.155, 0.1, 0.0555, 0.023, 0.01] | 0 | [30.0, 32.0, 35.0, 37.0, 39.0, 50.0, 70.0, 88.0] | [60.0, 70.0, 80.0, 87.0, 94.0, 110.0, 150.0, 216.0]
HV 125A | HV 125A | 125 | 0 | [10.0, 1.82, 0.344, 0.1, 0.0467, 0.0269, 0.01] | [10.0, 2.478, 0.426, 0.1, 0.0427, 0.0211, 0.01] | 0 | [375.0, 500.0, 700.0, 925.0, 1200.0, 1500.0, 2341.0] | [750.0, 1000.0, 1500.0, 2200.0, 3000.0, 4000.0, 5765.0]
HV 160A | HV 160A | 160 | 0 | [10.0, 4.15, 1.03, 0.198, 0.1, 0.051, 0.0172, 0.01] | [10.0, 2.3, 0.734, 0.274, 0.1, 0.046, 0.0177, 0.01] | 0 | [480.0, 550.0, 700.0, 1000.0, 1260.0, 1600.0, 2500.0, 3227.0] | [960.0, 1300.0, 1700.0, 2200.0, 2996.0, 4000.0, 6000.0, 7946.0]
HV 16A | HV 16A | 16 | 0 | [10.0, 0.352, 0.164, 0.1, 0.0649, 0.0342, 0.01] | [10.0, 2.34, 0.722, 0.181, 0.1, 0.055, 0.0296, 0.01] | 0 | [48.0, 60.0, 65.0, 71.0, 80.0, 100.0, 162.0] | [96.0, 110.0, 125.0, 150.0, 168.0, 200.0, 250.0, 398.0]
HV 200A | HV 200A | 200 | 0 | [10.0, 4.267, 1.21, 0.403, 0.1, 0.058, 0.022, 0.01] | [10.0, 3.73, 1.654, 0.328, 0.1, 0.0531, 0.019, 0.01] | 0 | [600.0, 700.0, 900.0, 1150.0, 1665.0, 2000.0, 3000.0, 4313.0] | [1200.0, 1500.0, 1800.0, 2700.0, 3960.0, 5000.0, 7500.0, 10620.0]
HV 20A | HV 20A | 20 | 0 | [10.0, 1.3, 0.3, 0.155, 0.1, 0.0555, 0.023, 0.01] | [10.0, 1.3, 0.161, 0.1, 0.0611, 0.0399, 0.0141, 0.01] | 0 | [60.0, 70.0, 80.0, 87.0, 94.0, 110.0, 150.0, 216.0] | [120.0, 150.0, 200.0, 223.0, 260.0, 300.0, 450.0, 532.0]
HV 25A | HV 25A | 25 | 0 | [10.0, 2.512, 0.833, 0.299, 0.1, 0.0372, 0.0223, 0.01] | [10.0, 3.125, 0.597, 0.198, 0.1, 0.0378, 0.022, 0.01] | 0 | [75.0, 82.0, 90.0, 100.0, 124.0, 170.0, 200.0, 289.0] | [150.0, 170.0, 210.0, 250.0, 294.0, 400.0, 500.0, 711.0]
HV 31.5A | HV 31.5A | 31.5 | 0 | [10.0, 2.34, 0.722, 0.181, 0.1, 0.055, 0.0296, 0.01] | [10.0, 2.84, 0.368, 0.164, 0.1, 0.0621, 0.0378, 0.0195, 0.01] | 0 | [95.0, 110.0, 125.0, 150.0, 165.0, 200.0, 250.0, 390.0] | [189.0, 220.0, 300.0, 350.0, 393.0, 450.0, 530.0, 700.0, 960.0]
HV 40A | HV 40A | 40 | 0 | [10.0, 1.3, 0.161, 0.1, 0.0611, 0.0399, 0.0141, 0.01] | [10.0, 2.05, 0.369, 0.198, 0.1, 0.051, 0.0298, 0.01] | 0 | [120.0, 150.0, 200.0, 223.0, 260.0, 300.0, 450.0, 532.0] | [240.0, 300.0, 400.0, 450.0, 530.0, 650.0, 800.0, 1311.0]
HV 50A | HV 50A | 50 | 0 | [10.0, 3.215, 0.597, 0.198, 0.1, 0.0378, 0.022, 0.01] | [10.0, 3.64, 0.854, 0.281, 0.1, 0.0531, 0.022, 0.01] | 0 | [150.0, 170.0, 210.0, 250.0, 294.0, 400.0, 500.0, 711.0] | [300.0, 350.0, 450.0, 550.0, 700.0, 850.0, 1200.0, 1752.0]
HV 6.3A | HV 6.3A | 6.3 | 0 | [10.0, 1.39, 0.344, 0.168, 0.1, 0.056, 0.0263, 0.01] | [10.0, 1.711, 0.516, 0.198, 0.1, 0.0634, 0.0303, 0.01] | 0 | [19.0, 19.5, 20.4, 20.8, 22.0, 25.0, 32.0, 48.0] | [38.0, 40.0, 43.0, 48.0, 53.0, 60.0, 75.0, 118.0]
HV 63A | HV 63A | 63 | 0 | [10.0, 2.84, 0.368, 0.164, 0.1, 0.0621, 0.0378, 0.0195, 0.01] | [10.0, 1.82, 0.344, 0.1, 0.0467, 0.0269, 0.01] | 0 | [189.0, 220.0, 300.0, 350.0, 393.0, 450.0, 530.0, 700.0, 961.0] | [378.0, 500.0, 700.0, 934.0, 1200.0, 1500.0, 2366.0]
HV 80A | HV 80A | 80 | 0 | [10.0, 2.05, 0.369, 0.198, 0.1, 0.051, 0.0298, 0.01] | [10.0, 4.15, 1.03, 0.198, 0.1, 0.051, 0.0172, 0.01] | 0 | [240.0, 300.0, 400.0, 450.0, 530.0, 650.0, 800.0, 1311.0] | [480.0, 550.0, 700.0, 1000.0, 1260.0, 1600.0, 2500.0, 3227.0]
Siemens NH-1-100 | Siemens NH-1-100 | 100 | [5400.0, 2000.0, 400.0, 20.0, 1.0, 0.2, 0.012, 0.004] | 0 | 0 | [150.0, 190.0, 250.0, 430.0, 900.0, 1250.0, 2700.0, 3600.0] | 0 | 0
Siemens NH-1-125 | Siemens NH-1-125 | 125 | [4800.0, 120.0, 7.0, 0.1, 0.004] | 0 | 0 | [180.0, 400.0, 740.0, 2000.0, 4250.0] | 0 | 0
Siemens NH-1-16 | Siemens NH-1-16 | 16 | [4000.0, 400.0, 2.0, 0.1, 0.04, 0.01] | 0 | 0 | [26.0, 35.0, 75.0, 150.0, 200.0, 300.0] | 0 | 0
Siemens NH-1-160 | Siemens NH-1-160 | 160 | [4800.0, 120.0, 7.0, 0.1, 0.004] | 0 | 0 | [210.0, 500.0, 900.0, 2300.0, 5000.0] | 0 | 0
Siemens NH-1-25 | Siemens NH-1-25 | 25 | [4000.0, 1000.0, 10.0, 0.2, 0.02, 0.01] | 0 | 0 | [40.0, 50.0, 100.0, 210.0, 400.0, 500.0] | 0 | 0
Siemens NH-1-50 | Siemens NH-1-50 | 50 | [4000.0, 40.0, 4.0, 1.0, 0.02, 0.01] | 0 | 0 | [86.0, 200.0, 300.0, 400.0, 1000.0, 1280.0] | 0 | 0
Siemens NH-1-63 | Siemens NH-1-63 | 63 | [4000.0, 100.0, 10.0, 2.0, 0.04, 0.01] | 0 | 0 | [100.0, 200.0, 300.0, 400.0, 1000.0, 1500.0] | 0 | 0
Siemens NH-1-80 | Siemens NH-1-80 | 80 | [4800.0, 120.0, 7.0, 0.1, 0.01] | 0 | 0 | [150.58, 250.0, 450.0, 1150.0, 2470.0] | 0 | 0
Siemens NH-2-1000 | Siemens NH-2-1000 | 1000 | [4800.0, 120.0, 7.0, 0.1, 0.004] | 0 | 0 | [1900.0, 3500.0, 8400.0, 24000.0, 52000.0] | 0 | 0
Siemens NH-2-200 | Siemens NH-2-200 | 200 | [4800.0, 120.0, 7.0, 0.1, 0.004] | 0 | 0 | [280.0, 650.0, 1200.0, 3000.0, 7000.0] | 0 | 0
Siemens NH-2-224 | Siemens NH-2-224 | 224 | [4800.0, 120.0, 7.0, 0.2, 0.04, 0.004] | 0 | 0 | [400.0, 750.0, 1453.0, 3025.0, 4315.0, 7600.0] | 0 | 0
Siemens NH-2-250 | Siemens NH-2-250 | 250 | [4800.0, 120.0, 7.0, 0.1, 0.004] | 0 | 0 | [450.0, 800.0, 1650.0, 4000.0, 8500.0] | 0 | 0
Siemens NH-2-315 | Siemens NH-2-315 | 315 | [4800.0, 120.0, 7.0, 0.1, 0.004] | 0 | 0 | [550.0, 920.0, 1900.0, 5000.0, 11000.0] | 0 | 0
Siemens NH-2-355 | Siemens NH-2-355 | 355 | [4800.0, 120.0, 6.0, 0.1, 0.004] | 0 | 0 | [650.0, 1116.27, 2350.0, 5840.0, 12790.0] | 0 | 0
Siemens NH-2-400 | Siemens NH-2-400 | 400 | [4800.0, 120.0, 7.0, 0.1, 0.004] | 0 | 0 | [720.0, 1350.0, 2800.0, 6500.0, 15000.0] | 0 | 0
Siemens NH-2-425 | Siemens NH-2-425 | 425 | [4800.0, 120.0, 7.0, 0.1, 0.004] | 0 | 0 | [850.0, 1500.0, 3050.0, 7500.0, 16500.0] | 0 | 0
Siemens NH-2-630 | Siemens NH-2-630 | 630 | [4800.0, 120.0, 7.0, 0.1, 0.004] | 0 | 0 | [1200.0, 2000.0, 4800.0, 12000.0, 26000.0] | 0 | 0

## res_bus
| vm_pu | va_degree | p_mw | q_mvar
0 | 0.97783 | -0.42485 | 0.0084152 | 0.0021091
1 | 0.98048 | -0.37308 | 0.0057139 | 0.001432
2 | 0.97618 | -0.45717 | 0 | 0
3 | 0.98182 | -0.34709 | 0 | 0
4 | 0.97438 | -0.49245 | 0 | 0
5 | 0.97537 | -0.47294 | 0 | 0
6 | 0.98243 | -0.33515 | 0 | 0
7 | 0.98981 | -0.19318 | 0 | 0
8 | 0.99069 | -0.1763 | 0 | 0
9 | 0.98761 | -0.23534 | 0.0056861 | 0.0014251
10 | 0.97303 | -0.51909 | 0.011585 | 0.0029034
11 | 0.97491 | -0.48212 | 0 | 0
12 | 0.9748 | -0.48426 | 0.015907 | 0.0039866
13 | 0.9841 | -0.30296 | 0.0053963 | 0.0013524
14 | 0.98108 | -0.36144 | 0 | 0
15 | 0.9783 | -0.4157 | 0 | 0
16 | 0.97813 | -0.4191 | 0.0071234 | 0.0017853
17 | 0.97776 | -0.42632 | 0 | 0
18 | 0.97878 | -0.40641 | 0.0051639 | 0.0012942
19 | 0.97772 | -0.42716 | 0 | 0
20 | 0.9777 | -0.42758 | 0.0070169 | 0.0017586
21 | 0.98103 | -0.36237 | 0 | 0
22 | 0.98097 | -0.36359 | 0.0061535 | 0.0015422
23 | 0.97974 | -0.38752 | 0 | 0
24 | 0.98085 | -0.36596 | 0.0061547 | 0.0015425
25 | 0.97219 | -0.5357 | 0 | 0
26 | 0.97242 | -0.5313 | 0 | 0
27 | 0.97213 | -0.53699 | 0 | 0
28 | 0.97471 | -0.48601 | 0 | 0
29 | 0.9747 | -0.48628 | 0.0083617 | 0.0020956
30 | 0.97929 | -0.39632 | 0 | 0
31 | 0.97964 | -0.38955 | 0.0050777 | 0.0012726
32 | 0.97489 | -0.48245 | 0.0080608 | 0.0020202
33 | 0.97208 | -0.53799 | 0 | 0
34 | 0.97181 | -0.54337 | 0 | 0
35 | 0.97771 | -0.42735 | 0.0039441 | 0.00098848
36 | 0.99169 | -0.15716 | 0.0048292 | 0.0012103
37 | 0.98573 | -0.27134 | 0.0055575 | 0.0013929
38 | 0.97085 | -0.56214 | 0 | 0
39 | 0.97055 | -0.56811 | 0.0075686 | 0.0018969
40 | 0.97232 | -0.53308 | 0 | 0
41 | 0.97068 | -0.56543 | 0.01142 | 0.0028622
42 | 0.97229 | -0.53358 | 0.0086881 | 0.0021775
43 | 0.97477 | -0.48485 | 0.0014653 | 0.00036724
44 | 0.98067 | -0.36945 | 0.0047216 | 0.0011833
45 | 0.97797 | -0.42209 | 0.0028644 | 0.00071788
46 | 0.97885 | -0.40509 | 0.0051324 | 0.0012863
47 | 0.97766 | -0.42835 | 0.0031911 | 0.00079977
48 | 0.97228 | -0.53408 | 0.0036473 | 0.00091409
49 | 0.97275 | -0.5247 | 0 | 0
50 | 0.97183 | -0.54284 | 0.0075202 | 0.0018847
51 | 0.9969 | -0.059632 | 0 | 0
52 | 0.99772 | -0.043868 | 0.0070683 | 0.0017715
53 | 0.99666 | -0.064187 | 0 | 0
54 | 0.97177 | -0.54407 | 0 | 0
55 | 0.97151 | -0.54925 | 0.0085923 | 0.0021534
56 | 0.99344 | -0.12394 | 0 | 0
57 | 0.97789 | -0.4237 | 0.0023125 | 0.00057958
58 | 0.97691 | -0.44286 | 0 | 0
59 | 0.97688 | -0.44342 | 0.00078938 | 0.00019784
60 | 0.97689 | -0.44328 | 0.0021845 | 0.00054748
61 | 0.97621 | -0.45657 | 0.00073077 | 0.00018315
62 | 0.97581 | -0.46454 | 0.0012388 | 0.00031047
63 | 0.97244 | -0.53093 | 0.0017859 | 0.00044758
64 | 0.97251 | -0.52942 | 0.0016049 | 0.00040221
65 | 0.97242 | -0.53121 | 0.0029596 | 0.00074175
66 | 0.97256 | -0.52841 | 0.0016972 | 0.00042537
67 | 0.97242 | -0.5313 | 0.0016719 | 0.00041902
68 | 0.97268 | -0.5261 | 0.001259 | 0.00031553
69 | 0.97277 | -0.52442 | 0.001239 | 0.00031052
70 | 0.97534 | -0.47365 | 0.0013117 | 0.00032875
71 | 0.97488 | -0.48269 | 0.0012452 | 0.00031208
72 | 0.97444 | -0.49142 | 0.0012998 | 0.00032576
73 | 0.97286 | -0.52255 | 0.0013466 | 0.00033748
74 | 0.97411 | -0.49785 | 0.0010764 | 0.00026977
75 | 0.97306 | -0.5185 | 0.0013477 | 0.00033777
76 | 0.97361 | -0.50766 | 0.0012752 | 0.0003196
77 | 0.97336 | -0.51276 | 0 | 0
78 | 0.97325 | -0.51479 | 0 | 0
79 | 0.97305 | -0.51888 | 0.0013168 | 0.00033001
80 | 0.97248 | -0.52999 | 0.0018413 | 0.00046146
81 | 0.97296 | -0.52055 | 0.0012834 | 0.00032165
82 | 0.97289 | -0.52187 | 0.00139 | 0.00034836
83 | 0.97285 | -0.52276 | 0.0010462 | 0.0002622
84 | 0.9728 | -0.52379 | 0.0010349 | 0.00025936
85 | 0.97238 | -0.53205 | 0.0018 | 0.00045113
86 | 0.97216 | -0.53642 | 0.0020664 | 0.0005179
87 | 0.97221 | -0.53544 | 0.001807 | 0.00045287
88 | 0.97216 | -0.53647 | 0.0020204 | 0.00050636
89 | 0.97224 | -0.53471 | 0.0019231 | 0.00048196
90 | 0.97236 | -0.53241 | 0.0068813 | 0.0017246
91 | 0.9728 | -0.52382 | 0.00094719 | 0.00023739
92 | 0.9719 | -0.54154 | 0.00214 | 0.00053632
93 | 0.9936 | -0.12146 | 0.0087136 | 0.0021838
94 | 0.99377 | -0.11821 | 0 | 0
95 | 0.99444 | -0.10525 | 0 | 0
96 | 0.99372 | -0.11912 | 0.0055542 | 0.001392
97 | 0.99494 | -0.095582 | 0 | 0
98 | 0.99425 | -0.10882 | 0.0088185 | 0.0022101
99 | 0.99354 | -0.12251 | 0.0055917 | 0.0014014
100 | 0.99682 | -0.05995 | 0.007496 | 0.0018787
101 | 0.99353 | -0.12274 | 0.0016317 | 0.00040895
102 | 0.99348 | -0.12384 | 0.005568 | 0.0013955
103 | 0.99566 | -0.083576 | 0.0055418 | 0.0013889
104 | 0.99578 | -0.081202 | 0 | 0
105 | 0.99656 | -0.066124 | 0.0058891 | 0.0014759
106 | 0.99283 | -0.13584 | 0.0093813 | 0.0023512
107 | 0.99306 | -0.13125 | 0.0088053 | 0.0022068
108 | 0.99722 | -0.052401 | 0.0053991 | 0.0013531
109 | 1 | 0 | -0.40455 | -0.10364
110 | 0.99933 | -0.012885 | 0.0066358 | 0.0016631
111 | 0.99845 | -0.029802 | 0.0070759 | 0.0017734
112 | 0.99609 | -0.075246 | 0 | 0
113 | 0.99596 | -0.077663 | 0.0015694 | 0.00039333
114 | 0.99607 | -0.075585 | 0.002193 | 0.00054962
115 | 0.99574 | -0.081932 | 0.0015695 | 0.00039334
116 | 0.99581 | -0.080526 | 0.0015694 | 0.00039333
117 | 0.99588 | -0.079178 | 0.001572 | 0.00039397
118 | 0.99604 | -0.076074 | 0.0021928 | 0.00054956
119 | 0.97156 | -0.54821 | 0.0056218 | 0.001409
120 | 0.97148 | -0.54984 | 0.0056218 | 0.001409
121 | 0.99603 | -0.076319 | 0.002193 | 0.00054962
122 | 0.98067 | -0.36952 | 0.0047177 | 0.0011824
123 | 0.97028 | -0.57334 | 0.011976 | 0.0030014
124 | 0.97178 | -0.54394 | 0.0032465 | 0.00081365
125 | 0.9716 | -0.5474 | 0.0026852 | 0.00067298
126 | 0.97155 | -0.5485 | 0.0028085 | 0.00070388
127 | 0.97152 | -0.54913 | 0.0031113 | 0.00077976
128 | 0.99571 | -0.082507 | 0.0017427 | 0.00043676
129 | 0.99572 | -0.082302 | 0.001571 | 0.00039374
130 | 0.99998 | 149.9956 | 0 | 0

## res_line
| p_from_mw | q_from_mvar | p_to_mw | q_to_mvar | pl_mw | ql_mvar | i_from_ka | i_to_ka | i_ka | vm_from_pu | va_from_degree | vm_to_pu | va_to_degree | loading_percent
0 | -0.093855 | -0.023677 | 0.094088 | 0.023826 | 0.00023325 | 0.0001489 | 0.14288 | 0.14288 | 0.14288 | 0.97783 | -0.42485 | 0.98048 | -0.37308 | 39.2529
1 | 0.08544 | 0.021568 | -0.085308 | -0.021483 | 0.00013205 | 8.4251e-05 | 0.13007 | 0.13007 | 0.13007 | 0.97783 | -0.42485 | 0.97618 | -0.45717 | 35.7348
2 | -0.099802 | -0.025258 | 0.099927 | 0.025337 | 0.0001247 | 7.9075e-05 | 0.15155 | 0.15155 | 0.15155 | 0.98048 | -0.37308 | 0.98182 | -0.34709 | 20.8176
3 | 0.05147 | 0.012987 | -0.051383 | -0.012932 | 8.6807e-05 | 5.5087e-05 | 0.078488 | 0.078488 | 0.078488 | 0.97618 | -0.45717 | 0.97438 | -0.49245 | 21.5628
4 | 0.033838 | 0.008496 | -0.033813 | -0.00848 | 2.5441e-05 | 1.5964e-05 | 0.051586 | 0.051586 | 0.051586 | 0.97618 | -0.45717 | 0.97537 | -0.47294 | 14.1721
5 | -0.099927 | -0.025337 | 0.099984 | 0.025373 | 5.7365e-05 | 3.5955e-05 | 0.15155 | 0.15155 | 0.15155 | 0.98182 | -0.34709 | 0.98243 | -0.33515 | 13.8784
6 | 0.051383 | 0.012932 | -0.051317 | -0.012891 | 6.5319e-05 | 4.1452e-05 | 0.078488 | 0.078489 | 0.078489 | 0.97438 | -0.49245 | 0.97303 | -0.51909 | 21.5628
7 | 0.016431 | 0.0041208 | -0.016424 | -0.0041166 | 7.1851e-06 | 4.2181e-06 | 0.025068 | 0.025069 | 0.025069 | 0.97537 | -0.47294 | 0.97491 | -0.48212 | 6.887
8 | 0.017381 | 0.0043592 | -0.017372 | -0.0043536 | 9.373e-06 | 5.5553e-06 | 0.026518 | 0.026518 | 0.026518 | 0.97537 | -0.47294 | 0.9748 | -0.48426 | 7.2852
9 | -0.26107 | -0.06615 | 0.26148 | 0.066408 | 0.00040449 | 0.00025808 | 0.39569 | 0.39569 | 0.39569 | 0.98243 | -0.33515 | 0.9841 | -0.30296 | 36.2351
10 | 0.16109 | 0.040777 | -0.16089 | -0.040648 | 0.00020301 | 0.00012889 | 0.24414 | 0.24414 | 0.24414 | 0.98243 | -0.33515 | 0.98108 | -0.36144 | 22.3568
11 | -0.27957 | -0.071503 | 0.2798 | 0.071649 | 0.00022858 | 0.00014589 | 0.4208 | 0.4208 | 0.4208 | 0.98981 | -0.19318 | 0.99069 | -0.1763 | 38.535
12 | 0.27957 | 0.071503 | -0.279 | -0.07114 | 0.00056906 | 0.00036321 | 0.4208 | 0.4208 | 0.4208 | 0.98981 | -0.19318 | 0.98761 | -0.23534 | 38.535
13 | -0.2798 | -0.071649 | 0.28006 | 0.071815 | 0.00025968 | 0.00016574 | 0.4208 | 0.4208 | 0.4208 | 0.99069 | -0.1763 | 0.99169 | -0.15716 | 38.535
14 | 0.27331 | 0.069715 | -0.27284 | -0.069412 | 0.00047431 | 0.00030271 | 0.41224 | 0.41224 | 0.41224 | 0.98761 | -0.23534 | 0.98573 | -0.27134 | 37.7505
15 | 0.039733 | 0.0099875 | -0.039706 | -0.0099708 | 2.6522e-05 | 1.6737e-05 | 0.060773 | 0.060773 | 0.060773 | 0.97303 | -0.51909 | 0.97232 | -0.53308 | 16.6958
16 | 0.0080609 | 0.0020203 | -0.0080608 | -0.0020202 | 1.2534e-07 | 5.2685e-08 | 0.012303 | 0.012303 | 0.012303 | 0.97491 | -0.48212 | 0.97489 | -0.48245 | 3.3801
17 | 0.0083633 | 0.0020964 | -0.0083618 | -0.0020957 | 1.5487e-06 | 6.752e-07 | 0.012765 | 0.012765 | 0.012765 | 0.97491 | -0.48212 | 0.97471 | -0.48601 | 3.5069
18 | 0.0014654 | 0.000367 | -0.0014653 | -0.00036724 | 4.0838e-08 | -2.452e-07 | 0.0022368 | 0.0022369 | 0.0022369 | 0.9748 | -0.48426 | 0.97477 | -0.48485 | 0.61452
19 | -0.26688 | -0.06776 | 0.26728 | 0.06802 | 0.00040667 | 0.00025951 | 0.40385 | 0.40385 | 0.40385 | 0.9841 | -0.30296 | 0.98573 | -0.27134 | 36.9823
20 | 0.13913 | 0.035195 | -0.13896 | -0.035085 | 0.00017387 | 0.0001101 | 0.21114 | 0.21114 | 0.21114 | 0.98108 | -0.36144 | 0.97974 | -0.38752 | 19.3355
21 | 0.015599 | 0.0039109 | -0.015596 | -0.003909 | 3.3584e-06 | 1.9474e-06 | 0.02366 | 0.02366 | 0.02366 | 0.98108 | -0.36144 | 0.98085 | -0.36596 | 6.4999
22 | 0.0061542 | 0.0015424 | -0.0061539 | -0.0015423 | 2.7203e-07 | 6.8965e-08 | 0.0093341 | 0.0093341 | 0.0093341 | 0.98108 | -0.36144 | 0.98103 | -0.36237 | 2.5643
23 | 0.0071246 | 0.0017857 | -0.0071234 | -0.0017853 | 1.1525e-06 | 4.0906e-07 | 0.010837 | 0.010837 | 0.010837 | 0.9783 | -0.4157 | 0.97813 | -0.4191 | 2.9771
24 | 0.01416 | 0.0035511 | -0.014153 | -0.003547 | 7.1605e-06 | 4.0662e-06 | 0.021539 | 0.021539 | 0.021539 | 0.9783 | -0.4157 | 0.97776 | -0.42632 | 5.9173
25 | -0.021285 | -0.0053368 | 0.021294 | 0.0053425 | 9.4245e-06 | 5.7305e-06 | 0.032375 | 0.032375 | 0.032375 | 0.9783 | -0.4157 | 0.97878 | -0.40641 | 8.8943
26 | 0.0039443 | 0.00098843 | -0.0039441 | -0.00098847 | 1.5822e-07 | -4.5602e-08 | 0.0060026 | 0.0060027 | 0.0060027 | 0.97776 | -0.42632 | 0.97772 | -0.42716 | 1.6491
27 | 0.010209 | 0.0025586 | -0.010208 | -0.0025583 | 6.1555e-07 | 3.0867e-07 | 0.015536 | 0.015536 | 0.015536 | 0.97776 | -0.42632 | 0.9777 | -0.42758 | 4.2682
28 | -0.026458 | -0.0066367 | 0.02646 | 0.0066378 | 1.6643e-06 | 1.0307e-06 | 0.040226 | 0.040226 | 0.040226 | 0.97878 | -0.40641 | 0.97885 | -0.40509 | 11.051
29 | 0.0039441 | 0.00098847 | -0.0039441 | -0.00098848 | 3.6557e-08 | -1.0534e-08 | 0.0060027 | 0.0060027 | 0.0060027 | 0.97772 | -0.42716 | 0.97771 | -0.42735 | 1.6491
30 | 0.0031912 | 0.00079968 | -0.0031911 | -0.00079977 | 1.1711e-07 | -9.1067e-08 | 0.0048569 | 0.0048569 | 0.0048569 | 0.9777 | -0.42758 | 0.97766 | -0.42835 | 1.3343
31 | 0.0061539 | 0.0015423 | -0.0061535 | -0.0015422 | 3.5726e-07 | 9.0591e-08 | 0.0093341 | 0.0093342 | 0.0093342 | 0.98103 | -0.36237 | 0.98097 | -0.36359 | 2.5643
32 | 0.13388 | 0.033812 | -0.13383 | -0.033776 | 5.6406e-05 | 3.5688e-05 | 0.20343 | 0.20343 | 0.20343 | 0.97974 | -0.38752 | 0.97929 | -0.39632 | 18.6292
33 | 0.0050782 | 0.0012726 | -0.0050777 | -0.0012726 | 4.9062e-07 | 3.7055e-08 | 0.0077127 | 0.0077128 | 0.0077128 | 0.97974 | -0.38752 | 0.97964 | -0.38955 | 2.1189
34 | 0.0094409 | 0.0023665 | -0.0094394 | -0.0023657 | 1.5718e-06 | 7.481e-07 | 0.014323 | 0.014323 | 0.014323 | 0.98085 | -0.36596 | 0.98067 | -0.36945 | 3.9348
35 | -0.027371 | -0.0068622 | 0.027377 | 0.0068649 | 5.7433e-06 | 2.7017e-06 | 0.041895 | 0.041894 | 0.041895 | 0.97219 | -0.5357 | 0.97242 | -0.5313 | 3.8365
36 | 0.027371 | 0.0068622 | -0.02737 | -0.0068614 | 1.6793e-06 | 7.9002e-07 | 0.041895 | 0.041895 | 0.041895 | 0.97219 | -0.5357 | 0.97213 | -0.53699 | 3.8365
37 | 0.017649 | 0.0044259 | -0.017647 | -0.0044249 | 2.334e-06 | 1.0704e-06 | 0.027008 | 0.027008 | 0.027008 | 0.97242 | -0.5313 | 0.97228 | -0.53408 | 3.7099
38 | -0.045026 | -0.011291 | 0.04504 | 0.011299 | 1.4174e-05 | 8.182e-06 | 0.068903 | 0.068902 | 0.068903 | 0.97242 | -0.5313 | 0.97275 | -0.5247 | 6.3098
39 | 0.018772 | 0.0047057 | -0.018767 | -0.0047043 | 5.23e-06 | 1.4631e-06 | 0.028735 | 0.028736 | 0.028736 | 0.97213 | -0.53699 | 0.97183 | -0.54284 | 2.6315
40 | 0.0085973 | 0.0021557 | -0.0085969 | -0.0021555 | 4.0773e-07 | 1.8311e-07 | 0.01316 | 0.01316 | 0.01316 | 0.97213 | -0.53699 | 0.97208 | -0.53799 | 3.6154
41 | 0.0083618 | 0.0020957 | -0.0083617 | -0.0020956 | 1.0865e-07 | 4.7374e-08 | 0.012765 | 0.012765 | 0.012765 | 0.97471 | -0.48601 | 0.9747 | -0.48628 | 3.5069
42 | 0.10222 | 0.025844 | -0.10209 | -0.025765 | 0.00012618 | 7.918e-05 | 0.1554 | 0.1554 | 0.1554 | 0.97929 | -0.39632 | 0.97797 | -0.42209 | 14.2311
43 | 0.031605 | 0.0079323 | -0.031592 | -0.007924 | 1.3222e-05 | 8.27e-06 | 0.048028 | 0.048028 | 0.048028 | 0.97929 | -0.39632 | 0.97885 | -0.40509 | 13.1945
44 | 0.0085969 | 0.0021555 | -0.0085947 | -0.0021545 | 2.2036e-06 | 9.8981e-07 | 0.01316 | 0.01316 | 0.01316 | 0.97208 | -0.53799 | 0.97181 | -0.54337 | 3.6154
45 | 0.0085947 | 0.0021545 | -0.0085944 | -0.0021544 | 2.8668e-07 | 1.2879e-07 | 0.01316 | 0.01316 | 0.01316 | 0.97181 | -0.54337 | 0.97177 | -0.54407 | 3.6155
46 | -0.28489 | -0.073025 | 0.28535 | 0.073319 | 0.00045966 | 0.00029341 | 0.42805 | 0.42805 | 0.42805 | 0.99169 | -0.15716 | 0.99344 | -0.12394 | 39.1985
47 | 0.019553 | 0.0049033 | -0.019547 | -0.0048999 | 5.562e-06 | 3.3556e-06 | 0.02997 | 0.02997 | 0.02997 | 0.97085 | -0.56214 | 0.97055 | -0.56811 | 8.2335
48 | -0.030975 | -0.0077664 | 0.031018 | 0.0077933 | 4.2967e-05 | 2.6869e-05 | 0.047477 | 0.047476 | 0.047477 | 0.97085 | -0.56214 | 0.97232 | -0.53308 | 13.043
49 | 0.011422 | 0.0028631 | -0.01142 | -0.0028622 | 1.7865e-06 | 9.5119e-07 | 0.017507 | 0.017507 | 0.017507 | 0.97085 | -0.56214 | 0.97068 | -0.56543 | 4.8095
50 | 0.011979 | 0.0030031 | -0.011976 | -0.0030014 | 2.9842e-06 | 1.6184e-06 | 0.018366 | 0.018366 | 0.018366 | 0.97055 | -0.56811 | 0.97028 | -0.57334 | 5.0456
51 | 0.0086884 | 0.0021775 | -0.0086881 | -0.0021775 | 2.0924e-07 | 9.4772e-08 | 0.013297 | 0.013297 | 0.013297 | 0.97232 | -0.53308 | 0.97229 | -0.53358 | 3.6529
52 | 0.0047178 | 0.0011824 | -0.0047177 | -0.0011824 | 1.4327e-08 | -2.3758e-10 | 0.0071584 | 0.0071584 | 0.0071584 | 0.98067 | -0.36945 | 0.98067 | -0.36952 | 1.9666
53 | 0.09923 | 0.025047 | -0.099222 | -0.025042 | 7.6336e-06 | 4.7848e-06 | 0.15105 | 0.15105 | 0.15105 | 0.97797 | -0.42209 | 0.97789 | -0.4237 | 13.832
54 | 0.014 | 0.0035108 | -0.013995 | -0.003508 | 4.9749e-06 | 2.8257e-06 | 0.021426 | 0.021427 | 0.021427 | 0.97228 | -0.53408 | 0.9719 | -0.54154 | 5.8864
55 | 0.018347 | 0.0046005 | -0.018343 | -0.0045977 | 4.6248e-06 | 2.7656e-06 | 0.028067 | 0.028067 | 0.028067 | 0.97275 | -0.5247 | 0.97248 | -0.52999 | 7.7106
56 | -0.063388 | -0.0159 | 0.063418 | 0.015918 | 2.9962e-05 | 1.8226e-05 | 0.096969 | 0.096968 | 0.096969 | 0.97275 | -0.5247 | 0.97325 | -0.51479 | 8.8799
57 | 0.011247 | 0.0028195 | -0.011244 | -0.002818 | 2.877e-06 | 1.5208e-06 | 0.017221 | 0.017221 | 0.017221 | 0.97183 | -0.54284 | 0.97156 | -0.54821 | 4.7311
58 | -0.027627 | -0.0069309 | 0.027647 | 0.0069438 | 2.078e-05 | 1.2874e-05 | 0.041239 | 0.041239 | 0.041239 | 0.9969 | -0.059632 | 0.99772 | -0.043868 | 11.3295
59 | 0.027627 | 0.0069309 | -0.027621 | -0.0069272 | 5.9974e-06 | 3.7158e-06 | 0.041239 | 0.041239 | 0.041239 | 0.9969 | -0.059632 | 0.99666 | -0.064187 | 11.3295
60 | -0.034716 | -0.0087153 | 0.034739 | 0.0087299 | 2.331e-05 | 1.4616e-05 | 0.051781 | 0.051781 | 0.051781 | 0.99772 | -0.043868 | 0.99845 | -0.029802 | 14.2255
61 | 0.021731 | 0.0054512 | -0.02172 | -0.0054442 | 1.145e-05 | 6.9504e-06 | 0.032446 | 0.032446 | 0.032446 | 0.99666 | -0.064187 | 0.99609 | -0.075246 | 8.9138
62 | 0.0058896 | 0.001476 | -0.0058891 | -0.0014759 | 5.4352e-07 | 1.036e-07 | 0.0087932 | 0.0087933 | 0.0087933 | 0.99666 | -0.064187 | 0.99656 | -0.066124 | 2.4157
63 | 0.0085944 | 0.0021544 | -0.0085923 | -0.0021534 | 2.1202e-06 | 9.5261e-07 | 0.01316 | 0.01316 | 0.01316 | 0.97177 | -0.54407 | 0.97151 | -0.54925 | 3.6155
64 | 0.018195 | 0.0045627 | -0.018189 | -0.0045589 | 6.3397e-06 | 3.7628e-06 | 0.027254 | 0.027254 | 0.027254 | 0.99344 | -0.12394 | 0.99306 | -0.13125 | 7.4874
65 | -0.30354 | -0.077881 | 0.30396 | 0.078148 | 0.00041823 | 0.00026704 | 0.4553 | 0.4553 | 0.4553 | 0.99344 | -0.12394 | 0.99494 | -0.095582 | 41.6943
66 | 0.09691 | 0.024462 | -0.096821 | -0.024407 | 8.8867e-05 | 5.5647e-05 | 0.14753 | 0.14753 | 0.14753 | 0.97789 | -0.4237 | 0.97691 | -0.44286 | 13.5098
67 | 0.093847 | 0.023662 | -0.093785 | -0.023623 | 6.1535e-05 | 3.8479e-05 | 0.143 | 0.143 | 0.143 | 0.97691 | -0.44286 | 0.97621 | -0.45657 | 13.095
68 | 0.0029739 | 0.00074514 | -0.0029739 | -0.0007452 | 5.9339e-08 | -5.8575e-08 | 0.0045298 | 0.0045298 | 0.0045298 | 0.97691 | -0.44286 | 0.97689 | -0.44328 | 1.2445
69 | -0.00078938 | -0.00019784 | 0.00078939 | 0.00019772 | 5.236e-09 | -1.1756e-07 | 0.0012024 | 0.0012024 | 0.0012024 | 0.97688 | -0.44342 | 0.97689 | -0.44328 | 0.33033
70 | 0.093055 | 0.02344 | -0.093019 | -0.023418 | 3.5472e-05 | 2.2173e-05 | 0.14188 | 0.14188 | 0.14188 | 0.97621 | -0.45657 | 0.97581 | -0.46454 | 12.993
71 | 0.09178 | 0.023107 | -0.09174 | -0.023082 | 3.9935e-05 | 2.4948e-05 | 0.13999 | 0.13999 | 0.13999 | 0.97581 | -0.46454 | 0.97534 | -0.47365 | 12.8201
72 | -0.0064175 | -0.0016083 | 0.006418 | 0.0016085 | 4.6268e-07 | 1.3737e-07 | 0.00982 | 0.00982 | 0.00982 | 0.97244 | -0.53093 | 0.97251 | -0.52942 | 2.6978
73 | 0.0046316 | 0.0011607 | -0.0046316 | -0.0011607 | 6.2859e-08 | -1.1705e-09 | 0.0070873 | 0.0070873 | 0.0070873 | 0.97244 | -0.53093 | 0.97242 | -0.53121 | 1.9471
74 | -0.0080228 | -0.0020107 | 0.0080232 | 0.0020108 | 3.8395e-07 | 1.6141e-07 | 0.012276 | 0.012275 | 0.012276 | 0.97251 | -0.52942 | 0.97256 | -0.52841 | 3.3724
75 | 0.0016719 | 0.00041899 | -0.0016719 | -0.00041902 | 6.6053e-09 | -2.9156e-08 | 0.0025584 | 0.0025584 | 0.0025584 | 0.97242 | -0.53121 | 0.97242 | -0.5313 | 0.70286
76 | -0.0097204 | -0.0024362 | 0.0097215 | 0.0024367 | 1.0723e-06 | 5.2583e-07 | 0.014872 | 0.014872 | 0.014872 | 0.97256 | -0.52841 | 0.97268 | -0.5261 | 4.0858
77 | -0.01098 | -0.0027523 | 0.010981 | 0.0027527 | 8.7859e-07 | 4.5923e-07 | 0.016798 | 0.016798 | 0.016798 | 0.97268 | -0.5261 | 0.97277 | -0.52442 | 4.6149
78 | -0.01222 | -0.0030632 | 0.012221 | 0.0030638 | 1.0862e-06 | 5.9225e-07 | 0.018693 | 0.018693 | 0.018693 | 0.97277 | -0.52442 | 0.97286 | -0.52255 | 5.1355
79 | 0.090429 | 0.022754 | -0.09039 | -0.022729 | 3.9049e-05 | 2.4377e-05 | 0.13799 | 0.13799 | 0.13799 | 0.97534 | -0.47365 | 0.97488 | -0.48269 | 12.6368
80 | 0.089144 | 0.022417 | -0.089107 | -0.022394 | 3.7147e-05 | 2.3174e-05 | 0.13609 | 0.13609 | 0.13609 | 0.97488 | -0.48269 | 0.97444 | -0.49142 | 12.4628
81 | 0.087807 | 0.022068 | -0.087781 | -0.022052 | 2.6968e-05 | 1.6812e-05 | 0.13411 | 0.13411 | 0.13411 | 0.97444 | -0.49142 | 0.97411 | -0.49785 | 12.281
82 | -0.013568 | -0.0034013 | 0.013571 | 0.0034028 | 2.6177e-06 | 1.4741e-06 | 0.020753 | 0.020753 | 0.020753 | 0.97286 | -0.52255 | 0.97306 | -0.5185 | 5.7014
83 | 0.086704 | 0.021782 | -0.086664 | -0.021756 | 4.0576e-05 | 2.5278e-05 | 0.13246 | 0.13246 | 0.13246 | 0.97411 | -0.49785 | 0.97361 | -0.50766 | 12.1305
84 | -0.014918 | -0.0037406 | 0.014922 | 0.0037429 | 4.0875e-06 | 2.3558e-06 | 0.022814 | 0.022814 | 0.022814 | 0.97306 | -0.5185 | 0.97336 | -0.51276 | 6.2675
85 | 0.085388 | 0.021437 | -0.085368 | -0.021424 | 2.0735e-05 | 1.2907e-05 | 0.13052 | 0.13052 | 0.13052 | 0.97361 | -0.50766 | 0.97336 | -0.51276 | 11.952
86 | 0.070445 | 0.017681 | -0.070438 | -0.017677 | 6.8265e-06 | 4.1934e-06 | 0.1077 | 0.1077 | 0.1077 | 0.97336 | -0.51276 | 0.97325 | -0.51479 | 9.8628
87 | 0.0070207 | 0.0017591 | -0.0070193 | -0.0017586 | 1.3681e-06 | 4.8219e-07 | 0.010734 | 0.010734 | 0.010734 | 0.97325 | -0.51479 | 0.97305 | -0.51888 | 2.9489
88 | 0.0057026 | 0.0014286 | -0.0057021 | -0.0014285 | 4.5458e-07 | 9.2938e-08 | 0.0087203 | 0.0087204 | 0.0087204 | 0.97305 | -0.51888 | 0.97296 | -0.52055 | 2.3957
89 | 0.016501 | 0.0041363 | -0.0165 | -0.0041353 | 1.6177e-06 | 9.5139e-07 | 0.025249 | 0.025249 | 0.025249 | 0.97248 | -0.52999 | 0.97238 | -0.53205 | 6.9366
90 | 0.0044187 | 0.0011069 | -0.0044184 | -0.0011069 | 2.762e-07 | -2.3526e-08 | 0.0067576 | 0.0067577 | 0.0067577 | 0.97296 | -0.52055 | 0.97289 | -0.52187 | 1.8565
91 | 0.0030285 | 0.00075852 | -0.0030283 | -0.00075864 | 1.2949e-07 | -1.1698e-07 | 0.0046318 | 0.0046319 | 0.0046319 | 0.97289 | -0.52187 | 0.97285 | -0.52276 | 1.2725
92 | 0.0019821 | 0.00049644 | -0.001982 | -0.00049672 | 9.6425e-08 | -2.8563e-07 | 0.0030317 | 0.0030318 | 0.0030318 | 0.97285 | -0.52276 | 0.9728 | -0.52379 | 0.83291
93 | 0.00094719 | 0.00023736 | -0.00094719 | -0.00023739 | 1.5402e-09 | -2.3305e-08 | 0.0014488 | 0.0014488 | 0.0014488 | 0.9728 | -0.52379 | 0.9728 | -0.52382 | 0.39804
94 | 0.0147 | 0.0036842 | -0.014699 | -0.0036841 | 2.5554e-07 | 1.4684e-07 | 0.022495 | 0.022495 | 0.022495 | 0.97238 | -0.53205 | 0.97236 | -0.53241 | 6.1799
95 | -0.0040869 | -0.0010242 | 0.004087 | 0.0010242 | 1.9219e-07 | -3.9399e-08 | 0.0062555 | 0.0062554 | 0.0062555 | 0.97216 | -0.53642 | 0.97221 | -0.53544 | 1.7185
96 | 0.0020204 | 0.00050635 | -0.0020204 | -0.00050636 | 4.3453e-09 | -1.2242e-08 | 0.0030925 | 0.0030925 | 0.0030925 | 0.97216 | -0.53642 | 0.97216 | -0.53647 | 0.84959
97 | -0.005894 | -0.0014771 | 0.0058942 | 0.0014771 | 2.0385e-07 | 4.7629e-08 | 0.0090211 | 0.009021 | 0.0090211 | 0.97221 | -0.53544 | 0.97224 | -0.53471 | 2.4783
98 | -0.0078173 | -0.0019591 | 0.0078181 | 0.0019594 | 8.5614e-07 | 3.5011e-07 | 0.011964 | 0.011964 | 0.011964 | 0.97224 | -0.53471 | 0.97236 | -0.53241 | 3.2869
99 | 0.011855 | 0.0029716 | -0.011853 | -0.0029709 | 1.3571e-06 | 7.324e-07 | 0.01815 | 0.01815 | 0.01815 | 0.9719 | -0.54154 | 0.97178 | -0.54394 | 4.9863
100 | -0.0087136 | -0.0021838 | 0.008715 | 0.0021844 | 1.3493e-06 | 5.8985e-07 | 0.01305 | 0.013049 | 0.01305 | 0.9936 | -0.12146 | 0.99377 | -0.11821 | 3.585
101 | -0.027064 | -0.0067839 | 0.027081 | 0.0067943 | 1.6727e-05 | 1.0353e-05 | 0.040524 | 0.040524 | 0.040524 | 0.99377 | -0.11821 | 0.99444 | -0.10525 | 11.1331
102 | 0.018349 | 0.0045995 | -0.018348 | -0.004599 | 7.9484e-07 | 4.7232e-07 | 0.027475 | 0.027475 | 0.027475 | 0.99377 | -0.11821 | 0.99372 | -0.11912 | 7.5481
103 | -0.035901 | -0.0090051 | 0.035917 | 0.0090155 | 1.6553e-05 | 1.0396e-05 | 0.053722 | 0.053722 | 0.053722 | 0.99444 | -0.10525 | 0.99494 | -0.095582 | 14.7588
104 | 0.00882 | 0.0022108 | -0.0088185 | -0.0022101 | 1.5012e-06 | 6.6267e-07 | 0.013198 | 0.013198 | 0.013198 | 0.99444 | -0.10525 | 0.99425 | -0.10882 | 3.6258
105 | 0.012794 | 0.003207 | -0.012792 | -0.0032059 | 2.0641e-06 | 1.1268e-06 | 0.019158 | 0.019158 | 0.019158 | 0.99372 | -0.11912 | 0.99354 | -0.12251 | 5.2632
106 | -0.33988 | -0.087164 | 0.34047 | 0.08754 | 0.00058846 | 0.0003759 | 0.50902 | 0.50902 | 0.50902 | 0.99494 | -0.095582 | 0.99682 | -0.05995 | 46.6138
107 | 0.0072001 | 0.0018045 | -0.0072 | -0.0018045 | 7.8493e-08 | 2.6924e-08 | 0.010783 | 0.010783 | 0.010783 | 0.99354 | -0.12251 | 0.99353 | -0.12274 | 2.9625
108 | -0.34796 | -0.089419 | 0.34809 | 0.0895 | 0.00012764 | 8.1543e-05 | 0.52021 | 0.52021 | 0.52021 | 0.99682 | -0.05995 | 0.99722 | -0.052401 | 47.6384
109 | 0.0055682 | 0.0013955 | -0.005568 | -0.0013955 | 2.9214e-07 | 4.1919e-08 | 0.0083396 | 0.0083396 | 0.0083396 | 0.99353 | -0.12274 | 0.99348 | -0.12384 | 2.2911
110 | -0.0055418 | -0.0013889 | 0.0055425 | 0.001389 | 6.2671e-07 | 8.4195e-08 | 0.0082823 | 0.0082822 | 0.0082823 | 0.99566 | -0.083576 | 0.99578 | -0.081202 | 2.2754
111 | 0.0048834 | 0.0012237 | -0.0048833 | -0.0012237 | 1.6986e-07 | -1.9384e-09 | 0.0072974 | 0.0072974 | 0.0072974 | 0.99578 | -0.081202 | 0.99574 | -0.081932 | 2.0048
112 | -0.010426 | -0.0026127 | 0.010426 | 0.0026129 | 3.3551e-07 | 1.6677e-07 | 0.01558 | 0.01558 | 0.01558 | 0.99578 | -0.081202 | 0.99581 | -0.080526 | 4.2801
113 | -0.0093813 | -0.0023512 | 0.0093833 | 0.0023521 | 2.0494e-06 | 9.5403e-07 | 0.01406 | 0.01406 | 0.01406 | 0.99283 | -0.13584 | 0.99306 | -0.13125 | 3.8627
114 | -0.35349 | -0.090853 | 0.35439 | 0.09143 | 0.00090241 | 0.00057653 | 0.52827 | 0.52827 | 0.52827 | 0.99722 | -0.052401 | 1 | 0 | 48.3762
115 | 0.048514 | 0.012207 | -0.048484 | -0.012188 | 2.9849e-05 | 1.8903e-05 | 0.072207 | 0.072207 | 0.072207 | 1 | 0 | 0.99933 | -0.012885 | 19.8371
116 | 0.041849 | 0.010525 | -0.041815 | -0.010503 | 3.3786e-05 | 2.1319e-05 | 0.062326 | 0.062326 | 0.062326 | 0.99933 | -0.012885 | 0.99845 | -0.029802 | 17.1226
117 | 0.01514 | 0.0037955 | -0.015139 | -0.0037945 | 1.7438e-06 | 9.9773e-07 | 0.022618 | 0.022618 | 0.022618 | 0.99609 | -0.075246 | 0.99596 | -0.077663 | 6.2138
118 | 0.006579 | 0.0016488 | -0.0065789 | -0.0016487 | 1.0627e-07 | 2.9825e-08 | 0.0098281 | 0.0098282 | 0.0098282 | 0.99609 | -0.075246 | 0.99607 | -0.075585 | 2.7
119 | 0.013569 | 0.0034011 | -0.013568 | -0.0034006 | 9.7956e-07 | 5.4422e-07 | 0.020273 | 0.020273 | 0.020273 | 0.99596 | -0.077663 | 0.99588 | -0.079178 | 5.5696
120 | 0.0043859 | 0.0010991 | -0.0043858 | -0.0010991 | 1.0223e-07 | -1.7228e-08 | 0.006552 | 0.0065521 | 0.0065521 | 0.99607 | -0.075585 | 0.99604 | -0.076074 | 1.8
121 | 0.0033138 | 0.00083037 | -0.0033137 | -0.00083042 | 5.841e-08 | -4.5237e-08 | 0.004952 | 0.004952 | 0.004952 | 0.99574 | -0.081932 | 0.99572 | -0.082302 | 1.3605
122 | -0.011996 | -0.0030062 | 0.011996 | 0.0030066 | 7.7029e-07 | 4.0981e-07 | 0.017925 | 0.017925 | 0.017925 | 0.99581 | -0.080526 | 0.99588 | -0.079178 | 4.9243
123 | 0.002193 | 0.00054956 | -0.002193 | -0.00054962 | 2.556e-08 | -6.6292e-08 | 0.0032762 | 0.0032762 | 0.0032762 | 0.99604 | -0.076074 | 0.99603 | -0.076319 | 0.90007
124 | 0.0056223 | 0.001409 | -0.0056218 | -0.001409 | 4.3773e-07 | 8.5213e-08 | 0.0086109 | 0.008611 | 0.008611 | 0.97156 | -0.54821 | 0.97148 | -0.54984 | 2.3656
125 | 0.0086068 | 0.0021573 | -0.0086054 | -0.0021566 | 1.4177e-06 | 6.3769e-07 | 0.013179 | 0.013179 | 0.013179 | 0.97178 | -0.54394 | 0.9716 | -0.5474 | 3.6207
126 | 0.0059202 | 0.0014836 | -0.0059199 | -0.0014836 | 3.1072e-07 | 7.4038e-08 | 0.0090668 | 0.0090668 | 0.0090668 | 0.9716 | -0.5474 | 0.97155 | -0.5485 | 2.4909
127 | 0.0031114 | 0.00077968 | -0.0031113 | -0.00077976 | 9.3036e-08 | -7.5744e-08 | 0.0047653 | 0.0047654 | 0.0047654 | 0.97155 | -0.5485 | 0.97152 | -0.54913 | 1.3092
128 | -0.0017427 | -0.00043676 | 0.0017427 | 0.00043668 | 1.7048e-08 | -7.6277e-08 | 0.0026043 | 0.0026043 | 0.0026043 | 0.99571 | -0.082507 | 0.99572 | -0.082302 | 0.71547

## res_trafo
| p_hv_mw | q_hv_mvar | p_lv_mw | q_lv_mvar | pl_mw | ql_mvar | i_hv_ka | i_lv_ka | vm_hv_pu | va_hv_degree | vm_lv_pu | va_lv_degree | loading_percent
0 | -1.2729e-15 | -1.3162e-15 | 0.00165 | 1.2699e-07 | 0.00165 | 1.2699e-07 | 5.2857e-17 | 0.0023815 | 0.99998 | 149.9956 | 1 | 0 | 0.2619

## res_ext_grid
| p_mw | q_mvar
0 | 0.40455 | 0.10364

## res_load
| p_mw | q_mvar
0 | 0.0084152 | 0.0021091
1 | 0.0057139 | 0.001432
2 | 0.0056861 | 0.0014251
3 | 0.011585 | 0.0029034
4 | 0.015907 | 0.0039866
5 | 0.0053963 | 0.0013524
6 | 0.0071234 | 0.0017853
7 | 0.0051639 | 0.0012942
8 | 0.0070169 | 0.0017586
9 | 0.0061535 | 0.0015422
10 | 0.0061547 | 0.0015425
11 | 0.0083617 | 0.0020956
12 | 0.0050777 | 0.0012726
13 | 0.0080608 | 0.0020202
14 | 0.0039441 | 0.00098848
15 | 0.0048292 | 0.0012103
16 | 0.0055575 | 0.0013929
17 | 0.0075686 | 0.0018969
18 | 0.01142 | 0.0028622
19 | 0.0086881 | 0.0021775
20 | 0.0014653 | 0.00036724
21 | 0.0047216 | 0.0011833
22 | 0.0028644 | 0.00071788
23 | 0.0051324 | 0.0012863
24 | 0.0031911 | 0.00079977
25 | 0.0036473 | 0.00091409
26 | 0.0075202 | 0.0018847
27 | 0.0070683 | 0.0017715
28 | 0.0085923 | 0.0021534
29 | 0.0023125 | 0.00057958
30 | 0.00078938 | 0.00019784
31 | 0.0021845 | 0.00054748
32 | 0.00073077 | 0.00018315
33 | 0.0012388 | 0.00031047
34 | 0.0017859 | 0.00044758
35 | 0.0016049 | 0.00040221
36 | 0.0029596 | 0.00074175
37 | 0.0016972 | 0.00042537
38 | 0.0016719 | 0.00041902
39 | 0.001259 | 0.00031553
40 | 0.001239 | 0.00031052
41 | 0.0013117 | 0.00032875
42 | 0.0012452 | 0.00031208
43 | 0.0012998 | 0.00032576
44 | 0.0013466 | 0.00033748
45 | 0.0010764 | 0.00026977
46 | 0.0013477 | 0.00033777
47 | 0.0012752 | 0.0003196
48 | 0.0013168 | 0.00033001
49 | 0.0018413 | 0.00046146
50 | 0.0012834 | 0.00032165
51 | 0.00139 | 0.00034836
52 | 0.0010462 | 0.0002622
53 | 0.0010349 | 0.00025936
54 | 0.0018 | 0.00045113
55 | 0.0020664 | 0.0005179
56 | 0.001807 | 0.00045287
57 | 0.0020204 | 0.00050636
58 | 0.0019231 | 0.00048196
59 | 0.0068813 | 0.0017246
60 | 0.00094719 | 0.00023739
61 | 0.00214 | 0.00053632
62 | 0.0087136 | 0.0021838
63 | 0.0055542 | 0.001392
64 | 0.0088185 | 0.0022101
65 | 0.0055917 | 0.0014014
66 | 0.007496 | 0.0018787
67 | 0.0016317 | 0.00040895
68 | 0.005568 | 0.0013955
69 | 0.0055418 | 0.0013889
70 | 0.0058891 | 0.0014759
71 | 0.0093813 | 0.0023512
72 | 0.0088053 | 0.0022068
73 | 0.0053991 | 0.0013531
74 | 0.0066358 | 0.0016631
75 | 0.0070759 | 0.0017734
76 | 0.0015694 | 0.00039333
77 | 0.002193 | 0.00054962
78 | 0.0015695 | 0.00039334
79 | 0.0015694 | 0.00039333
80 | 0.001572 | 0.00039397
81 | 0.0021928 | 0.00054956
82 | 0.0056218 | 0.001409
83 | 0.0056218 | 0.001409
84 | 0.002193 | 0.00054962
85 | 0.0047177 | 0.0011824
86 | 0.011976 | 0.0030014
87 | 0.0032465 | 0.00081365
88 | 0.0026852 | 0.00067298
89 | 0.0028085 | 0.00070388
90 | 0.0031113 | 0.00077976
91 | 0.0017427 | 0.00043676
92 | 0.001571 | 0.00039374

## dtypes
| element | column | dtype
0 | bus | name | object
1 | bus | vn_kv | float64
2 | bus | type | object
3 | bus | zone | object
4 | bus | in_service | bool
5 | load | name | object
6 | load | bus | uint32
7 | load | p_mw | float64
8 | load | q_mvar | float64
9 | load | const_z_percent | float64
10 | load | const_i_percent | float64
11 | load | sn_mva | float64
12 | load | scaling | float64
13 | load | in_service | bool
14 | load | type | object
15 | ext_grid | name | object
16 | ext_grid | bus | uint32
17 | ext_grid | vm_pu | float64
18 | ext_grid | va_degree | float64
19 | ext_grid | slack_weight | float64
20 | ext_grid | in_service | bool
21 | line | name | object
22 | line | std_type | object
23 | line | from_bus | uint32
24 | line | to_bus | uint32
25 | line | length_km | float64
26 | line | r_ohm_per_km | float64
27 | line | x_ohm_per_km | float64
28 | line | c_nf_per_km | float64
29 | line | g_us_per_km | float64
30 | line | max_i_ka | float64
31 | line | df | float64
32 | line | parallel | uint32
33 | line | type | object
34 | line | in_service | bool
35 | trafo | name | object
36 | trafo | std_type | object
37 | trafo | hv_bus | uint32
38 | trafo | lv_bus | uint32
39 | trafo | sn_mva | float64
40 | trafo | vn_hv_kv | float64
41 | trafo | vn_lv_kv | float64
42 | trafo | vk_percent | float64
43 | trafo | vkr_percent | float64
44 | trafo | pfe_kw | float64
45 | trafo | i0_percent | float64
46 | trafo | shift_degree | float64
47 | trafo | tap_side | object
48 | trafo | tap_neutral | int32
49 | trafo | tap_min | int32
50 | trafo | tap_max | int32
51 | trafo | tap_step_percent | float64
52 | trafo | tap_step_degree | float64
53 | trafo | tap_pos | int32
54 | trafo | tap_phase_shifter | bool
55 | trafo | parallel | uint32
56 | trafo | df | float64
57 | trafo | in_service | bool
58 | line_geodata | coords | object
59 | bus_geodata | x | float64
60 | bus_geodata | y | float64
61 | bus_geodata | coords | object
62 | res_bus | vm_pu | float64
63 | res_bus | va_degree | float64
64 | res_bus | p_mw | float64
65 | res_bus | q_mvar | float64
66 | res_line | p_from_mw | float64
67 | res_line | q_from_mvar | float64
68 | res_line | p_to_mw | float64
69 | res_line | q_to_mvar | float64
70 | res_line | pl_mw | float64
71 | res_line | ql_mvar | float64
72 | res_line | i_from_ka | float64
73 | res_line | i_to_ka | float64
74 | res_line | i_ka | float64
75 | res_line | vm_from_pu | float64
76 | res_line | va_from_degree | float64
77 | res_line | vm_to_pu | float64
78 | res_line | va_to_degree | float64
79 | res_line | loading_percent | float64
80 | res_trafo | p_hv_mw | float64
81 | res_trafo | q_hv_mvar | float64
82 | res_trafo | p_lv_mw | float64
83 | res_trafo | q_lv_mvar | float64
84 | res_trafo | pl_mw | float64
85 | res_trafo | ql_mvar | float64
86 | res_trafo | i_hv_ka | float64
87 | res_trafo | i_lv_ka | float64
88 | res_trafo | vm_hv_pu | float64
89 | res_trafo | va_hv_degree | float64
90 | res_trafo | vm_lv_pu | float64
91 | res_trafo | va_lv_degree | float64
92 | res_trafo | loading_percent | float64
93 | res_ext_grid | p_mw | float64
94 | res_ext_grid | q_mvar | float64
95 | res_load | p_mw | float64
96 | res_load | q_mvar | float64

## parameters
| version | format_version | converged | OPF_converged | name | f_hz | sn_mva
0 | 2.14.6 | 2.14.0 | TRUE | FALSE |  | 50 | 1