## bus
| name | vn_kv | type | zone | in_service
0 | bus_LV_230-197_0_5_node_0 | 0.4 | n |  | TRUE
1 | bus_LV_230-197_0_5_node_1 | 0.4 | n |  | TRUE
2 | bus_LV_230-197_0_5_node_2 | 0.4 | n |  | TRUE
3 | bus_LV_230-197_0_5_node_3 | 0.4 | n |  | TRUE
4 | bus_LV_230-197_0_5_node_4 | 0.4 | n |  | TRUE
5 | bus_LV_230-197_0_5_node_11 | 0.4 | n |  | TRUE
6 | bus_LV_230-197_0_5_node_9 | 0.4 | n |  | TRUE
7 | bus_LV_230-197_0_5_node_42 | 0.4 | n |  | TRUE
8 | bus_LV_230-197_0_5_node_13 | 0.4 | n |  | TRUE
9 | bus_LV_230-197_0_5_node_7 | 0.4 | n |  | TRUE
10 | bus_LV_230-197_0_5_node_5 | 0.4 | n |  | TRUE
11 | bus_LV_230-197_0_5_node_6 | 0.4 | n |  | TRUE
12 | bus_LV_230-197_0_5_node_8 | 0.4 | n |  | TRUE
13 | bus_LV_230-197_0_5_node_10 | 0.4 | n |  | TRUE
14 | bus_LV_230-197_0_5_node_44 | 0.4 | n |  | TRUE
15 | bus_LV_230-197_0_5_node_43 | 0.4 | n |  | TRUE
16 | bus_LV_230-197_0_5_node_12 | 0.4 | n |  | TRUE
17 | bus_LV_230-197_0_5_node_14 | 0.4 | n |  | TRUE
18 | bus_LV_230-197_0_5_node_15 | 0.4 | n |  | TRUE
19 | bus_LV_230-197_0_5_node_86 | 0.4 | n |  | TRUE
20 | bus_LV_230-197_0_5_node_16 | 0.4 | n |  | TRUE
21 | bus_LV_230-197_0_5_node_22 | 0.4 | n |  | TRUE
22 | bus_LV_230-197_0_5_node_128 | 0.4 | n |  | TRUE
23 | bus_LV_230-197_0_5_node_17 | 0.4 | n |  | TRUE
24 | bus_LV_230-197_0_5_node_40 | 0.4 | n |  | TRUE
25 | bus_LV_230-197_0_5_node_134 | 0.4 | n |  | TRUE
26 | bus_LV_230-197_0_5_node_18 | 0.4 | n |  | TRUE
27 | bus_LV_230-197_0_5_node_21 | 0.4 | n |  | TRUE
28 | bus_LV_230-197_0_5_node_110 | 0.4 | n |  | TRUE
29 | bus_LV_230-197_0_5_node_19 | 0.4 | n |  | TRUE
30 | bus_LV_230-197_0_5_node_28 | 0.4 | n |  | TRUE
31 | bus_LV_230-197_0_5_node_114 | 0.4 | n |  | TRUE
32 | bus_LV_230-197_0_5_node_20 | 0.4 | n |  | TRUE
33 | bus_LV_230-197_0_5_node_27 | 0.4 | n |  | TRUE
34 | bus_LV_230-197_0_5_node_129 | 0.4 | n |  | TRUE
35 | bus_LV_230-197_0_5_node_107 | 0.4 | n |  | TRUE
36 | bus_LV_230-197_0_5_node_97 | 0.4 | n |  | TRUE
37 | bus_LV_230-197_0_5_node_23 | 0.4 | n |  | TRUE
38 | bus_LV_230-197_0_5_node_146 | 0.4 | n |  | TRUE
39 | bus_LV_230-197_0_5_node_144 | 0.4 | n |  | TRUE
40 | bus_LV_230-197_0_5_node_24 | 0.4 | n |  | TRUE
41 | bus_LV_230-197_0_5_node_106 | 0.4 | n |  | TRUE
42 | bus_LV_230-197_0_5_node_119 | 0.4 | n |  | TRUE
43 | bus_LV_230-197_0_5_node_25 | 0.4 | n |  | TRUE
44 | bus_LV_230-197_0_5_node_99 | 0.4 | n |  | TRUE
45 | bus_LV_230-197_0_5_node_142 | 0.4 | n |  | TRUE
46 | bus_LV_230-197_0_5_node_32 | 0.4 | n |  | TRUE
47 | bus_LV_230-197_0_5_node_141 | 0.4 | n |  | TRUE
48 | bus_LV_230-197_0_5_node_26 | 0.4 | n |  | TRUE
49 | bus_LV_230-197_0_5_node_145 | 0.4 | n |  | TRUE
50 | bus_LV_230-197_0_5_node_41 | 0.4 | n |  | TRUE
51 | bus_LV_230-197_0_5_node_127 | 0.4 | n |  | TRUE
52 | bus_LV_230-197_0_5_node_38 | 0.4 | n |  | TRUE
53 | bus_LV_230-197_0_5_node_102 | 0.4 | n |  | TRUE
54 | bus_LV_230-197_0_5_node_31 | 0.4 | n |  | TRUE
55 | bus_LV_230-197_0_5_node_89 | 0.4 | n |  | TRUE
56 | bus_LV_230-197_0_5_node_103 | 0.4 | n |  | TRUE
57 | bus_LV_230-197_0_5_node_90 | 0.4 | n |  | TRUE
58 | bus_LV_230-197_0_5_node_91 | 0.4 | n |  | TRUE
59 | bus_LV_230-197_0_5_node_88 | 0.4 | n |  | TRUE
60 | bus_LV_230-197_0_5_node_33 | 0.4 | n |  | TRUE
61 | bus_LV_230-197_0_5_node_35 | 0.4 | n |  | TRUE
62 | bus_LV_230-197_0_5_node_61 | 0.4 | n |  | TRUE
63 | bus_LV_230-197_0_5_node_36 | 0.4 | n |  | TRUE
64 | bus_LV_230-197_0_5_node_93 | 0.4 | n |  | TRUE
65 | bus_LV_230-197_0_5_node_92 | 0.4 | n |  | TRUE
66 | bus_LV_230-197_0_5_node_108 | 0.4 | n |  | TRUE
67 | bus_LV_230-197_0_5_node_37 | 0.4 | n |  | TRUE
68 | bus_LV_230-197_0_5_node_132 | 0.4 | n |  | TRUE
69 | bus_LV_230-197_0_5_node_137 | 0.4 | n |  | TRUE
70 | bus_LV_230-197_0_5_node_139 | 0.4 | n |  | TRUE
71 | bus_LV_230-197_0_5_node_39 | 0.4 | n |  | TRUE
72 | bus_LV_230-197_0_5_node_111 | 0.4 | n |  | TRUE
73 | bus_LV_230-197_0_5_node_147 | 0.4 | n |  | TRUE
74 | bus_LV_230-197_0_5_node_87 | 0.4 | n |  | TRUE
75 | bus_LV_230-197_0_5_node_45 | 0.4 | n |  | TRUE
76 | bus_LV_230-197_0_5_node_60 | 0.4 | n |  | TRUE
77 | bus_LV_230-197_0_5_node_58 | 0.4 | n |  | TRUE
78 | bus_LV_230-197_0_5_node_47 | 0.4 | n |  | TRUE
79 | bus_LV_230-197_0_5_node_79 | 0.4 | n |  | TRUE
80 | bus_LV_230-197_0_5_node_113 | 0.4 | n |  | TRUE
81 | bus_LV_230-197_0_5_node_62 | 0.4 | n |  | TRUE
82 | bus_LV_230-197_0_5_node_98 | 0.4 | n |  | TRUE
83 | bus_LV_230-197_0_5_node_148 | 0.4 | n |  | TRUE
84 | bus_LV_230-197_0_5_node_133 | 0.4 | n |  | TRUE
85 | bus_LV_230-197_0_5_node_105 | 0.4 | n |  | TRUE
86 | bus_LV_230-197_0_5_node_120 | 0.4 | n |  | TRUE
87 | bus_LV_230-197_0_5_node_101 | 0.4 | n |  | TRUE
88 | bus_LV_230-197_0_5_node_85 | 0.4 | n |  | TRUE
89 | bus_LV_230-197_0_5_node_104 | 0.4 | n |  | TRUE
90 | bus_LV_230-197_0_5_node_63 | 0.4 | n |  | TRUE
91 | bus_LV_230-197_0_5_node_123 | 0.4 | n |  | TRUE
92 | bus_LV_230-197_0_5_node_76 | 0.4 | n |  | TRUE
93 | bus_LV_230-197_0_5_node_109 | 0.4 | n |  | TRUE
94 | bus_LV_230-197_0_5_node_130 | 0.4 | n |  | TRUE
95 | bus_LV_230-197_0_5_node_135 | 0.4 | n |  | TRUE
96 | bus_LV_230-197_0_5_node_140 | 0.4 | n |  | TRUE
97 | bus_LV_230-197_0_5_node_67 | 0.4 | n |  | TRUE
98 | bus_LV_230-197_0_5_node_52 | 0.4 | n |  | TRUE
99 | bus_LV_230-197_0_5_node_71 | 0.4 | n |  | TRUE
100 | bus_LV_230-197_0_5_node_65 | 0.4 | n |  | TRUE
101 | bus_LV_230-197_0_5_node_70 | 0.4 | n |  | TRUE
102 | bus_LV_230-197_0_5_node_126 | 0.4 | n |  | TRUE
103 | bus_LV_230-197_0_5_node_125 | 0.4 | n |  | TRUE
104 | bus_LV_230-197_0_5_node_77 | 0.4 | n |  | TRUE
105 | bus_LV_230-197_0_5_node_118 | 0.4 | n |  | TRUE
106 | bus_LV_230-197_0_5_node_117 | 0.4 | n |  | TRUE
107 | bus_LV_230-197_0_5_node_66 | 0.4 | n |  | TRUE
108 | bus_LV_230-197_0_5_node_121 | 0.4 | n |  | TRUE
109 | bus_LV_230-197_0_5_node_49 | 0.4 | n |  | TRUE
110 | bus_LV_230-197_0_5_node_50 | 0.4 | n |  | TRUE
111 | bus_LV_230-197_0_5_node_51 | 0.4 | n |  | TRUE
112 | bus_LV_230-197_0_5_node_53 | 0.4 | n |  | TRUE
113 | bus_LV_230-197_0_5_node_59 | 0.4 | n |  | TRUE
114 | bus_LV_230-197_0_5_node_56 | 0.4 | n |  | TRUE
115 | bus_LV_230-197_0_5_node_54 | 0.4 | n |  | TRUE
116 | bus_LV_230-197_0_5_node_55 | 0.4 | n |  | TRUE
117 | bus_LV_230-197_0_5_node_57 | 0.4 | n |  | TRUE
118 | bus_LV_230-197_0_5_node_115 | 0.4 | n |  | TRUE
119 | bus_LV_230-197_0_5_node_68 | 0.4 | n |  | TRUE
120 | bus_LV_230-197_0_5_node_122 | 0.4 | n |  | TRUE
121 | bus_LV_230-197_0_5_node_69 | 0.4 | n |  | TRUE
122 | bus_LV_230-197_0_5_node_124 | 0.4 | n |  | TRUE
123 | bus_LV_230-197_0_5_node_72 | 0.4 | n |  | TRUE
124 | bus_LV_230-197_0_5_node_73 | 0.4 | n |  | TRUE
125 | bus_LV_230-197_0_5_node_74 | 0.4 | n |  | TRUE
126 | bus_LV_230-197_0_5_node_75 | 0.4 | n |  | TRUE
127 | bus_LV_230-197_0_5_node_96 | 0.4 | n |  | TRUE
128 | bus_LV_230-197_0_5_node_112 | 0.4 | n |  | TRUE
129 | bus_LV_230-197_0_5_node_78 | 0.4 | n |  | TRUE
130 | bus_LV_230-197_0_5_node_80 | 0.4 | n |  | TRUE
131 | bus_LV_230-197_0_5_node_94 | 0.4 | n |  | TRUE
132 | bus_LV_230-197_0_5_node_95 | 0.4 | n |  | TRUE
133 | bus_LV_230-197_0_5_node_81 | 0.4 | n |  | TRUE
134 | bus_LV_230-197_0_5_node_82 | 0.4 | n |  | TRUE
135 | bus_LV_230-197_0_5_node_83 | 0.4 | n |  | TRUE
136 | bus_LV_230-197_0_5_node_84 | 0.4 | n |  | TRUE
137 | bus_LV_230-197_0_5_node_100 | 0.4 | n |  | TRUE
138 | bus_LV_230-197_0_5_node_143 | 0.4 | n |  | TRUE
139 | bus_LV_230-197_0_5_node_131 | 0.4 | n |  | TRUE
140 | bus_LV_230-197_0_5_node_136 | 0.4 | n |  | TRUE
141 | bus_LV_230-197_0_5_node_138 | 0.4 | n |  | TRUE
142 | bus_MV_369_0_node_99 | 20 | n |  | TRUE

## load
| name | bus | p_mw | q_mvar | const_z_percent | const_i_percent | sn_mva | scaling | in_service | type
0 | LV_230-197_0_5_load_0 | 0 | 0.0059536 | 0.0014921 | 0 | 0 |  | 1 | TRUE | wye
1 | LV_230-197_0_5_load_1 | 1 | 0.0014594 | 0.00036575 | 0 | 0 |  | 1 | TRUE | wye
2 | LV_230-197_0_5_load_2 | 2 | 0.0022643 | 0.00056749 | 0 | 0 |  | 1 | TRUE | wye
3 | LV_230-197_0_5_load_4 | 4 | 0.0060451 | 0.001515 | 0 | 0 |  | 1 | TRUE | wye
4 | LV_230-197_0_5_load_11 | 5 | 0.0011511 | 0.0002885 | 0 | 0 |  | 1 | TRUE | wye
5 | LV_230-197_0_5_load_9 | 6 | 0.0045069 | 0.0011295 | 0 | 0 |  | 1 | TRUE | wye
6 | LV_230-197_0_5_load_42 | 7 | 0.0015046 | 0.00037709 | 0 | 0 |  | 1 | TRUE | wye
7 | LV_230-197_0_5_load_13 | 8 | 0.0014862 | 0.00037247 | 0 | 0 |  | 1 | TRUE | wye
8 | LV_230-197_0_5_load_5 | 10 | 0.0092323 | 0.0023138 | 0 | 0 |  | 1 | TRUE | wye
9 | LV_230-197_0_5_load_6 | 11 | 0.014238 | 0.0035683 | 0 | 0 |  | 1 | TRUE | wye
10 | LV_230-197_0_5_load_8 | 12 | 0.0086108 | 0.0021581 | 0 | 0 |  | 1 | TRUE | wye
11 | LV_230-197_0_5_load_10 | 13 | 0.0085736 | 0.0021487 | 0 | 0 |  | 1 | TRUE | wye
12 | LV_230-197_0_5_load_44 | 14 | 0.012383 | 0.0031035 | 0 | 0 |  | 1 | TRUE | wye
13 | LV_230-197_0_5_load_43 | 15 | 0.0084394 | 0.0021151 | 0 | 0 |  | 1 | TRUE | wye
14 | LV_230-197_0_5_load_12 | 16 | 0.0053122 | 0.0013314 | 0 | 0 |  | 1 | TRUE | wye
15 | LV_230-197_0_5_load_15 | 18 | 0.00094961 | 0.00023799 | 0 | 0 |  | 1 | TRUE | wye
16 | LV_230-197_0_5_load_86 | 19 | 0.0010576 | 0.00026506 | 0 | 0 |  | 1 | TRUE | wye
17 | LV_230-197_0_5_load_128 | 22 | 0.0046146 | 0.0011565 | 0 | 0 |  | 1 | TRUE | wye
18 | LV_230-197_0_5_load_134 | 25 | 0.0034146 | 0.00085578 | 0 | 0 |  | 1 | TRUE | wye
19 | LV_230-197_0_5_load_110 | 28 | 0.0057628 | 0.0014443 | 0 | 0 |  | 1 | TRUE | wye
20 | LV_230-197_0_5_load_114 | 31 | 0.0011429 | 0.00028645 | 0 | 0 |  | 1 | TRUE | wye
21 | LV_230-197_0_5_load_129 | 34 | 0.0046794 | 0.0011728 | 0 | 0 |  | 1 | TRUE | wye
22 | LV_230-197_0_5_load_107 | 35 | 0.0020286 | 0.0005084 | 0 | 0 |  | 1 | TRUE | wye
23 | LV_230-197_0_5_load_97 | 36 | 0.0030854 | 0.00077328 | 0 | 0 |  | 1 | TRUE | wye
24 | LV_230-197_0_5_load_146 | 38 | 0.0029529 | 0.00074006 | 0 | 0 |  | 1 | TRUE | wye
25 | LV_230-197_0_5_load_119 | 42 | 0.0068776 | 0.0017237 | 0 | 0 |  | 1 | TRUE | wye
26 | LV_230-197_0_5_load_99 | 44 | 0.0010736 | 0.00026906 | 0 | 0 |  | 1 | TRUE | wye
27 | LV_230-197_0_5_load_142 | 45 | 0.0010177 | 0.00025505 | 0 | 0 |  | 1 | TRUE | wye
28 | LV_230-197_0_5_load_141 | 47 | 0.0010755 | 0.00026955 | 0 | 0 |  | 1 | TRUE | wye
29 | LV_230-197_0_5_load_145 | 49 | 0.0029138 | 0.00073027 | 0 | 0 |  | 1 | TRUE | wye
30 | LV_230-197_0_5_load_127 | 51 | 0.0046107 | 0.0011556 | 0 | 0 |  | 1 | TRUE | wye
31 | LV_230-197_0_5_load_102 | 53 | 0.00087886 | 0.00022026 | 0 | 0 |  | 1 | TRUE | wye
32 | LV_230-197_0_5_load_89 | 55 | 0.0047563 | 0.001192 | 0 | 0 |  | 1 | TRUE | wye
33 | LV_230-197_0_5_load_103 | 56 | 0.0036452 | 0.00091356 | 0 | 0 |  | 1 | TRUE | wye
34 | LV_230-197_0_5_load_90 | 57 | 0.0023486 | 0.0005886 | 0 | 0 |  | 1 | TRUE | wye
35 | LV_230-197_0_5_load_91 | 58 | 0.0025362 | 0.00063564 | 0 | 0 |  | 1 | TRUE | wye
36 | LV_230-197_0_5_load_88 | 59 | 0.0013742 | 0.0003444 | 0 | 0 |  | 1 | TRUE | wye
37 | LV_230-197_0_5_load_61 | 62 | 0.0026645 | 0.00066779 | 0 | 0 |  | 1 | TRUE | wye
38 | LV_230-197_0_5_load_93 | 64 | 0.0047132 | 0.0011812 | 0 | 0 |  | 1 | TRUE | wye
39 | LV_230-197_0_5_load_92 | 65 | 0.0043283 | 0.0010848 | 0 | 0 |  | 1 | TRUE | wye
40 | LV_230-197_0_5_load_108 | 66 | 0.0032247 | 0.00080818 | 0 | 0 |  | 1 | TRUE | wye
41 | LV_230-197_0_5_load_132 | 68 | 0.0040043 | 0.0010036 | 0 | 0 |  | 1 | TRUE | wye
42 | LV_230-197_0_5_load_139 | 70 | 0.0010874 | 0.00027253 | 0 | 0 |  | 1 | TRUE | wye
43 | LV_230-197_0_5_load_111 | 72 | 0.0059056 | 0.0014801 | 0 | 0 |  | 1 | TRUE | wye
44 | LV_230-197_0_5_load_147 | 73 | 0.0028916 | 0.0007247 | 0 | 0 |  | 1 | TRUE | wye
45 | LV_230-197_0_5_load_87 | 74 | 0.0010373 | 0.00025998 | 0 | 0 |  | 1 | TRUE | wye
46 | LV_230-197_0_5_load_60 | 76 | 0.0012185 | 0.00030538 | 0 | 0 |  | 1 | TRUE | wye
47 | LV_230-197_0_5_load_58 | 77 | 0.0011221 | 0.00028122 | 0 | 0 |  | 1 | TRUE | wye
48 | LV_230-197_0_5_load_113 | 80 | 0.0010111 | 0.00025342 | 0 | 0 |  | 1 | TRUE | wye
49 | LV_230-197_0_5_load_148 | 83 | 0.0030348 | 0.0007606 | 0 | 0 |  | 1 | TRUE | wye
50 | LV_230-197_0_5_load_120 | 86 | 0.0081688 | 0.0020473 | 0 | 0 |  | 1 | TRUE | wye
51 | LV_230-197_0_5_load_101 | 87 | 0.0059893 | 0.0015011 | 0 | 0 |  | 1 | TRUE | wye
52 | LV_230-197_0_5_load_85 | 88 | 0.0013186 | 0.00033048 | 0 | 0 |  | 1 | TRUE | wye
53 | LV_230-197_0_5_load_104 | 89 | 0.019084 | 0.0047829 | 0 | 0 |  | 1 | TRUE | wye
54 | LV_230-197_0_5_load_123 | 91 | 0.0075653 | 0.001896 | 0 | 0 |  | 1 | TRUE | wye
55 | LV_230-197_0_5_load_76 | 92 | 0.0015051 | 0.00037722 | 0 | 0 |  | 1 | TRUE | wye
56 | LV_230-197_0_5_load_109 | 93 | 0.0027389 | 0.00068644 | 0 | 0 |  | 1 | TRUE | wye
57 | LV_230-197_0_5_load_130 | 94 | 0.0033565 | 0.00084122 | 0 | 0 |  | 1 | TRUE | wye
58 | LV_230-197_0_5_load_135 | 95 | 0.0034045 | 0.00085325 | 0 | 0 |  | 1 | TRUE | wye
59 | LV_230-197_0_5_load_140 | 96 | 0.0010897 | 0.00027309 | 0 | 0 |  | 1 | TRUE | wye
60 | LV_230-197_0_5_load_67 | 97 | 0.0035047 | 0.00087836 | 0 | 0 |  | 1 | TRUE | wye
61 | LV_230-197_0_5_load_70 | 101 | 0.009558 | 0.0023955 | 0 | 0 |  | 1 | TRUE | wye
62 | LV_230-197_0_5_load_126 | 102 | 0.0028113 | 0.00070459 | 0 | 0 |  | 1 | TRUE | wye
63 | LV_230-197_0_5_load_125 | 103 | 0.0024975 | 0.00062593 | 0 | 0 |  | 1 | TRUE | wye
64 | LV_230-197_0_5_load_77 | 104 | 0.004646 | 0.0011644 | 0 | 0 |  | 1 | TRUE | wye
65 | LV_230-197_0_5_load_66 | 107 | 0.0096339 | 0.0024145 | 0 | 0 |  | 1 | TRUE | wye
66 | LV_230-197_0_5_load_121 | 108 | 0.0070455 | 0.0017658 | 0 | 0 |  | 1 | TRUE | wye
67 | LV_230-197_0_5_load_49 | 109 | 0.0086053 | 0.0021567 | 0 | 0 |  | 1 | TRUE | wye
68 | LV_230-197_0_5_load_50 | 110 | 0.0028682 | 0.00071884 | 0 | 0 |  | 1 | TRUE | wye
69 | LV_230-197_0_5_load_51 | 111 | 0.0031292 | 0.00078425 | 0 | 0 |  | 1 | TRUE | wye
70 | LV_230-197_0_5_load_53 | 112 | 0.0018364 | 0.00046025 | 0 | 0 |  | 1 | TRUE | wye
71 | LV_230-197_0_5_load_59 | 113 | 0.00076747 | 0.00019235 | 0 | 0 |  | 1 | TRUE | wye
72 | LV_230-197_0_5_load_56 | 114 | 0.0026354 | 0.0006605 | 0 | 0 |  | 1 | TRUE | wye
73 | LV_230-197_0_5_load_54 | 115 | 0.0014675 | 0.0003678 | 0 | 0 |  | 1 | TRUE | wye
74 | LV_230-197_0_5_load_55 | 116 | 0.0027926 | 0.0006999 | 0 | 0 |  | 1 | TRUE | wye
75 | LV_230-197_0_5_load_115 | 118 | 0.010515 | 0.0026354 | 0 | 0 |  | 1 | TRUE | wye
76 | LV_230-197_0_5_load_68 | 119 | 0.0028144 | 0.00070536 | 0 | 0 |  | 1 | TRUE | wye
77 | LV_230-197_0_5_load_122 | 120 | 0.0066115 | 0.001657 | 0 | 0 |  | 1 | TRUE | wye
78 | LV_230-197_0_5_load_69 | 121 | 0.0017011 | 0.00042632 | 0 | 0 |  | 1 | TRUE | wye
79 | LV_230-197_0_5_load_124 | 122 | 0.0025522 | 0.00063963 | 0 | 0 |  | 1 | TRUE | wye
80 | LV_230-197_0_5_load_72 | 123 | 0.0016229 | 0.00040674 | 0 | 0 |  | 1 | TRUE | wye
81 | LV_230-197_0_5_load_73 | 124 | 0.004622 | 0.0011584 | 0 | 0 |  | 1 | TRUE | wye
82 | LV_230-197_0_5_load_74 | 125 | 0.0044001 | 0.0011028 | 0 | 0 |  | 1 | TRUE | wye
83 | LV_230-197_0_5_load_75 | 126 | 0.0014602 | 0.00036596 | 0 | 0 |  | 1 | TRUE | wye
84 | LV_230-197_0_5_load_96 | 127 | 0.0011511 | 0.00028849 | 0 | 0 |  | 1 | TRUE | wye
85 | LV_230-197_0_5_load_112 | 128 | 0.0031416 | 0.00078735 | 0 | 0 |  | 1 | TRUE | wye
86 | LV_230-197_0_5_load_78 | 129 | 0.0058966 | 0.0014778 | 0 | 0 |  | 1 | TRUE | wye
87 | LV_230-197_0_5_load_80 | 130 | 0.0066124 | 0.0016572 | 0 | 0 |  | 1 | TRUE | wye
88 | LV_230-197_0_5_load_94 | 131 | 0.0061681 | 0.0015459 | 0 | 0 |  | 1 | TRUE | wye
89 | LV_230-197_0_5_load_95 | 132 | 0.0073263 | 0.0018361 | 0 | 0 |  | 1 | TRUE | wye
90 | LV_230-197_0_5_load_81 | 133 | 0.0015989 | 0.00040072 | 0 | 0 |  | 1 | TRUE | wye
91 | LV_230-197_0_5_load_82 | 134 | 0.0011441 | 0.00028675 | 0 | 0 |  | 1 | TRUE | wye
92 | LV_230-197_0_5_load_83 | 135 | 0.00096141 | 0.00024095 | 0 | 0 |  | 1 | TRUE | wye
93 | LV_230-197_0_5_load_84 | 136 | 0.0011447 | 0.0002869 | 0 | 0 |  | 1 | TRUE | wye
94 | LV_230-197_0_5_load_100 | 137 | 0.0016139 | 0.00040447 | 0 | 0 |  | 1 | TRUE | wye
95 | LV_230-197_0_5_load_143 | 138 | 0.0016145 | 0.00040464 | 0 | 0 |  | 1 | TRUE | wye
96 | LV_230-197_0_5_load_131 | 139 | 0.0010188 | 0.00025533 | 0 | 0 |  | 1 | TRUE | wye
97 | LV_230-197_0_5_load_136 | 140 | 0.0023373 | 0.00058578 | 0 | 0 |  | 1 | TRUE | wye
98 | LV_230-197_0_5_load_138 | 141 | 0.0034146 | 0.00085578 | 0 | 0 |  | 1 | TRUE | wye

## ext_grid
| name | bus | vm_pu | va_degree | slack_weight | in_service
0 |  | 64 | 1 | 0 | 1 | TRUE

## line
| name | std_type | from_bus | to_bus | length_km | r_ohm_per_km | x_ohm_per_km | c_nf_per_km | g_us_per_km | max_i_ka | df | parallel | type | in_service
0 | LV_230-197_0_5_line_0 |  | 0 | 1 | 0.013999 | 0.125 | 0.08 | 261 | 0 | 0.364 | 1 | 1 | cs | TRUE
1 | LV_230-197_0_5_line_1 |  | 0 | 2 | 0.01327 | 0.125 | 0.08 | 261 | 0 | 0.364 | 1 | 1 | cs | TRUE
2 | LV_230-197_0_5_line_2 |  | 1 | 3 | 0.012596 | 0.125 | 0.08 | 261 | 0 | 0.364 | 1 | 1 | cs | TRUE
3 | LV_230-197_0_5_line_3 |  | 2 | 4 | 0.024156 | 0.125 | 0.08 | 261 | 0 | 0.364 | 1 | 1 | cs | TRUE
4 | LV_230-197_0_5_line_4 |  | 3 | 5 | 0.015241 | 0.125 | 0.08 | 261 | 0 | 0.364 | 1 | 1 | cs | TRUE
5 | LV_230-197_0_5_line_5 |  | 3 | 6 | 0.020225 | 0.125 | 0.08 | 261 | 0 | 0.364 | 1 | 1 | cs | TRUE
6 | LV_230-197_0_5_line_6 |  | 4 | 7 | 0.0015389 | 0.125 | 0.08 | 261 | 0 | 0.364 | 1 | 1 | cs | TRUE
7 | LV_230-197_0_5_line_7 |  | 5 | 8 | 0.028809 | 0.125 | 0.08 | 261 | 0 | 0.364 | 1 | 1 | cs | TRUE
8 | LV_230-197_0_5_line_8 |  | 6 | 9 | 0.021929 | 0.125 | 0.08 | 261 | 0 | 0.364 | 1 | 1 | cs | TRUE
9 | LV_230-197_0_5_line_9 |  | 8 | 16 | 0.0058414 | 0.125 | 0.08 | 261 | 0 | 0.364 | 1 | 1 | cs | TRUE
10 | LV_230-197_0_5_line_10 |  | 9 | 13 | 0.035363 | 0.125 | 0.08 | 261 | 0 | 0.364 | 1 | 1 | cs | TRUE
11 | LV_230-197_0_5_line_11 |  | 9 | 10 | 0.040376 | 0.125 | 0.08 | 261 | 0 | 0.364 | 1 | 1 | cs | TRUE
12 | LV_230-197_0_5_line_12 |  | 10 | 11 | 0.002706 | 0.125 | 0.08 | 261 | 0 | 0.364 | 1 | 1 | cs | TRUE
13 | LV_230-197_0_5_line_13 |  | 11 | 12 | 0.024461 | 0.125 | 0.08 | 261 | 0 | 0.364 | 1 | 1 | cs | TRUE
14 | LV_230-197_0_5_line_14 |  | 12 | 14 | 0.0062289 | 0.125 | 0.08 | 261 | 0 | 0.364 | 1 | 1 | cs | TRUE
15 | LV_230-197_0_5_line_15 |  | 13 | 15 | 0.0017431 | 0.125 | 0.08 | 261 | 0 | 0.364 | 1 | 1 | cs | TRUE
16 | LV_230-197_0_5_line_16 |  | 16 | 17 | 0.023703 | 0.125 | 0.08 | 261 | 0 | 0.364 | 1 | 2 | cs | TRUE
17 | LV_230-197_0_5_line_17 |  | 17 | 18 | 0.032355 | 0.125 | 0.08 | 261 | 0 | 0.364 | 1 | 3 | cs | TRUE
18 | LV_230-197_0_5_line_18 |  | 18 | 19 | 0.0071042 | 0.125 | 0.08 | 261 | 0 | 0.364 | 1 | 3 | cs | TRUE
19 | LV_230-197_0_5_line_19 |  | 19 | 74 | 0.0087197 | 0.125 | 0.08 | 261 | 0 | 0.364 | 1 | 3 | cs | TRUE
20 | LV_230-197_0_5_line_20 |  | 20 | 21 | 0.001864 | 0.125 | 0.08 | 261 | 0 | 0.364 | 1 | 1 | cs | TRUE
21 | LV_230-197_0_5_line_21 |  | 20 | 22 | 0.023586 | 0.125 | 0.08 | 261 | 0 | 0.364 | 1 | 1 | cs | TRUE
22 | LV_230-197_0_5_line_22 |  | 21 | 36 | 0.036383 | 0.125 | 0.08 | 261 | 0 | 0.364 | 1 | 1 | cs | TRUE
23 | LV_230-197_0_5_line_23 |  | 22 | 34 | 0.033688 | 0.125 | 0.08 | 261 | 0 | 0.364 | 1 | 1 | cs | TRUE
24 | LV_230-197_0_5_line_24 |  | 23 | 24 | 0.026447 | 0.125 | 0.08 | 261 | 0 | 0.364 | 1 | 1 | cs | TRUE
25 | LV_230-197_0_5_line_25 |  | 23 | 25 | 0.012027 | 0.125 | 0.08 | 261 | 0 | 0.364 | 1 | 1 | cs | TRUE
26 | LV_230-197_0_5_line_26 |  | 24 | 51 | 0.01363 | 0.125 | 0.08 | 261 | 0 | 0.364 | 1 | 1 | cs | TRUE
27 | LV_230-197_0_5_line_27 |  | 24 | 71 | 0.021331 | 0.125 | 0.08 | 261 | 0 | 0.364 | 1 | 1 | cs | TRUE
28 | LV_230-197_0_5_line_28 |  | 26 | 27 | 0.0098083 | 0.125 | 0.08 | 261 | 0 | 0.364 | 1 | 1 | cs | TRUE
29 | LV_230-197_0_5_line_29 |  | 26 | 28 | 0.0096518 | 0.125 | 0.08 | 261 | 0 | 0.364 | 1 | 1 | cs | TRUE
30 | LV_230-197_0_5_line_30 |  | 27 | 35 | 0.019425 | 0.125 | 0.08 | 261 | 0 | 0.364 | 1 | 1 | cs | TRUE
31 | LV_230-197_0_5_line_31 |  | 28 | 63 | 0.028316 | 0.125 | 0.08 | 261 | 0 | 0.364 | 1 | 2 | cs | TRUE
32 | LV_230-197_0_5_line_32 |  | 29 | 30 | 0.041108 | 0.125 | 0.08 | 261 | 0 | 0.364 | 1 | 3 | cs | TRUE
33 | LV_230-197_0_5_line_33 |  | 29 | 31 | 0.024697 | 0.125 | 0.08 | 261 | 0 | 0.364 | 1 | 3 | cs | TRUE
34 | LV_230-197_0_5_line_34 |  | 30 | 52 | 0.017129 | 0.125 | 0.08 | 261 | 0 | 0.364 | 1 | 1 | cs | TRUE
35 | LV_230-197_0_5_line_35 |  | 30 | 53 | 0.013178 | 0.125 | 0.08 | 261 | 0 | 0.364 | 1 | 3 | cs | TRUE
36 | LV_230-197_0_5_line_36 |  | 31 | 80 | 0.018878 | 0.125 | 0.08 | 261 | 0 | 0.364 | 1 | 3 | cs | TRUE
37 | LV_230-197_0_5_line_37 |  | 32 | 33 | 0.024774 | 0.125 | 0.08 | 261 | 0 | 0.364 | 1 | 1 | cs | TRUE
38 | LV_230-197_0_5_line_38 |  | 32 | 34 | 0.0021943 | 0.125 | 0.08 | 261 | 0 | 0.364 | 1 | 1 | cs | TRUE
39 | LV_230-197_0_5_line_39 |  | 33 | 51 | 0.030448 | 0.125 | 0.08 | 261 | 0 | 0.364 | 1 | 1 | cs | TRUE
40 | LV_230-197_0_5_line_40 |  | 35 | 81 | 0.010153 | 0.125 | 0.08 | 261 | 0 | 0.364 | 1 | 1 | cs | TRUE
41 | LV_230-197_0_5_line_41 |  | 36 | 82 | 0.041587 | 0.125 | 0.08 | 261 | 0 | 0.364 | 1 | 1 | cs | TRUE
42 | LV_230-197_0_5_line_42 |  | 37 | 38 | 0.011751 | 0.125 | 0.08 | 261 | 0 | 0.364 | 1 | 1 | cs | TRUE
43 | LV_230-197_0_5_line_43 |  | 37 | 39 | 0.02341 | 0.125 | 0.08 | 261 | 0 | 0.364 | 1 | 1 | cs | TRUE
44 | LV_230-197_0_5_line_44 |  | 39 | 83 | 0.014245 | 0.125 | 0.08 | 261 | 0 | 0.364 | 1 | 1 | cs | TRUE
45 | LV_230-197_0_5_line_45 |  | 39 | 84 | 0.008742 | 0.125 | 0.08 | 261 | 0 | 0.364 | 1 | 1 | cs | TRUE
46 | LV_230-197_0_5_line_46 |  | 40 | 41 | 0.028422 | 0.125 | 0.08 | 261 | 0 | 0.364 | 1 | 1 | cs | TRUE
47 | LV_230-197_0_5_line_47 |  | 40 | 42 | 0.020047 | 0.125 | 0.08 | 261 | 0 | 0.364 | 1 | 1 | cs | TRUE
48 | LV_230-197_0_5_line_48 |  | 41 | 85 | 0.024123 | 0.125 | 0.08 | 261 | 0 | 0.364 | 1 | 1 | cs | TRUE
49 | LV_230-197_0_5_line_49 |  | 42 | 86 | 0.023726 | 0.125 | 0.08 | 261 | 0 | 0.364 | 1 | 1 | cs | TRUE
50 | LV_230-197_0_5_line_50 |  | 43 | 44 | 0.01603 | 0.125 | 0.08 | 261 | 0 | 0.364 | 1 | 1 | cs | TRUE
51 | LV_230-197_0_5_line_51 |  | 43 | 45 | 0.017398 | 0.125 | 0.08 | 261 | 0 | 0.364 | 1 | 1 | cs | TRUE
52 | LV_230-197_0_5_line_52 |  | 43 | 46 | 0.022264 | 0.125 | 0.08 | 261 | 0 | 0.364 | 1 | 2 | cs | TRUE
53 | LV_230-197_0_5_line_53 |  | 43 | 47 | 0.014113 | 0.125 | 0.08 | 261 | 0 | 0.364 | 1 | 1 | cs | TRUE
54 | LV_230-197_0_5_line_54 |  | 44 | 82 | 0.0091625 | 0.125 | 0.08 | 261 | 0 | 0.364 | 1 | 1 | cs | TRUE
55 | LV_230-197_0_5_line_55 |  | 45 | 84 | 0.013468 | 0.125 | 0.08 | 261 | 0 | 0.364 | 1 | 1 | cs | TRUE
56 | LV_230-197_0_5_line_56 |  | 46 | 57 | 0.015161 | 0.125 | 0.08 | 261 | 0 | 0.364 | 1 | 3 | cs | TRUE
57 | LV_230-197_0_5_line_57 |  | 46 | 58 | 0.016946 | 0.125 | 0.08 | 261 | 0 | 0.364 | 1 | 3 | cs | TRUE
58 | LV_230-197_0_5_line_58 |  | 46 | 59 | 0.040707 | 0.125 | 0.08 | 261 | 0 | 0.364 | 1 | 1 | cs | TRUE
59 | LV_230-197_0_5_line_59 |  | 48 | 49 | 0.012251 | 0.125 | 0.08 | 261 | 0 | 0.364 | 1 | 1 | cs | TRUE
60 | LV_230-197_0_5_line_60 |  | 48 | 50 | 0.030149 | 0.125 | 0.08 | 261 | 0 | 0.364 | 1 | 1 | cs | TRUE
61 | LV_230-197_0_5_line_61 |  | 50 | 73 | 0.001585 | 0.125 | 0.08 | 261 | 0 | 0.364 | 1 | 1 | cs | TRUE
62 | LV_230-197_0_5_line_62 |  | 50 | 69 | 0.032863 | 0.125 | 0.08 | 261 | 0 | 0.364 | 1 | 1 | cs | TRUE
63 | LV_230-197_0_5_line_63 |  | 52 | 70 | 0.017405 | 0.125 | 0.08 | 261 | 0 | 0.364 | 1 | 1 | cs | TRUE
64 | LV_230-197_0_5_line_64 |  | 53 | 87 | 0.021236 | 0.125 | 0.08 | 261 | 0 | 0.364 | 1 | 3 | cs | TRUE
65 | LV_230-197_0_5_line_65 |  | 54 | 55 | 0.014711 | 0.125 | 0.08 | 261 | 0 | 0.364 | 1 | 1 | cs | TRUE
66 | LV_230-197_0_5_line_66 |  | 54 | 56 | 0.023199 | 0.125 | 0.08 | 261 | 0 | 0.364 | 1 | 1 | cs | TRUE
67 | LV_230-197_0_5_line_67 |  | 55 | 59 | 0.011973 | 0.125 | 0.08 | 261 | 0 | 0.364 | 1 | 1 | cs | TRUE
68 | LV_230-197_0_5_line_68 |  | 57 | 87 | 0.022877 | 0.125 | 0.08 | 261 | 0 | 0.364 | 1 | 3 | cs | TRUE
69 | LV_230-197_0_5_line_69 |  | 58 | 88 | 0.0039394 | 0.125 | 0.08 | 261 | 0 | 0.364 | 1 | 3 | cs | TRUE
70 | LV_230-197_0_5_line_70 |  | 60 | 61 | 0.016958 | 0.125 | 0.08 | 261 | 0 | 0.364 | 1 | 1 | cs | TRUE
71 | LV_230-197_0_5_line_71 |  | 60 | 62 | 0.034345 | 0.125 | 0.08 | 261 | 0 | 0.364 | 1 | 1 | cs | TRUE
72 | LV_230-197_0_5_line_72 |  | 61 | 63 | 0.038671 | 0.125 | 0.08 | 261 | 0 | 0.364 | 1 | 2 | cs | TRUE
73 | LV_230-197_0_5_line_73 |  | 61 | 64 | 0.024901 | 0.125 | 0.08 | 261 | 0 | 0.364 | 1 | 2 | cs | TRUE
74 | LV_230-197_0_5_line_74 |  | 61 | 65 | 0.015281 | 0.125 | 0.08 | 261 | 0 | 0.364 | 1 | 1 | cs | TRUE
75 | LV_230-197_0_5_line_75 |  | 63 | 66 | 0.012402 | 0.125 | 0.08 | 261 | 0 | 0.364 | 1 | 1 | cs | TRUE
76 | LV_230-197_0_5_line_76 |  | 64 | 92 | 0.014738 | 0.125 | 0.08 | 261 | 0 | 0.364 | 1 | 3 | cs | TRUE
77 | LV_230-197_0_5_line_77 |  | 66 | 93 | 0.011529 | 0.125 | 0.08 | 261 | 0 | 0.364 | 1 | 1 | cs | TRUE
78 | LV_230-197_0_5_line_78 |  | 67 | 68 | 0.023421 | 0.125 | 0.08 | 261 | 0 | 0.364 | 1 | 1 | cs | TRUE
79 | LV_230-197_0_5_line_79 |  | 67 | 69 | 0.005197 | 0.125 | 0.08 | 261 | 0 | 0.364 | 1 | 1 | cs | TRUE
80 | LV_230-197_0_5_line_80 |  | 68 | 94 | 0.00072533 | 0.125 | 0.08 | 261 | 0 | 0.364 | 1 | 1 | cs | TRUE
81 | LV_230-197_0_5_line_81 |  | 69 | 95 | 0.0051741 | 0.125 | 0.08 | 261 | 0 | 0.364 | 1 | 1 | cs | TRUE
82 | LV_230-197_0_5_line_82 |  | 70 | 96 | 6.7831e-05 | 0.125 | 0.08 | 261 | 0 | 0.364 | 1 | 1 | cs | TRUE
83 | LV_230-197_0_5_line_83 |  | 71 | 72 | 0.024152 | 0.125 | 0.08 | 261 | 0 | 0.364 | 1 | 1 | cs | TRUE
84 | LV_230-197_0_5_line_84 |  | 72 | 78 | 0.025762 | 0.125 | 0.08 | 261 | 0 | 0.364 | 1 | 1 | cs | TRUE
85 | LV_230-197_0_5_line_85 |  | 74 | 80 | 0.0067919 | 0.125 | 0.08 | 261 | 0 | 0.364 | 1 | 3 | cs | TRUE
86 | LV_230-197_0_5_line_86 |  | 75 | 76 | 0.058318 | 0.125 | 0.08 | 261 | 0 | 0.364 | 1 | 1 | cs | TRUE
87 | LV_230-197_0_5_line_87 |  | 75 | 77 | 0.01915 | 0.125 | 0.08 | 261 | 0 | 0.364 | 1 | 1 | cs | TRUE
88 | LV_230-197_0_5_line_88 |  | 76 | 97 | 0.015838 | 0.125 | 0.08 | 261 | 0 | 0.364 | 1 | 1 | cs | TRUE
89 | LV_230-197_0_5_line_89 |  | 77 | 98 | 0.055729 | 0.125 | 0.08 | 261 | 0 | 0.364 | 1 | 1 | cs | TRUE
90 | LV_230-197_0_5_line_90 |  | 78 | 79 | 0.016718 | 0.125 | 0.08 | 261 | 0 | 0.364 | 1 | 1 | cs | TRUE
91 | LV_230-197_0_5_line_91 |  | 79 | 104 | 0.013906 | 0.125 | 0.08 | 261 | 0 | 0.364 | 1 | 1 | cs | TRUE
92 | LV_230-197_0_5_line_92 |  | 81 | 89 | 0.02022 | 0.125 | 0.08 | 261 | 0 | 0.364 | 1 | 1 | cs | TRUE
93 | LV_230-197_0_5_line_93 |  | 82 | 137 | 0.010178 | 0.125 | 0.08 | 261 | 0 | 0.364 | 1 | 1 | cs | TRUE
94 | LV_230-197_0_5_line_94 |  | 84 | 139 | 0.016372 | 0.125 | 0.08 | 261 | 0 | 0.364 | 1 | 1 | cs | TRUE
95 | LV_230-197_0_5_line_95 |  | 85 | 89 | 0.014888 | 0.125 | 0.08 | 261 | 0 | 0.364 | 1 | 1 | cs | TRUE
96 | LV_230-197_0_5_line_96 |  | 85 | 90 | 0.019209 | 0.125 | 0.08 | 261 | 0 | 0.364 | 1 | 1 | cs | TRUE
97 | LV_230-197_0_5_line_97 |  | 88 | 135 | 0.0075756 | 0.125 | 0.08 | 261 | 0 | 0.364 | 1 | 3 | cs | TRUE
98 | LV_230-197_0_5_line_98 |  | 90 | 91 | 0.0035978 | 0.125 | 0.08 | 261 | 0 | 0.364 | 1 | 1 | cs | TRUE
99 | LV_230-197_0_5_line_99 |  | 91 | 120 | 0.029933 | 0.125 | 0.08 | 261 | 0 | 0.364 | 1 | 1 | cs | TRUE
100 | LV_230-197_0_5_line_100 |  | 92 | 125 | 0.020566 | 0.125 | 0.08 | 261 | 0 | 0.364 | 1 | 3 | cs | TRUE
101 | LV_230-197_0_5_line_101 |  | 94 | 139 | 0.037636 | 0.125 | 0.08 | 261 | 0 | 0.364 | 1 | 1 | cs | TRUE
102 | LV_230-197_0_5_line_102 |  | 95 | 140 | 0.01637 | 0.125 | 0.08 | 261 | 0 | 0.364 | 1 | 1 | cs | TRUE
103 | LV_230-197_0_5_line_103 |  | 97 | 119 | 0.0066682 | 0.125 | 0.08 | 261 | 0 | 0.364 | 1 | 1 | cs | TRUE
104 | LV_230-197_0_5_line_104 |  | 98 | 113 | 0.017492 | 0.125 | 0.08 | 261 | 0 | 0.364 | 1 | 1 | cs | TRUE
105 | LV_230-197_0_5_line_105 |  | 98 | 114 | 0.01257 | 0.125 | 0.08 | 261 | 0 | 0.364 | 1 | 1 | cs | TRUE
106 | LV_230-197_0_5_line_106 |  | 98 | 110 | 0.012842 | 0.125 | 0.08 | 261 | 0 | 0.364 | 1 | 1 | cs | TRUE
107 | LV_230-197_0_5_line_107 |  | 99 | 100 | 0.005317 | 0.125 | 0.08 | 261 | 0 | 0.364 | 1 | 1 | cs | TRUE
108 | LV_230-197_0_5_line_108 |  | 99 | 101 | 0.036979 | 0.125 | 0.08 | 261 | 0 | 0.364 | 1 | 1 | cs | TRUE
109 | LV_230-197_0_5_line_109 |  | 100 | 118 | 0.0306 | 0.125 | 0.08 | 261 | 0 | 0.364 | 1 | 1 | cs | TRUE
110 | LV_230-197_0_5_line_110 |  | 100 | 117 | 0.002731 | 0.125 | 0.08 | 261 | 0 | 0.364 | 1 | 1 | cs | TRUE
111 | LV_230-197_0_5_line_111 |  | 101 | 121 | 0.0021662 | 0.125 | 0.08 | 261 | 0 | 0.364 | 1 | 1 | cs | TRUE
112 | LV_230-197_0_5_line_112 |  | 102 | 103 | 0.00071762 | 0.125 | 0.08 | 261 | 0 | 0.364 | 1 | 1 | cs | TRUE
113 | LV_230-197_0_5_line_113 |  | 103 | 122 | 0.0071717 | 0.125 | 0.08 | 261 | 0 | 0.364 | 1 | 1 | cs | TRUE
114 | LV_230-197_0_5_line_114 |  | 104 | 129 | 0.015653 | 0.125 | 0.08 | 261 | 0 | 0.364 | 1 | 1 | cs | TRUE
115 | LV_230-197_0_5_line_115 |  | 105 | 106 | 0.027372 | 0.125 | 0.08 | 261 | 0 | 0.364 | 1 | 1 | cs | TRUE
116 | LV_230-197_0_5_line_116 |  | 105 | 107 | 0.0076357 | 0.125 | 0.08 | 261 | 0 | 0.364 | 1 | 1 | cs | TRUE
117 | LV_230-197_0_5_line_117 |  | 106 | 108 | 0.0020775 | 0.125 | 0.08 | 261 | 0 | 0.364 | 1 | 1 | cs | TRUE
118 | LV_230-197_0_5_line_118 |  | 107 | 117 | 0.02025 | 0.125 | 0.08 | 261 | 0 | 0.364 | 1 | 1 | cs | TRUE
119 | LV_230-197_0_5_line_119 |  | 108 | 120 | 0.01969 | 0.125 | 0.08 | 261 | 0 | 0.364 | 1 | 1 | cs | TRUE
120 | LV_230-197_0_5_line_120 |  | 109 | 110 | 0.032229 | 0.125 | 0.08 | 261 | 0 | 0.364 | 1 | 1 | cs | TRUE
121 | LV_230-197_0_5_line_121 |  | 109 | 111 | 0.0024891 | 0.125 | 0.08 | 261 | 0 | 0.364 | 1 | 1 | cs | TRUE
122 | LV_230-197_0_5_line_122 |  | 111 | 112 | 0.00084052 | 0.125 | 0.08 | 261 | 0 | 0.364 | 1 | 1 | cs | TRUE
123 | LV_230-197_0_5_line_123 |  | 114 | 115 | 0.0070032 | 0.125 | 0.08 | 261 | 0 | 0.364 | 1 | 1 | cs | TRUE
124 | LV_230-197_0_5_line_124 |  | 115 | 116 | 0.0073919 | 0.125 | 0.08 | 261 | 0 | 0.364 | 1 | 1 | cs | TRUE
125 | LV_230-197_0_5_line_125 |  | 116 | 117 | 0.032615 | 0.125 | 0.08 | 261 | 0 | 0.364 | 1 | 1 | cs | TRUE
126 | LV_230-197_0_5_line_126 |  | 119 | 122 | 0.0013781 | 0.125 | 0.08 | 261 | 0 | 0.364 | 1 | 1 | cs | TRUE
127 | LV_230-197_0_5_line_127 |  | 123 | 124 | 0.023012 | 0.125 | 0.08 | 261 | 0 | 0.364 | 1 | 3 | cs | TRUE
128 | LV_230-197_0_5_line_128 |  | 123 | 125 | 0.010373 | 0.125 | 0.08 | 261 | 0 | 0.364 | 1 | 3 | cs | TRUE
129 | LV_230-197_0_5_line_129 |  | 124 | 126 | 0.0076759 | 0.125 | 0.08 | 261 | 0 | 0.364 | 1 | 3 | cs | TRUE
130 | LV_230-197_0_5_line_130 |  | 126 | 127 | 0.02843 | 0.125 | 0.08 | 261 | 0 | 0.364 | 1 | 3 | cs | TRUE
131 | LV_230-197_0_5_line_131 |  | 127 | 128 | 0.00015414 | 0.125 | 0.08 | 261 | 0 | 0.364 | 1 | 3 | cs | TRUE
132 | LV_230-197_0_5_line_132 |  | 128 | 136 | 0.017484 | 0.125 | 0.08 | 261 | 0 | 0.364 | 1 | 3 | cs | TRUE
133 | LV_230-197_0_5_line_133 |  | 129 | 130 | 0.0132 | 0.125 | 0.08 | 261 | 0 | 0.364 | 1 | 1 | cs | TRUE
134 | LV_230-197_0_5_line_134 |  | 130 | 131 | 0.011201 | 0.125 | 0.08 | 261 | 0 | 0.364 | 1 | 1 | cs | TRUE
135 | LV_230-197_0_5_line_135 |  | 131 | 132 | 0.044998 | 0.125 | 0.08 | 261 | 0 | 0.364 | 1 | 1 | cs | TRUE
136 | LV_230-197_0_5_line_136 |  | 133 | 134 | 0.017369 | 0.125 | 0.08 | 261 | 0 | 0.364 | 1 | 3 | cs | TRUE
137 | LV_230-197_0_5_line_137 |  | 133 | 135 | 0.011369 | 0.125 | 0.08 | 261 | 0 | 0.364 | 1 | 3 | cs | TRUE
138 | LV_230-197_0_5_line_138 |  | 134 | 136 | 0.0068672 | 0.125 | 0.08 | 261 | 0 | 0.364 | 1 | 3 | cs | TRUE
139 | LV_230-197_0_5_line_139 |  | 137 | 138 | 0.0072887 | 0.125 | 0.08 | 261 | 0 | 0.364 | 1 | 1 | cs | TRUE
140 | LV_230-197_0_5_line_140 |  | 140 | 141 | 0.011438 | 0.125 | 0.08 | 261 | 0 | 0.364 | 1 | 1 | cs | TRUE

## trafo
| name | std_type | hv_bus | lv_bus | sn_mva | vn_hv_kv | vn_lv_kv | vk_percent | vkr_percent | pfe_kw | i0_percent | shift_degree | tap_side | tap_neutral | tap_min | tap_max | tap_step_percent | tap_step_degree | tap_pos | tap_phase_shifter | parallel | df | in_service
0 | LV_230-197_0_5_trafo_93 | 0.63 MVA 20/0.4 kV | 142 | 64 | 0.63 | 20 | 0.4 | 6 | 1.206 | 1.65 | 0.2619 | 150 | hv | 0 | -2 | 2 | 2.5 | 0 | 0 | FALSE | 1 | 1 | TRUE

## line_geodata
| x0 | y0 | x1 | y1 | x2 | y2 | x3 | y3 | x4 | y4 | x5 | y5 | x6 | y6 | x7 | y7
0 | 2699233.3283 | 1263631.293 | 2699235.0106 | 1263621.9268 | 2699235.1234 | 1263617.4452
1 | 2699233.3283 | 1263631.293 | 2699231.9439 | 1263639.0005 | 2699230.1397 | 1263644.1322
2 | 2699235.4404 | 1263604.8532 | 2699235.1234 | 1263617.4452
3 | 2699222.1274 | 1263666.9208 | 2699230.1397 | 1263644.1322
4 | 2699235.4404 | 1263604.8532 | 2699235.442 | 1263589.6122
5 | 2699235.4404 | 1263604.8532 | 2699223.2201 | 1263606.6941 | 2699215.4229 | 1263605.6532
6 | 2699222.1274 | 1263666.9208 | 2699221.617 | 1263668.3726
7 | 2699235.4451 | 1263560.8032 | 2699235.442 | 1263589.6122
8 | 2699194.893 | 1263598.2119 | 2699212.0728 | 1263605.2059 | 2699215.4229 | 1263605.6532
9 | 2699235.4458 | 1263554.9618 | 2699235.4451 | 1263560.8032
10 | 2699194.893 | 1263598.2119 | 2699193.8591 | 1263627.9414 | 2699192.3122 | 1263633.3397
11 | 2699194.893 | 1263598.2119 | 2699193.8204 | 1263584.4715 | 2699189.3284 | 1263574.7103 | 2699181.964 | 1263567.77 | 2699176.4355 | 1263566.2673
12 | 2699176.4355 | 1263566.2673 | 2699173.8243 | 1263565.5575
13 | 2699150.7292 | 1263558.0112 | 2699154.0136 | 1263560.1728 | 2699173.8243 | 1263565.5575
14 | 2699150.7292 | 1263558.0112 | 2699145.5262 | 1263554.5867
15 | 2699192.3122 | 1263633.3397 | 2699191.8321 | 1263635.0154
16 | 2699235.4483 | 1263531.2593 | 2699235.4458 | 1263554.9618
17 | 2699235.4483 | 1263531.2593 | 2699254.3211 | 1263532.5548 | 2699255.4606 | 1263535.1316 | 2699266.0323 | 1263536.1508
18 | 2699266.0323 | 1263536.1508 | 2699273.1037 | 1263536.8326
19 | 2699273.1037 | 1263536.8326 | 2699275.9943 | 1263537.1112 | 2699279.5702 | 1263535.4699 | 2699281.4481 | 1263535.3589
20 | 2699421.8081 | 1263607.9081 | 2699422.0051 | 1263606.0543
21 | 2699421.8081 | 1263607.9081 | 2699419.3011 | 1263631.3604
22 | 2699422.0051 | 1263606.0543 | 2699385.92 | 1263601.4044
23 | 2699419.3011 | 1263631.3604 | 2699415.7203 | 1263664.8577
24 | 2699410.8656 | 1263710.2309 | 2699415.1683 | 1263710.6146 | 2699415.9317 | 1263712.251 | 2699417.3971 | 1263713.8103 | 2699419.4315 | 1263715.1345 | 2699422.31 | 1263715.5388 | 2699424.8409 | 1263715.1143 | 2699434.952 | 1263713.2494
25 | 2699410.8656 | 1263710.2309 | 2699412.1452 | 1263698.2718
26 | 2699434.952 | 1263713.2494 | 2699436.5566 | 1263699.7142
27 | 2699434.952 | 1263713.2494 | 2699447.7825 | 1263710.9521 | 2699448.4826 | 1263714.5669 | 2699449.3631 | 1263719.0966
28 | 2699313.8238 | 1263711.7573 | 2699314.4701 | 1263716.7834 | 2699315.0691 | 1263721.4862
29 | 2699313.8238 | 1263711.7573 | 2699304.316 | 1263713.4178
30 | 2699315.0691 | 1263721.4862 | 2699314.3841 | 1263721.4525 | 2699309.368 | 1263722.28 | 2699295.9328 | 1263724.7213
31 | 2699276.4164 | 1263718.2568 | 2699279.2643 | 1263717.7931 | 2699304.316 | 1263713.4178
32 | 2699302.7784 | 1263502.9327 | 2699340.5947 | 1263504.4579 | 2699340.2313 | 1263507.6989
33 | 2699302.7784 | 1263502.9327 | 2699301.3119 | 1263527.5864
34 | 2699340.2313 | 1263507.6989 | 2699345.3677 | 1263508.2412 | 2699352.279 | 1263508.969 | 2699351.5327 | 1263513.9272
35 | 2699340.2313 | 1263507.6989 | 2699338.7643 | 1263520.7946
36 | 2699288.2281 | 1263534.9581 | 2699295.0975 | 1263534.552 | 2699297.4133 | 1263533.4789 | 2699300.9618 | 1263533.4718 | 2699301.3119 | 1263527.5864
37 | 2699415.487 | 1263667.0395 | 2699419.5708 | 1263667.453 | 2699435.4102 | 1263669.0094 | 2699440.1409 | 1263669.4783
38 | 2699415.487 | 1263667.0395 | 2699415.7203 | 1263664.8577
39 | 2699440.1409 | 1263669.4783 | 2699436.5566 | 1263699.7142
40 | 2699285.9428 | 1263726.5347 | 2699295.8116 | 1263724.7433 | 2699295.9328 | 1263724.7213
41 | 2699370.6223 | 1263574.0087 | 2699377.2871 | 1263576.8452 | 2699375.1234 | 1263600.2282 | 2699384.9823 | 1263601.2836 | 2699385.92 | 1263601.4044
42 | 2699338.9083 | 1263633.9031 | 2699350.5976 | 1263635.4119
43 | 2699341.3864 | 1263610.6255 | 2699338.9083 | 1263633.9031
44 | 2699341.3864 | 1263610.6255 | 2699349.2898 | 1263611.4812 | 2699351.0443 | 1263616.0144 | 2699352.5037 | 1263616.1391
45 | 2699341.3864 | 1263610.6255 | 2699342.316 | 1263601.934
46 | 2699307.4524 | 1263777.0931 | 2699279.5002 | 1263782.6729
47 | 2699307.4524 | 1263777.0931 | 2699309.7237 | 1263797.0109
48 | 2699279.5002 | 1263782.6729 | 2699276.8444 | 1263758.6974
49 | 2699309.7237 | 1263797.0109 | 2699312.4119 | 1263820.5841
50 | 2699345.5818 | 1263571.2413 | 2699361.5153 | 1263573.0022
51 | 2699345.5818 | 1263571.2413 | 2699343.741 | 1263588.5414
52 | 2699332.1653 | 1263579.7007 | 2699337.5879 | 1263580.2478 | 2699338.6335 | 1263570.4795 | 2699345.5818 | 1263571.2413
53 | 2699345.5818 | 1263571.2413 | 2699347.0393 | 1263557.2033
54 | 2699370.6223 | 1263574.0087 | 2699361.5153 | 1263573.0022
55 | 2699342.316 | 1263601.934 | 2699343.741 | 1263588.5414
56 | 2699332.1653 | 1263579.7007 | 2699333.8532 | 1263564.6337
57 | 2699332.1653 | 1263579.7007 | 2699315.3033 | 1263578.0143
58 | 2699332.1653 | 1263579.7007 | 2699327.6828 | 1263620.1604
59 | 2699335.2899 | 1263682.8828 | 2699347.3327 | 1263685.3205
60 | 2699346.6101 | 1263664.2242 | 2699336.0783 | 1263663.3244 | 2699335.7914 | 1263666.4999 | 2699335.2899 | 1263682.8828
61 | 2699346.6101 | 1263664.2242 | 2699348.1985 | 1263664.2954
62 | 2699370.315 | 1263655.4486 | 2699361.7913 | 1263655.194 | 2699358.0718 | 1263655.0759 | 2699348.7896 | 1263654.6752 | 2699347.0433 | 1263654.5902 | 2699346.9475 | 1263656.7015 | 2699346.6101 | 1263664.2242
63 | 2699351.5327 | 1263513.9272 | 2699349.7352 | 1263531.2388
64 | 2699336.4001 | 1263541.8989 | 2699338.7643 | 1263520.7946
65 | 2699324.9218 | 1263646.701 | 2699326.4398 | 1263632.0687
66 | 2699324.9218 | 1263646.701 | 2699323.7884 | 1263657.6577 | 2699321.4403 | 1263669.613
67 | 2699327.6828 | 1263620.1604 | 2699327.5649 | 1263621.2244 | 2699326.4398 | 1263632.0687
68 | 2699336.4001 | 1263541.8989 | 2699333.8532 | 1263564.6337
69 | 2699315.3033 | 1263578.0143 | 2699311.3835 | 1263577.6222
70 | 2699230.9404 | 1263731.9604 | 2699236.206 | 1263722.1073 | 2699237.9035 | 1263716.5757
71 | 2699230.9404 | 1263731.9604 | 2699229.9604 | 1263733.79 | 2699214.6099 | 1263746.1982 | 2699204.8664 | 1263754.0785
72 | 2699276.4164 | 1263718.2568 | 2699270.5658 | 1263718.9814 | 2699264.5406 | 1263719.3361 | 2699256.956 | 1263719.2421 | 2699248.2209 | 1263718.5727 | 2699237.9035 | 1263716.5757
73 | 2699237.9035 | 1263716.5757 | 2699242.9165 | 1263700.2352 | 2699245.5788 | 1263692.8937
74 | 2699237.9035 | 1263716.5757 | 2699222.9249 | 1263713.5484
75 | 2699276.4164 | 1263718.2568 | 2699280.6336 | 1263706.5943
76 | 2699245.5788 | 1263692.8937 | 2699250.6032 | 1263679.0384
77 | 2699284.554 | 1263695.7526 | 2699280.6336 | 1263706.5943
78 | 2699370.6132 | 1263650.2604 | 2699373.0141 | 1263626.9627
79 | 2699370.315 | 1263655.4486 | 2699370.6132 | 1263650.2604
80 | 2699373.0885 | 1263626.2411 | 2699373.0141 | 1263626.9627
81 | 2699370.315 | 1263655.4486 | 2699370.019 | 1263660.6142
82 | 2699349.7352 | 1263531.2388 | 2699349.7282 | 1263531.3062
83 | 2699449.3631 | 1263719.0966 | 2699451.8596 | 1263726.5336 | 2699448.7098 | 1263742.5337
84 | 2699442.1247 | 1263767.3703 | 2699445.9531 | 1263756.5368 | 2699448.7098 | 1263742.5337
85 | 2699288.2281 | 1263534.9581 | 2699281.4481 | 1263535.3589
86 | 2699126.2561 | 1263731.0374 | 2699116.4824 | 1263736.1445 | 2699107.116 | 1263742.1258 | 2699095.1057 | 1263751.2321 | 2699082.7563 | 1263761.6893 | 2699079.1369 | 1263765.0265
87 | 2699126.2561 | 1263731.0374 | 2699137.7872 | 1263744.6642 | 2699137.9943 | 1263745.9469
88 | 2699079.1369 | 1263765.0265 | 2699073.0311 | 1263770.656 | 2699067.7289 | 1263776.0072
89 | 2699146.8771 | 1263800.9631 | 2699137.9943 | 1263745.9469
90 | 2699442.1247 | 1263767.3703 | 2699425.3567 | 1263767.2883
91 | 2699425.3567 | 1263767.2883 | 2699425.3589 | 1263759.9934 | 2699418.7513 | 1263759.7841
92 | 2699285.9428 | 1263726.5347 | 2699287.7945 | 1263738.7314 | 2699284.0029 | 1263745.6432
93 | 2699370.6223 | 1263574.0087 | 2699375.8371 | 1263568.9922 | 2699378.7636 | 1263569.2949
94 | 2699342.316 | 1263601.934 | 2699358.596 | 1263603.6707
95 | 2699276.8444 | 1263758.6974 | 2699280.396 | 1263752.2183 | 2699284.0029 | 1263745.6432
96 | 2699258.2699 | 1263753.5925 | 2699276.8444 | 1263758.6974
97 | 2699311.3835 | 1263577.6222 | 2699303.8454 | 1263576.8683
98 | 2699258.2699 | 1263753.5925 | 2699256.3939 | 1263756.6625
99 | 2699237.2077 | 1263779.5382 | 2699245.1916 | 1263770.6538 | 2699253.4672 | 1263761.4517 | 2699256.3939 | 1263756.6625
100 | 2699257.6143 | 1263659.7046 | 2699250.6032 | 1263679.0384
101 | 2699373.0885 | 1263626.2411 | 2699375.2316 | 1263605.4454 | 2699358.596 | 1263603.6707
102 | 2699370.019 | 1263660.6142 | 2699369.0823 | 1263676.9577
103 | 2699067.7289 | 1263776.0072 | 2699063.0355 | 1263780.744
104 | 2699146.8771 | 1263800.9631 | 2699160.4803 | 1263789.9658
105 | 2699146.8771 | 1263800.9631 | 2699157.8646 | 1263807.0677
106 | 2699146.8771 | 1263800.9631 | 2699137.7961 | 1263810.0432
107 | 2699194.3804 | 1263845.5076 | 2699194.334 | 1263840.1913
108 | 2699194.3804 | 1263845.5076 | 2699165.212 | 1263862.0877 | 2699163.6652 | 1263865.1461
109 | 2699194.334 | 1263840.1913 | 2699213.3718 | 1263857.6251 | 2699217.3505 | 1263860.2846
110 | 2699192.706 | 1263837.9955 | 2699194.334 | 1263840.1913
111 | 2699162.6876 | 1263867.0791 | 2699163.6652 | 1263865.1461
112 | 2699057.2204 | 1263787.0098 | 2699056.7378 | 1263787.5409
113 | 2699062.0655 | 1263781.7229 | 2699061.5748 | 1263782.2181 | 2699057.2204 | 1263787.0098
114 | 2699418.7513 | 1263759.7841 | 2699410.3904 | 1263759.5192 | 2699407.6446 | 1263761.5302 | 2699403.7869 | 1263761.9811
115 | 2699229.4419 | 1263799.6579 | 2699225.7192 | 1263810.9492 | 2699224.4172 | 1263814.9084 | 2699215.2501 | 1263821.5823
116 | 2699215.2501 | 1263821.5823 | 2699209.0771 | 1263826.0766
117 | 2699229.4419 | 1263799.6579 | 2699230.0918 | 1263797.6846
118 | 2699192.706 | 1263837.9955 | 2699209.0771 | 1263826.0766
119 | 2699237.2077 | 1263779.5382 | 2699235.4114 | 1263781.532 | 2699230.0918 | 1263797.6846
120 | 2699116.2586 | 1263833.9278 | 2699123.8532 | 1263823.985 | 2699137.7961 | 1263810.0432
121 | 2699116.2586 | 1263833.9278 | 2699114.7476 | 1263835.9059
122 | 2699114.2374 | 1263836.5739 | 2699114.7476 | 1263835.9059
123 | 2699163.9864 | 1263810.4689 | 2699157.8646 | 1263807.0677
124 | 2699163.9864 | 1263810.4689 | 2699167.6188 | 1263812.487 | 2699170.0495 | 1263814.6241
125 | 2699192.706 | 1263837.9955 | 2699179.4301 | 1263822.8715 | 2699170.0495 | 1263814.6241
126 | 2699062.0655 | 1263781.7229 | 2699063.0355 | 1263780.744
127 | 2699259.7231 | 1263649.576 | 2699260.7513 | 1263643.5433 | 2699262.5846 | 1263626.751
128 | 2699259.7231 | 1263649.576 | 2699258.3361 | 1263657.7144 | 2699257.6143 | 1263659.7046
129 | 2699262.5846 | 1263626.751 | 2699263.4176 | 1263619.1204
130 | 2699266.5031 | 1263590.8586 | 2699263.4176 | 1263619.1204
131 | 2699266.5198 | 1263590.7053 | 2699266.5031 | 1263590.8586
132 | 2699266.5198 | 1263590.7053 | 2699268.4173 | 1263573.3251 | 2699268.4173 | 1263573.3251
133 | 2699390.6761 | 1263763.5133 | 2699390.6761 | 1263763.5133 | 2699403.7869 | 1263761.9811
134 | 2699390.6761 | 1263763.5133 | 2699386.0303 | 1263768.3059 | 2699385.5889 | 1263772.8109
135 | 2699385.5889 | 1263772.8109 | 2699383.7384 | 1263791.6978 | 2699377.0721 | 1263804.1961 | 2699365.2167 | 1263804.2255
136 | 2699292.5329 | 1263575.7369 | 2699275.2504 | 1263574.0085
137 | 2699292.5329 | 1263575.7369 | 2699303.8454 | 1263576.8683
138 | 2699275.2504 | 1263574.0085 | 2699268.4173 | 1263573.3251
139 | 2699378.7636 | 1263569.2949 | 2699386.0137 | 1263570.0448
140 | 2699368.4279 | 1263688.3774 | 2699369.0823 | 1263676.9577

## bus_geodata
| x | y | coords
0 | 2699233.3283 | 1263631.293
1 | 2699235.1234 | 1263617.4452
2 | 2699230.1397 | 1263644.1322
3 | 2699235.4404 | 1263604.8532
4 | 2699222.1274 | 1263666.9208
5 | 2699235.442 | 1263589.6122
6 | 2699215.4229 | 1263605.6532
7 | 2699221.617 | 1263668.3726
8 | 2699235.4451 | 1263560.8032
9 | 2699194.893 | 1263598.2119
10 | 2699176.4355 | 1263566.2673
11 | 2699173.8243 | 1263565.5575
12 | 2699150.7292 | 1263558.0112
13 | 2699192.3122 | 1263633.3397
14 | 2699145.5262 | 1263554.5867
15 | 2699191.8321 | 1263635.0154
16 | 2699235.4458 | 1263554.9618
17 | 2699235.4483 | 1263531.2593
18 | 2699266.0323 | 1263536.1508
19 | 2699273.1037 | 1263536.8326
20 | 2699421.8081 | 1263607.9081
21 | 2699422.0051 | 1263606.0543
22 | 2699419.3011 | 1263631.3604
23 | 2699410.8656 | 1263710.2309
24 | 2699434.952 | 1263713.2494
25 | 2699412.1452 | 1263698.2718
26 | 2699313.8238 | 1263711.7573
27 | 2699315.0691 | 1263721.4862
28 | 2699304.316 | 1263713.4178
29 | 2699302.7784 | 1263502.9327
30 | 2699340.2313 | 1263507.6989
31 | 2699301.3119 | 1263527.5864
32 | 2699415.487 | 1263667.0395
33 | 2699440.1409 | 1263669.4783
34 | 2699415.7203 | 1263664.8577
35 | 2699295.9328 | 1263724.7213
36 | 2699385.92 | 1263601.4044
37 | 2699338.9083 | 1263633.9031
38 | 2699350.5976 | 1263635.4119
39 | 2699341.3864 | 1263610.6255
40 | 2699307.4524 | 1263777.0931
41 | 2699279.5002 | 1263782.6729
42 | 2699309.7237 | 1263797.0109
43 | 2699345.5818 | 1263571.2413
44 | 2699361.5153 | 1263573.0022
45 | 2699343.741 | 1263588.5414
46 | 2699332.1653 | 1263579.7007
47 | 2699347.0393 | 1263557.2033
48 | 2699335.2899 | 1263682.8828
49 | 2699347.3327 | 1263685.3205
50 | 2699346.6101 | 1263664.2242
51 | 2699436.5566 | 1263699.7142
52 | 2699351.5327 | 1263513.9272
53 | 2699338.7643 | 1263520.7946
54 | 2699324.9218 | 1263646.701
55 | 2699326.4398 | 1263632.0687
56 | 2699321.4403 | 1263669.613
57 | 2699333.8532 | 1263564.6337
58 | 2699315.3033 | 1263578.0143
59 | 2699327.6828 | 1263620.1604
60 | 2699230.9404 | 1263731.9604
61 | 2699237.9035 | 1263716.5757
62 | 2699204.8664 | 1263754.0785
63 | 2699276.4164 | 1263718.2568
64 | 2699245.5788 | 1263692.8937
65 | 2699222.9249 | 1263713.5484
66 | 2699280.6336 | 1263706.5943
67 | 2699370.6132 | 1263650.2604
68 | 2699373.0141 | 1263626.9627
69 | 2699370.315 | 1263655.4486
70 | 2699349.7352 | 1263531.2388
71 | 2699449.3631 | 1263719.0966
72 | 2699448.7098 | 1263742.5337
73 | 2699348.1985 | 1263664.2954
74 | 2699281.4481 | 1263535.3589
75 | 2699126.2561 | 1263731.0374
76 | 2699079.1369 | 1263765.0265
77 | 2699137.9943 | 1263745.9469
78 | 2699442.1247 | 1263767.3703
79 | 2699425.3567 | 1263767.2883
80 | 2699288.2281 | 1263534.9581
81 | 2699285.9428 | 1263726.5347
82 | 2699370.6223 | 1263574.0087
83 | 2699352.5037 | 1263616.1391
84 | 2699342.316 | 1263601.934
85 | 2699276.8444 | 1263758.6974
86 | 2699312.4119 | 1263820.5841
87 | 2699336.4001 | 1263541.8989
88 | 2699311.3835 | 1263577.6222
89 | 2699284.0029 | 1263745.6432
90 | 2699258.2699 | 1263753.5925
91 | 2699256.3939 | 1263756.6625
92 | 2699250.6032 | 1263679.0384
93 | 2699284.554 | 1263695.7526
94 | 2699373.0885 | 1263626.2411
95 | 2699370.019 | 1263660.6142
96 | 2699349.7282 | 1263531.3062
97 | 2699067.7289 | 1263776.0072
98 | 2699146.8771 | 1263800.9631
99 | 2699194.3804 | 1263845.5076
100 | 2699194.334 | 1263840.1913
101 | 2699163.6652 | 1263865.1461
102 | 2699056.7378 | 1263787.5409
103 | 2699057.2204 | 1263787.0098
104 | 2699418.7513 | 1263759.7841
105 | 2699215.2501 | 1263821.5823
106 | 2699229.4419 | 1263799.6579
107 | 2699209.0771 | 1263826.0766
108 | 2699230.0918 | 1263797.6846
109 | 2699116.2586 | 1263833.9278
110 | 2699137.7961 | 1263810.0432
111 | 2699114.7476 | 1263835.9059
112 | 2699114.2374 | 1263836.5739
113 | 2699160.4803 | 1263789.9658
114 | 2699157.8646 | 1263807.0677
115 | 2699163.9864 | 1263810.4689
116 | 2699170.0495 | 1263814.6241
117 | 2699192.706 | 1263837.9955
118 | 2699217.3505 | 1263860.2846
119 | 2699063.0355 | 1263780.744
120 | 2699237.2077 | 1263779.5382
121 | 2699162.6876 | 1263867.0791
122 | 2699062.0655 | 1263781.7229
123 | 2699259.7231 | 1263649.576
124 | 2699262.5846 | 1263626.751
125 | 2699257.6143 | 1263659.7046
126 | 2699263.4176 | 1263619.1204
127 | 2699266.5031 | 1263590.8586
128 | 2699266.5198 | 1263590.7053
129 | 2699403.7869 | 1263761.9811
130 | 2699390.6761 | 1263763.5133
131 | 2699385.5889 | 1263772.8109
132 | 2699365.2167 | 1263804.2255
133 | 2699292.5329 | 1263575.7369
134 | 2699275.2504 | 1263574.0085
135 | 2699303.8454 | 1263576.8683
136 | 2699268.4173 | 1263573.3251
137 | 2699378.7636 | 1263569.2949
138 | 2699386.0137 | 1263570.0448
139 | 2699358.596 | 1263603.6707
140 | 2699369.0823 | 1263676.9577
141 | 2699368.4279 | 1263688.3774
142 | 2699237.9035 | 1263716.5757

## line_std_types
| c_nf_per_km | r_ohm_per_km | x_ohm_per_km | max_i_ka | type | q_mm2 | alpha | voltage_rating
NAYY 4x50 SE | 210 | 0.642 | 0.083 | 0.142 | cs | 50 | 0.00403 | LV
NAYY 4x120 SE | 264 | 0.225 | 0.08 | 0.242 | cs | 120 | 0.00403 | LV
NAYY 4x150 SE | 261 | 0.208 | 0.08 | 0.27 | cs | 150 | 0.00403 | LV
NA2XS2Y 1x95 RM/25 12/20 kV | 216 | 0.313 | 0.132 | 0.252 | cs | 95 | 0.00403 | MV
NA2XS2Y 1x185 RM/25 12/20 kV | 273 | 0.161 | 0.117 | 0.362 | cs | 185 | 0.00403 | MV
NA2XS2Y 1x240 RM/25 12/20 kV | 304 | 0.122 | 0.112 | 0.421 | cs | 240 | 0.00403 | MV
NA2XS2Y 1x95 RM/25 6/10 kV | 315 | 0.313 | 0.123 | 0.249 | cs | 95 | 0.00403 | MV
NA2XS2Y 1x185 RM/25 6/10 kV | 406 | 0.161 | 0.11 | 0.358 | cs | 185 | 0.00403 | MV
NA2XS2Y 1x240 RM/25 6/10 kV | 456 | 0.122 | 0.105 | 0.416 | cs | 240 | 0.00403 | MV
NA2XS2Y 1x150 RM/25 12/20 kV | 250 | 0.206 | 0.116 | 0.319 | cs | 150 | 0.00403 | MV
NA2XS2Y 1x120 RM/25 12/20 kV | 230 | 0.253 | 0.119 | 0.283 | cs | 120 | 0.00403 | MV
NA2XS2Y 1x70 RM/25 12/20 kV | 190 | 0.443 | 0.132 | 0.22 | cs | 70 | 0.00403 | MV
NA2XS2Y 1x150 RM/25 6/10 kV | 360 | 0.206 | 0.11 | 0.315 | cs | 150 | 0.00403 | MV
NA2XS2Y 1x120 RM/25 6/10 kV | 340 | 0.253 | 0.113 | 0.28 | cs | 120 | 0.00403 | MV
NA2XS2Y 1x70 RM/25 6/10 kV | 280 | 0.443 | 0.123 | 0.217 | cs | 70 | 0.00403 | MV
N2XS(FL)2Y 1x120 RM/35 64/110 kV | 112 | 0.153 | 0.166 | 0.366 | cs | 120 | 0.00393 | HV
N2XS(FL)2Y 1x185 RM/35 64/110 kV | 125 | 0.099 | 0.156 | 0.457 | cs | 185 | 0.00393 | HV
N2XS(FL)2Y 1x240 RM/35 64/110 kV | 135 | 0.075 | 0.149 | 0.526 | cs | 240 | 0.00393 | HV
N2XS(FL)2Y 1x300 RM/35 64/110 kV | 144 | 0.06 | 0.144 | 0.588 | cs | 300 | 0.00393 | HV
15-AL1/3-ST1A 0.4 | 11 | 1.8769 | 0.35 | 0.105 | ol | 16 | 0.00403 | LV
24-AL1/4-ST1A 0.4 | 11.25 | 1.2012 | 0.335 | 0.14 | ol | 24 | 0.00403 | LV
48-AL1/8-ST1A 0.4 | 12.2 | 0.5939 | 0.3 | 0.21 | ol | 48 | 0.00403 | LV
94-AL1/15-ST1A 0.4 | 13.2 | 0.306 | 0.29 | 0.35 | ol | 94 | 0.00403 | LV
34-AL1/6-ST1A 10.0 | 9.7 | 0.8342 | 0.36 | 0.17 | ol | 34 | 0.00403 | MV
48-AL1/8-ST1A 10.0 | 10.1 | 0.5939 | 0.35 | 0.21 | ol | 48 | 0.00403 | MV
70-AL1/11-ST1A 10.0 | 10.4 | 0.4132 | 0.339 | 0.29 | ol | 70 | 0.00403 | MV
94-AL1/15-ST1A 10.0 | 10.75 | 0.306 | 0.33 | 0.35 | ol | 94 | 0.00403 | MV
122-AL1/20-ST1A 10.0 | 11.1 | 0.2376 | 0.323 | 0.41 | ol | 122 | 0.00403 | MV
149-AL1/24-ST1A 10.0 | 11.25 | 0.194 | 0.315 | 0.47 | ol | 149 | 0.00403 | MV
34-AL1/6-ST1A 20.0 | 9.15 | 0.8342 | 0.382 | 0.17 | ol | 34 | 0.00403 | MV
48-AL1/8-ST1A 20.0 | 9.5 | 0.5939 | 0.372 | 0.21 | ol | 48 | 0.00403 | MV
70-AL1/11-ST1A 20.0 | 9.7 | 0.4132 | 0.36 | 0.29 | ol | 70 | 0.00403 | MV
94-AL1/15-ST1A 20.0 | 10 | 0.306 | 0.35 | 0.35 | ol | 94 | 0.00403 | MV
122-AL1/20-ST1A 20.0 | 10.3 | 0.2376 | 0.344 | 0.41 | ol | 122 | 0.00403 | MV
149-AL1/24-ST1A 20.0 | 10.5 | 0.194 | 0.337 | 0.47 | ol | 149 | 0.00403 | MV
184-AL1/30-ST1A 20.0 | 10.75 | 0.1571 | 0.33 | 0.535 | ol | 184 | 0.00403 | MV
243-AL1/39-ST1A 20.0 | 11 | 0.1188 | 0.32 | 0.645 | ol | 243 | 0.00403 | MV
48-AL1/8-ST1A 110.0 | 8 | 0.5939 | 0.46 | 0.21 | ol | 48 | 0.00403 | HV
70-AL1/11-ST1A 110.0 | 8.4 | 0.4132 | 0.45 | 0.29 | ol | 70 | 0.00403 | HV
94-AL1/15-ST1A 110.0 | 8.65 | 0.306 | 0.44 | 0.35 | ol | 94 | 0.00403 | HV
122-AL1/20-ST1A 110.0 | 8.5 | 0.2376 | 0.43 | 0.41 | ol | 122 | 0.00403 | HV
149-AL1/24-ST1A 110.0 | 8.75 | 0.194 | 0.41 | 0.47 | ol | 149 | 0.00403 | HV
184-AL1/30-ST1A 110.0 | 8.8 | 0.1571 | 0.4 | 0.535 | ol | 184 | 0.00403 | HV
243-AL1/39-ST1A 110.0 | 9 | 0.1188 | 0.39 | 0.645 | ol | 243 | 0.00403 | HV
305-AL1/39-ST1A 110.0 | 9.2 | 0.0949 | 0.38 | 0.74 | ol | 305 | 0.00403 | HV
490-AL1/64-ST1A 110.0 | 9.75 | 0.059 | 0.37 | 0.96 | ol | 490 | 0.00403 | HV
679-AL1/86-ST1A 110.0 | 9.95 | 0.042 | 0.36 | 1.15 | ol | 679 | 0.00403 | HV
490-AL1/64-ST1A 220.0 | 10 | 0.059 | 0.285 | 0.96 | ol | 490 | 0.00403 | HV
679-AL1/86-ST1A 220.0 | 11.7 | 0.042 | 0.275 | 1.15 | ol | 679 | 0.00403 | HV
490-AL1/64-ST1A 380.0 | 11 | 0.059 | 0.253 | 0.96 | ol | 490 | 0.00403 | HV
679-AL1/86-ST1A 380.0 | 14.6 | 0.042 | 0.25 | 1.15 | ol | 679 | 0.00403 | HV

## trafo_std_types
| i0_percent | pfe_kw | vkr_percent | sn_mva | vn_lv_kv | vn_hv_kv | vk_percent | shift_degree | vector_group | tap_side | tap_neutral | tap_min | tap_max | tap_step_degree | tap_step_percent | tap_phase_shifter
160 MVA 380/110 kV | 0.06 | 60 | 0.25 | 160 | 110 | 380 | 12.2 | 0 | Yy0 | hv | 0 | -9 | 9 | 0 | 1.5 | FALSE
100 MVA 220/110 kV | 0.06 | 55 | 0.26 | 100 | 110 | 220 | 12 | 0 | Yy0 | hv | 0 | -9 | 9 | 0 | 1.5 | FALSE
63 MVA 110/20 kV | 0.04 | 22 | 0.32 | 63 | 20 | 110 | 18 | 150 | YNd5 | hv | 0 | -9 | 9 | 0 | 1.5 | FALSE
40 MVA 110/20 kV | 0.05 | 18 | 0.34 | 40 | 20 | 110 | 16.2 | 150 | YNd5 | hv | 0 | -9 | 9 | 0 | 1.5 | FALSE
25 MVA 110/20 kV | 0.07 | 14 | 0.41 | 25 | 20 | 110 | 12 | 150 | YNd5 | hv | 0 | -9 | 9 | 0 | 1.5 | FALSE
63 MVA 110/10 kV | 0.04 | 22 | 0.32 | 63 | 10 | 110 | 18 | 150 | YNd5 | hv | 0 | -9 | 9 | 0 | 1.5 | FALSE
40 MVA 110/10 kV | 0.05 | 18 | 0.34 | 40 | 10 | 110 | 16.2 | 150 | YNd5 | hv | 0 | -9 | 9 | 0 | 1.5 | FALSE
25 MVA 110/10 kV | 0.07 | 14 | 0.41 | 25 | 10 | 110 | 12 | 150 | YNd5 | hv | 0 | -9 | 9 | 0 | 1.5 | FALSE
0.25 MVA 20/0.4 kV | 0.32 | 0.8 | 1.44 | 0.25 | 0.4 | 20 | 6 | 150 | Yzn5 | hv | 0 | -2 | 2 | 0 | 2.5 | FALSE
0.4 MVA 20/0.4 kV | 0.3375 | 1.35 | 1.425 | 0.4 | 0.4 | 20 | 6 | 150 | Dyn5 | hv | 0 | -2 | 2 | 0 | 2.5 | FALSE
0.63 MVA 20/0.4 kV | 0.2619 | 1.65 | 1.206 | 0.63 | 0.4 | 20 | 6 | 150 | Dyn5 | hv | 0 | -2 | 2 | 0 | 2.5 | FALSE
0.25 MVA 10/0.4 kV | 0.24 | 0.6 | 1.2 | 0.25 | 0.4 | 10 | 4 | 150 | Dyn5 | hv | 0 | -2 | 2 | 0 | 2.5 | FALSE
0.4 MVA 10/0.4 kV | 0.2375 | 0.95 | 1.325 | 0.4 | 0.4 | 10 | 4 | 150 | Dyn5 | hv | 0 | -2 | 2 | 0 | 2.5 | FALSE
0.63 MVA 10/0.4 kV | 0.1873 | 1.18 | 1.0794 | 0.63 | 0.4 | 10 | 4 | 150 | Dyn5 | hv | 0 | -2 | 2 | 0 | 2.5 | FALSE

## trafo3w_std_types
| sn_hv_mva | sn_mv_mva | sn_lv_mva | vn_hv_kv | vn_mv_kv | vn_lv_kv | vk_hv_percent | vk_mv_percent | vk_lv_percent | vkr_hv_percent | vkr_mv_percent | vkr_lv_percent | pfe_kw | i0_percent | shift_mv_degree | shift_lv_degree | vector_group | tap_side | tap_neutral | tap_min | tap_max | tap_step_percent
63/25/38 MVA 110/20/10 kV | 63 | 25 | 38 | 110 | 20 | 10 | 10.4 | 10.4 | 10.4 | 0.28 | 0.32 | 0.35 | 35 | 0.89 | 0 | 0 | YN0yn0yn0 | hv | 0 | -10 | 10 | 1.2
63/25/38 MVA 110/10/10 kV | 63 | 25 | 38 | 110 | 10 | 10 | 10.4 | 10.4 | 10.4 | 0.28 | 0.32 | 0.35 | 35 | 0.89 | 0 | 0 | YN0yn0yn0 | hv | 0 | -10 | 10 | 1.2

## fuse_std_types
| fuse_type | i_rated_a | t_avg | t_min | t_total | x_avg | x_min | x_total
HV 100A | HV 100A | 100 | 0 | [10.0, 3.64, 0.854, 0.281, 0.1, 0.0531, 0.022, 0.01] | [10.0, 4.267, 1.21, 0.403, 0.1, 0.058, 0.022, 0.01] | 0 | [300.0, 350.0, 450.0, 550.0, 700.0, 850.0, 1200.0, 1752.0] | [600.0, 700.0, 900.0, 1150.0, 1665.0, 2000.0, 3000.0, 4313.0]
HV 10A | HV 10A | 10 | 0 | [10.0, 1675.0, 0.344, 0.156, 0.1, 0.0417, 0.0171, 0.01] | [10.0, 1.3, 0.3, 0.155, 0.1, 0.0555, 0.023, 0.01] | 0 | [30.0, 32.0, 35.0, 37.0, 39.0, 50.0, 70.0, 88.0] | [60.0, 70.0, 80.0, 87.0, 94.0, 110.0, 150.0, 216.0]
HV 125A | HV 125A | 125 | 0 | [10.0, 1.82, 0.344, 0.1, 0.0467, 0.0269, 0.01] | [10.0, 2.478, 0.426, 0.1, 0.0427, 0.0211, 0.01] | 0 | [375.0, 500.0, 700.0, 925.0, 1200.0, 1500.0, 2341.0] | [750.0, 1000.0, 1500.0, 2200.0, 3000.0, 4000.0, 5765.0]
HV 160A | HV 160A | 160 | 0 | [10.0, 4.15, 1.03, 0.198, 0.1, 0.051, 0.0172, 0.01] | [10.0, 2.3, 0.734, 0.274, 0.1, 0.046, 0.0177, 0.01] | 0 | [480.0, 550.0, 700.0, 1000.0, 1260.0, 1600.0, 2500.0, 3227.0] | [960.0, 1300.0, 1700.0, 2200.0, 2996.0, 4000.0, 6000.0, 7946.0]
HV 16A | HV 16A | 16 | 0 | [10.0, 0.352, 0.164, 0.1, 0.0649, 0.0342, 0.01] | [10.0, 2.34, 0.722, 0.181, 0.1, 0.055, 0.0296, 0.01] | 0 | [48.0, 60.0, 65.0, 71.0, 80.0, 100.0, 162.0] | [96.0, 110.0, 125.0, 150.0, 168.0, 200.0, 250.0, 398.0]
HV 200A | HV 200A | 200 | 0 | [10.0, 4.267, 1.21, 0.403, 0.1, 0.058, 0.022, 0.01] | [10.0, 3.73, 1.654, 0.328, 0.1, 0.0531, 0.019, 0.01] | 0 | [600.0, 700.0, 900.0, 1150.0, 1665.0, 2000.0, 3000.0, 4313.0] | [1200.0, 1500.0, 1800.0, 2700.0, 3960.0, 5000.0, 7500.0, 10620.0]
HV 20A | HV 20A | 20 | 0 | [10.0, 1.3, 0.3, 0.155, 0.1, 0.0555, 0.023, 0.01] | [10.0, 1.3, 0.161, 0.1, 0.0611, 0.0399, 0.0141, 0.01] | 0 | [60.0, 70.0, 80.0, 87.0, 94.0, 110.0, 150.0, 216.0] | [120.0, 150.0, 200.0, 223.0, 260.0, 300.0, 450.0, 532.0]
HV 25A | HV 25A | 25 | 0 | [10.0, 2.512, 0.833, 0.299, 0.1, 0.0372, 0.0223, 0.01] | [10.0, 3.125, 0.597, 0.198, 0.1, 0.0378, 0.022, 0.01] | 0 | [75.0, 82.0, 90.0, 100.0, 124.0, 170.0, 200.0, 289.0] | [150.0, 170.0, 210.0, 250.0, 294.0, 400.0, 500.0, 711.0]
HV 31.5A | HV 31.5A | 31.5 | 0 | [10.0, 2.34, 0.722, 0.181, 0.1, 0.055, 0.0296, 0.01] | [10.0, 2.84, 0.368, 0.164, 0.1, 0.0621, 0.0378, 0.0195, 0.01] | 0 | [95.0, 110.0, 125.0, 150.0, 165.0, 200.0, 250.0, 390.0] | [189.0, 220.0, 300.0, 350.0, 393.0, 450.0, 530.0, 700.0, 960.0]
HV 40A | HV 40A | 40 | 0 | [10.0, 1.3, 0.161, 0.1, 0.0611, 0.0399, 0.0141, 0.01] | [10.0, 2.05, 0.369, 0.198, 0.1, 0.051, 0.0298, 0.01] | 0 | [120.0, 150.0, 200.0, 223.0, 260.0, 300.0, 450.0, 532.0] | [240.0, 300.0, 400.0, 450.0, 530.0, 650.0, 800.0, 1311.0]
HV 50A | HV 50A | 50 | 0 | [10.0, 3.215, 0.597, 0.198, 0.1, 0.0378, 0.022, 0.01] | [10.0, 3.64, 0.854, 0.281, 0.1, 0.0531, 0.022, 0.01] | 0 | [150.0, 170.0, 210.0, 250.0, 294.0, 400.0, 500.0, 711.0] | [300.0, 350.0, 450.0, 550.0, 700.0, 850.0, 1200.0, 1752.0]
HV 6.3A | HV 6.3A | 6.3 | 0 | [10.0, 1.39, 0.344, 0.168, 0.1, 0.056, 0.0263, 0.01] | [10.0, 1.711, 0.516, 0.198, 0.1, 0.0634, 0.0303, 0.01] | 0 | [19.0, 19.5, 20.4, 20.8, 22.0, 25.0, 32.0, 48.0] | [38.0, 40.0, 43.0, 48.0, 53.0, 60.0, 75.0, 118.0]
HV 63A | HV 63A | 63 | 0 | [10.0, 2.84, 0.368, 0.164, 0.1, 0.0621, 0.0378, 0.0195, 0.01] | [10.0, 1.82, 0.344, 0.1, 0.0467, 0.0269, 0.01] | 0 | [189.0, 220.0, 300.0, 350.0, 393.0, 450.0, 530.0, 700.0, 961.0] | [378.0, 500.0, 700.0, 934.0, 1200.0, 1500.0, 2366.0]
HV 80A | HV 80A | 80 | 0 | [10.0, 2.05, 0.369, 0.198, 0.1, 0.051, 0.0298, 0.01] | [10.0, 4.15, 1.03, 0.198, 0.1, 0.051, 0.0172, 0.01] | 0 | [240.0, 300.0, 400.0, 450.0, 530.0, 650.0, 800.0, 1311.0] | [480.0, 550.0, 700.0, 1000.0, 1260.0, 1600.0, 2500.0, 3227.0]
Siemens NH-1-100 | Siemens NH-1-100 | 100 | [5400.0, 2000.0, 400.0, 20.0, 1.0, 0.2, 0.012, 0.004] | 0 | 0 | [150.0, 190.0, 250.0, 430.0, 900.0, 1250.0, 2700.0, 3600.0] | 0 | 0
Siemens NH-1-125 | Siemens NH-1-125 | 125 | [4800.0, 120.0, 7.0, 0.1, 0.004] | 0 | 0 | [180.0, 400.0, 740.0, 2000.0, 4250.0] | 0 | 0
Siemens NH-1-16 | Siemens NH-1-16 | 16 | [4000.0, 400.0, 2.0, 0.1, 0.04, 0.01] | 0 | 0 | [26.0, 35.0, 75.0, 150.0, 200.0, 300.0] | 0 | 0
Siemens NH-1-160 | Siemens NH-1-160 | 160 | [4800.0, 120.0, 7.0, 0.1, 0.004] | 0 | 0 | [210.0, 500.0, 900.0, 2300.0, 5000.0] | 0 | 0
Siemens NH-1-25 | Siemens NH-1-25 | 25 | [4000.0, 1000.0, 10.0, 0.2, 0.02, 0.01] | 0 | 0 | [40.0, 50.0, 100.0, 210.0, 400.0, 500.0] | 0 | 0
Siemens NH-1-50 | Siemens NH-1-50 | 50 | [4000.0, 40.0, 4.0, 1.0, 0.02, 0.01] | 0 | 0 | [86.0, 200.0, 300.0, 400.0, 1000.0, 1280.0] | 0 | 0
Siemens NH-1-63 | Siemens NH-1-63 | 63 | [4000.0, 100.0, 10.0, 2.0, 0.04, 0.01] | 0 | 0 | [100.0, 200.0, 300.0, 400.0, 1000.0, 1500.0] | 0 | 0
Siemens NH-1-80 | Siemens NH-1-80 | 80 | [4800.0, 120.0, 7.0, 0.1, 0.01] | 0 | 0 | [150.58, 250.0, 450.0, 1150.0, 2470.0] | 0 | 0
Siemens NH-2-1000 | Siemens NH-2-1000 | 1000 | [4800.0, 120.0, 7.0, 0.1, 0.004] | 0 | 0 | [1900.0, 3500.0, 8400.0, 24000.0, 52000.0] | 0 | 0
Siemens NH-2-200 | Siemens NH-2-200 | 200 | [4800.0, 120.0, 7.0, 0.1, 0.004] | 0 | 0 | [280.0, 650.0, 1200.0, 3000.0, 7000.0] | 0 | 0
Siemens NH-2-224 | Siemens NH-2-224 | 224 | [4800.0, 120.0, 7.0, 0.2, 0.04, 0.004] | 0 | 0 | [400.0, 750.0, 1453.0, 3025.0, 4315.0, 7600.0] | 0 | 0
Siemens NH-2-250 | Siemens NH-2-250 | 250 | [4800.0, 120.0, 7.0, 0.1, 0.004] | 0 | 0 | [450.0, 800.0, 1650.0, 4000.0, 8500.0] | 0 | 0
Siemens NH-2-315 | Siemens NH-2-315 | 315 | [4800.0, 120.0, 7.0, 0.1, 0.004] | 0 | 0 | [550.0, 920.0, 1900.0, 5000.0, 11000.0] | 0 | 0
Siemens NH-2-355 | Siemens NH-2-355 | 355 | [4800.0, 120.0, 6.0, 0.1, 0.004] | 0 | 0 | [650.0, 1116.27, 2350.0, 5840.0, 12790.0] | 0 | 0
Siemens NH-2-400 | Siemens NH-2-400 | 400 | [4800.0, 120.0, 7.0, 0.1, 0.004] | 0 | 0 | [720.0, 1350.0, 2800.0, 6500.0, 15000.0] | 0 | 0
Siemens NH-2-425 | Siemens NH-2-425 | 425 | [4800.0, 120.0, 7.0, 0.1, 0.004] | 0 | 0 | [850.0, 1500.0, 3050.0, 7500.0, 16500.0] | 0 | 0
Siemens NH-2-630 | Siemens NH-2-630 | 630 | [4800.0, 120.0, 7.0, 0.1, 0.004] | 0 | 0 | [1200.0, 2000.0, 4800.0, 12000.0, 26000.0] | 0 | 0

## res_bus
| vm_pu | va_degree | p_mw | q_mvar
0 | 0.97535 | -0.47343 | 0.0059536 | 0.0014921
1 | 0.97556 | -0.46938 | 0.0014594 | 0.00036575
2 | 0.97523 | -0.47581 | 0.0022643 | 0.00056749
3 | 0.97576 | -0.46541 | 0 | 0
4 | 0.97506 | -0.47915 | 0.0060451 | 0.001515
5 | 0.97694 | -0.44222 | 0.0011511 | 0.0002885
6 | 0.97452 | -0.48987 | 0.0045069 | 0.0011295
7 | 0.97506 | -0.4792 | 0.0015046 | 0.00037709
8 | 0.97921 | -0.39793 | 0.0014862 | 0.00037247
9 | 0.97326 | -0.51465 | 0 | 0
10 | 0.97158 | -0.54774 | 0.0092323 | 0.0023138
11 | 0.97149 | -0.5495 | 0.014238 | 0.0035683
12 | 0.97101 | -0.55899 | 0.0086108 | 0.0021581
13 | 0.9727 | -0.52572 | 0.0085736 | 0.0021487
14 | 0.97094 | -0.56041 | 0.012383 | 0.0031035
15 | 0.97268 | -0.52599 | 0.0084394 | 0.0021151
16 | 0.97968 | -0.38882 | 0.0053122 | 0.0013314
17 | 0.98069 | -0.36922 | 0 | 0
18 | 0.9816 | -0.35142 | 0.00094961 | 0.00023799
19 | 0.98181 | -0.34747 | 0.0010576 | 0.00026506
20 | 0.98059 | -0.37124 | 0 | 0
21 | 0.98068 | -0.36942 | 0 | 0
22 | 0.9794 | -0.39431 | 0.0046146 | 0.0011565
23 | 0.97487 | -0.48294 | 0 | 0
24 | 0.97496 | -0.48128 | 0 | 0
25 | 0.97484 | -0.48369 | 0.0034146 | 0.00085578
26 | 0.99282 | -0.13584 | 0 | 0
27 | 0.99164 | -0.15831 | 0 | 0
28 | 0.99398 | -0.11377 | 0.0057628 | 0.0014443
29 | 0.98355 | -0.3136 | 0 | 0
30 | 0.98479 | -0.28983 | 0 | 0
31 | 0.98282 | -0.3279 | 0.0011429 | 0.00028645
32 | 0.97776 | -0.4263 | 0 | 0
33 | 0.97673 | -0.44646 | 0 | 0
34 | 0.97785 | -0.42452 | 0.0046794 | 0.0011728
35 | 0.98931 | -0.20298 | 0.0020286 | 0.0005084
36 | 0.98251 | -0.33396 | 0.0030854 | 0.00077328
37 | 0.98518 | -0.28249 | 0 | 0
38 | 0.98515 | -0.28311 | 0.0029529 | 0.00074006
39 | 0.98524 | -0.28125 | 0 | 0
40 | 0.98348 | -0.31535 | 0 | 0
41 | 0.98388 | -0.30765 | 0 | 0
42 | 0.98321 | -0.32079 | 0.0068776 | 0.0017237
43 | 0.98614 | -0.26374 | 0 | 0
44 | 0.98523 | -0.28137 | 0.0010736 | 0.00026906
45 | 0.98566 | -0.27321 | 0.0010177 | 0.00025505
46 | 0.9871 | -0.24526 | 0 | 0
47 | 0.98613 | -0.26402 | 0.0010755 | 0.00026955
48 | 0.9835 | -0.31526 | 0 | 0
49 | 0.98347 | -0.3159 | 0.0029138 | 0.00073027
50 | 0.98358 | -0.31368 | 0 | 0
51 | 0.97547 | -0.4713 | 0.0046107 | 0.0011556
52 | 0.98475 | -0.2905 | 0 | 0
53 | 0.98519 | -0.28205 | 0.00087886 | 0.00022026
54 | 0.98659 | -0.25515 | 0 | 0
55 | 0.98664 | -0.25419 | 0.0047563 | 0.001192
56 | 0.98652 | -0.25666 | 0.0036452 | 0.00091356
57 | 0.98659 | -0.25501 | 0.0023486 | 0.0005886
58 | 0.9882 | -0.22404 | 0.0025362 | 0.00063564
59 | 0.98673 | -0.25239 | 0.0013742 | 0.0003444
60 | 0.99825 | -0.032998 | 0 | 0
61 | 0.99829 | -0.032207 | 0 | 0
62 | 0.99817 | -0.034599 | 0.0026645 | 0.00066779
63 | 0.99576 | -0.080065 | 0 | 0
64 | 1 | 0 | -0.39414 | -0.10126
65 | 0.99823 | -0.033364 | 0.0043283 | 0.0010848
66 | 0.99569 | -0.081366 | 0.0032247 | 0.00080818
67 | 0.98383 | -0.30884 | 0 | 0
68 | 0.98415 | -0.30253 | 0.0040043 | 0.0010036
69 | 0.98376 | -0.31024 | 0 | 0
70 | 0.98472 | -0.29118 | 0.0010874 | 0.00027253
71 | 0.97423 | -0.49559 | 0 | 0
72 | 0.97341 | -0.51182 | 0.0059056 | 0.0014801
73 | 0.98358 | -0.31376 | 0.0028916 | 0.0007247
74 | 0.98206 | -0.34258 | 0.0010373 | 0.00025998
75 | 0.97146 | -0.55058 | 0 | 0
76 | 0.97062 | -0.56718 | 0.0012185 | 0.00030538
77 | 0.97173 | -0.54513 | 0.0011221 | 0.00028122
78 | 0.97267 | -0.52636 | 0 | 0
79 | 0.97219 | -0.5358 | 0 | 0
80 | 0.98226 | -0.33872 | 0.0010111 | 0.00025342
81 | 0.9881 | -0.22604 | 0 | 0
82 | 0.98471 | -0.29128 | 0 | 0
83 | 0.9852 | -0.28202 | 0.0030348 | 0.0007606
84 | 0.98529 | -0.28031 | 0 | 0
85 | 0.98421 | -0.30112 | 0 | 0
86 | 0.98303 | -0.32429 | 0.0081688 | 0.0020473
87 | 0.98584 | -0.26942 | 0.0059893 | 0.0015011
88 | 0.98846 | -0.21906 | 0.0013186 | 0.00033048
89 | 0.98571 | -0.27214 | 0.019084 | 0.0047829
90 | 0.98255 | -0.33341 | 0 | 0
91 | 0.98223 | -0.33947 | 0.0075653 | 0.001896
92 | 0.99892 | -0.020307 | 0.0015051 | 0.00037722
93 | 0.99566 | -0.081921 | 0.0027389 | 0.00068644
94 | 0.98417 | -0.30228 | 0.0033565 | 0.00084122
95 | 0.98372 | -0.31109 | 0.0034045 | 0.00085325
96 | 0.98472 | -0.29118 | 0.0010897 | 0.00027309
97 | 0.97041 | -0.57134 | 0.0035047 | 0.00087836
98 | 0.97259 | -0.52815 | 0 | 0
99 | 0.97461 | -0.48835 | 0 | 0
100 | 0.97467 | -0.48726 | 0 | 0
101 | 0.97423 | -0.496 | 0.009558 | 0.0023955
102 | 0.9703 | -0.5736 | 0.0028113 | 0.00070459
103 | 0.9703 | -0.57356 | 0.0024975 | 0.00062593
104 | 0.97179 | -0.54367 | 0.004646 | 0.0011644
105 | 0.97642 | -0.45295 | 0 | 0
106 | 0.97825 | -0.41696 | 0 | 0
107 | 0.9759 | -0.46301 | 0.0096339 | 0.0024145
108 | 0.97839 | -0.41424 | 0.0070455 | 0.0017658
109 | 0.97199 | -0.54011 | 0.0086053 | 0.0021567
110 | 0.9724 | -0.53204 | 0.0028682 | 0.00071884
111 | 0.97198 | -0.54034 | 0.0031292 | 0.00078425
112 | 0.97198 | -0.54036 | 0.0018364 | 0.00046025
113 | 0.97258 | -0.5284 | 0.00076747 | 0.00019235
114 | 0.97299 | -0.52034 | 0.0026354 | 0.0006605
115 | 0.97323 | -0.51565 | 0.0014675 | 0.0003678
116 | 0.97349 | -0.51051 | 0.0027926 | 0.0006999
117 | 0.97472 | -0.48617 | 0 | 0
118 | 0.97437 | -0.49316 | 0.010515 | 0.0026354
119 | 0.97034 | -0.57265 | 0.0028144 | 0.00070536
120 | 0.97984 | -0.38593 | 0.0066115 | 0.001657
121 | 0.97422 | -0.49607 | 0.0017011 | 0.00042632
122 | 0.97033 | -0.57286 | 0.0025522 | 0.00063963
123 | 0.99668 | -0.062538 | 0.0016229 | 0.00040674
124 | 0.99505 | -0.093458 | 0.004622 | 0.0011584
125 | 0.99742 | -0.048535 | 0.0044001 | 0.0011028
126 | 0.99451 | -0.10359 | 0.0014602 | 0.00036596
127 | 0.99255 | -0.14095 | 0.0011511 | 0.00028849
128 | 0.99254 | -0.14115 | 0.0031416 | 0.00078735
129 | 0.97141 | -0.55118 | 0.0058966 | 0.0014778
130 | 0.97116 | -0.55609 | 0.0066124 | 0.0016572
131 | 0.97102 | -0.55888 | 0.0061681 | 0.0015459
132 | 0.97072 | -0.56498 | 0.0073263 | 0.0018361
133 | 0.98972 | -0.1949 | 0.0015989 | 0.00040072
134 | 0.99089 | -0.1726 | 0.0011441 | 0.00028675
135 | 0.98897 | -0.20941 | 0.00096141 | 0.00024095
136 | 0.99135 | -0.16376 | 0.0011447 | 0.0002869
137 | 0.98468 | -0.29187 | 0.0016139 | 0.00040447
138 | 0.98467 | -0.29208 | 0.0016145 | 0.00040464
139 | 0.98494 | -0.28717 | 0.0010188 | 0.00025533
140 | 0.98363 | -0.31279 | 0.0023373 | 0.00058578
141 | 0.98359 | -0.31349 | 0.0034146 | 0.00085578
142 | 0.99998 | 149.9956 | 0 | 0

## res_line
| p_from_mw | q_from_mvar | p_to_mw | q_to_mvar | pl_mw | ql_mvar | i_from_ka | i_to_ka | i_ka | vm_from_pu | va_from_degree | vm_to_pu | va_to_degree | loading_percent
0 | -0.01577 | -0.0039527 | 0.015773 | 0.0039545 | 3.0387e-06 | 1.77e-06 | 0.024059 | 0.024059 | 0.024059 | 0.97535 | -0.47343 | 0.97556 | -0.46938 | 6.6096
1 | 0.0098163 | 0.0024606 | -0.0098152 | -0.0024601 | 1.1161e-06 | 5.4872e-07 | 0.014976 | 0.014976 | 0.014976 | 0.97535 | -0.47343 | 0.97523 | -0.47581 | 4.1143
2 | -0.017232 | -0.0043202 | 0.017236 | 0.0043222 | 3.2634e-06 | 1.9313e-06 | 0.026285 | 0.026285 | 0.026285 | 0.97556 | -0.46938 | 0.97576 | -0.46541 | 7.2211
3 | 0.0075509 | 0.0018926 | -0.0075497 | -0.0018921 | 1.2024e-06 | 4.682e-07 | 0.011521 | 0.011521 | 0.011521 | 0.97523 | -0.47581 | 0.97506 | -0.47915 | 3.1652
4 | -0.083462 | -0.021013 | 0.083555 | 0.021072 | 9.2638e-05 | 5.9097e-05 | 0.12731 | 0.12731 | 0.12731 | 0.97576 | -0.46541 | 0.97694 | -0.44222 | 34.976
5 | 0.066227 | 0.016691 | -0.066149 | -0.016641 | 7.7409e-05 | 4.929e-05 | 0.10103 | 0.10103 | 0.10103 | 0.97576 | -0.46541 | 0.97452 | -0.48987 | 27.7549
6 | 0.0015046 | 0.00037707 | -0.0015046 | -0.00037709 | 3.0427e-09 | -1.7248e-08 | 0.0022961 | 0.0022961 | 0.0022961 | 0.97506 | -0.47915 | 0.97506 | -0.4792 | 0.63081
7 | -0.084706 | -0.02136 | 0.084886 | 0.021475 | 0.00017996 | 0.00011481 | 0.12907 | 0.12907 | 0.12907 | 0.97694 | -0.44222 | 0.97921 | -0.39793 | 35.4577
8 | 0.061642 | 0.015512 | -0.06157 | -0.015465 | 7.2887e-05 | 4.6375e-05 | 0.094146 | 0.094146 | 0.094146 | 0.97452 | -0.48987 | 0.97326 | -0.51465 | 25.8644
9 | -0.086372 | -0.021848 | 0.08641 | 0.021872 | 3.7778e-05 | 2.4104e-05 | 0.13132 | 0.13132 | 0.13132 | 0.97921 | -0.39793 | 0.97968 | -0.38882 | 36.0781
10 | 0.017022 | 0.0042692 | -0.017013 | -0.0042639 | 8.9826e-06 | 5.3097e-06 | 0.026026 | 0.026026 | 0.026026 | 0.97326 | -0.51465 | 0.9727 | -0.52572 | 7.1501
11 | 0.044548 | 0.011196 | -0.044477 | -0.011152 | 7.026e-05 | 4.4465e-05 | 0.06812 | 0.06812 | 0.06812 | 0.97326 | -0.51465 | 0.97158 | -0.54774 | 18.7144
12 | 0.035245 | 0.008838 | -0.035242 | -0.0088361 | 2.9569e-06 | 1.8589e-06 | 0.053981 | 0.053981 | 0.053981 | 0.97158 | -0.54774 | 0.97149 | -0.5495 | 14.8299
13 | 0.021004 | 0.0052678 | -0.020995 | -0.0052621 | 9.4952e-06 | 5.7742e-06 | 0.032173 | 0.032173 | 0.032173 | 0.97149 | -0.5495 | 0.97101 | -0.55899 | 8.8388
14 | 0.012384 | 0.003104 | -0.012383 | -0.0031035 | 8.4127e-07 | 4.6137e-07 | 0.018978 | 0.018978 | 0.018978 | 0.97101 | -0.55899 | 0.97094 | -0.56041 | 5.2137
15 | 0.0084395 | 0.0021152 | -0.0084394 | -0.0021151 | 1.0895e-07 | 4.8094e-08 | 0.012911 | 0.012911 | 0.012911 | 0.9727 | -0.52572 | 0.97268 | -0.52599 | 3.5469
16 | -0.091722 | -0.023203 | 0.091808 | 0.023258 | 8.6353e-05 | 5.4668e-05 | 0.13939 | 0.13939 | 0.13939 | 0.97968 | -0.38882 | 0.98069 | -0.36922 | 19.1473
17 | -0.091808 | -0.023258 | 0.091887 | 0.023307 | 7.8584e-05 | 4.9068e-05 | 0.13939 | 0.13939 | 0.13939 | 0.98069 | -0.36922 | 0.9816 | -0.35142 | 12.7649
18 | -0.092837 | -0.023545 | 0.092854 | 0.023556 | 1.7613e-05 | 1.1003e-05 | 0.14083 | 0.14083 | 0.14083 | 0.9816 | -0.35142 | 0.98181 | -0.34747 | 12.8967
19 | -0.093912 | -0.023821 | 0.093934 | 0.023835 | 2.2113e-05 | 1.3821e-05 | 0.14243 | 0.14243 | 0.14243 | 0.98181 | -0.34747 | 0.98206 | -0.34258 | 13.0434
20 | -0.054244 | -0.013734 | 0.054249 | 0.013737 | 4.7419e-06 | 3.0113e-06 | 0.082364 | 0.082364 | 0.082364 | 0.98059 | -0.37124 | 0.98068 | -0.36942 | 22.6275
21 | 0.054244 | 0.013734 | -0.054184 | -0.013696 | 6.0001e-05 | 3.8104e-05 | 0.082364 | 0.082364 | 0.082364 | 0.98059 | -0.37124 | 0.9794 | -0.39431 | 22.6275
22 | -0.054249 | -0.013737 | 0.054341 | 0.013796 | 9.2557e-05 | 5.8776e-05 | 0.082364 | 0.082364 | 0.082364 | 0.98068 | -0.36942 | 0.98251 | -0.33396 | 22.6275
23 | 0.049569 | 0.01254 | -0.049498 | -0.012494 | 7.1732e-05 | 4.5485e-05 | 0.075353 | 0.075353 | 0.075353 | 0.9794 | -0.39431 | 0.97785 | -0.42452 | 20.7014
24 | -0.0034147 | -0.00085571 | 0.003415 | 0.00085555 | 2.6942e-07 | -1.5735e-07 | 0.0052121 | 0.005212 | 0.0052121 | 0.97487 | -0.48294 | 0.97496 | -0.48128 | 1.4319
25 | 0.0034147 | 0.00085571 | -0.0034146 | -0.00085578 | 1.2253e-07 | -7.1538e-08 | 0.0052121 | 0.0052121 | 0.0052121 | 0.97487 | -0.48294 | 0.97484 | -0.48369 | 1.4319
26 | -0.040088 | -0.01009 | 0.040107 | 0.010102 | 1.9144e-05 | 1.2082e-05 | 0.061199 | 0.061199 | 0.061199 | 0.97496 | -0.48128 | 0.97547 | -0.4713 | 16.813
27 | 0.036673 | 0.0092348 | -0.036648 | -0.009219 | 2.5074e-05 | 1.5782e-05 | 0.055987 | 0.055988 | 0.055988 | 0.97496 | -0.48128 | 0.97423 | -0.49559 | 15.3812
28 | 0.13127 | 0.033617 | -0.13113 | -0.033525 | 0.00014275 | 9.1235e-05 | 0.19701 | 0.19701 | 0.19701 | 0.99282 | -0.13584 | 0.99164 | -0.15831 | 54.1224
29 | -0.13127 | -0.033617 | 0.13141 | 0.033706 | 0.00014047 | 8.9778e-05 | 0.19701 | 0.19701 | 0.19701 | 0.99282 | -0.13584 | 0.99398 | -0.11377 | 54.1224
30 | 0.13113 | 0.033525 | -0.13085 | -0.033345 | 0.00028271 | 0.00018069 | 0.19701 | 0.19701 | 0.19701 | 0.99164 | -0.15831 | 0.98931 | -0.20298 | 54.1224
31 | -0.13718 | -0.035151 | 0.1374 | 0.035294 | 0.0002245 | 0.00014295 | 0.20563 | 0.20563 | 0.20563 | 0.99398 | -0.11377 | 0.99576 | -0.080065 | 28.2462
32 | -0.09726 | -0.024719 | 0.097371 | 0.024789 | 0.00011144 | 6.9756e-05 | 0.14727 | 0.14727 | 0.14727 | 0.98355 | -0.3136 | 0.98479 | -0.28983 | 13.486
33 | 0.09726 | 0.024719 | -0.097193 | -0.024677 | 6.6954e-05 | 4.1911e-05 | 0.14727 | 0.14727 | 0.14727 | 0.98355 | -0.3136 | 0.98282 | -0.3279 | 13.4861
34 | 0.0021772 | 0.00054527 | -0.0021771 | -0.00054545 | 6.9511e-08 | -1.7343e-07 | 0.0032896 | 0.0032897 | 0.0032897 | 0.98479 | -0.28983 | 0.98475 | -0.2905 | 0.90376
35 | -0.099549 | -0.025334 | 0.099586 | 0.025357 | 3.7337e-05 | 2.3393e-05 | 0.15056 | 0.15056 | 0.15056 | 0.98479 | -0.28983 | 0.98519 | -0.28205 | 13.7872
36 | 0.09605 | 0.02439 | -0.096 | -0.024359 | 4.9983e-05 | 3.1272e-05 | 0.14554 | 0.14554 | 0.14554 | 0.98282 | -0.3279 | 0.98226 | -0.33872 | 13.3276
37 | 0.044814 | 0.011319 | -0.044771 | -0.011292 | 4.3253e-05 | 2.7371e-05 | 0.068232 | 0.068233 | 0.068233 | 0.97776 | -0.4263 | 0.97673 | -0.44646 | 18.7452
38 | -0.044814 | -0.011319 | 0.044818 | 0.011321 | 3.8309e-06 | 2.4243e-06 | 0.068232 | 0.068232 | 0.068232 | 0.97776 | -0.4263 | 0.97785 | -0.42452 | 18.7452
39 | 0.044771 | 0.011292 | -0.044718 | -0.011258 | 5.3158e-05 | 3.3641e-05 | 0.068233 | 0.068233 | 0.068233 | 0.97673 | -0.44646 | 0.97547 | -0.4713 | 18.7453
40 | 0.12882 | 0.032836 | -0.12868 | -0.032745 | 0.00014323 | 9.1538e-05 | 0.19395 | 0.19395 | 0.19395 | 0.98931 | -0.20298 | 0.9881 | -0.22604 | 53.2842
41 | -0.057427 | -0.014569 | 0.057545 | 0.014644 | 0.00011814 | 7.508e-05 | 0.087037 | 0.087036 | 0.087037 | 0.98251 | -0.33396 | 0.98471 | -0.29128 | 23.9112
42 | 0.002953 | 0.00073997 | -0.0029529 | -0.00074006 | 8.766e-08 | -9.3522e-08 | 0.0044601 | 0.0044602 | 0.0044602 | 0.98518 | -0.28249 | 0.98515 | -0.28311 | 1.2253
43 | -0.002953 | -0.00073997 | 0.0029531 | 0.00073978 | 1.7463e-07 | -1.8634e-07 | 0.0044601 | 0.00446 | 0.0044601 | 0.98518 | -0.28249 | 0.98524 | -0.28125 | 1.2253
44 | 0.0030349 | 0.00076049 | -0.0030348 | -0.0007606 | 1.1223e-07 | -1.0957e-07 | 0.0045836 | 0.0045837 | 0.0045837 | 0.98524 | -0.28125 | 0.9852 | -0.28202 | 1.2592
45 | -0.0059881 | -0.0015003 | 0.0059883 | 0.0015003 | 2.6812e-07 | 6.026e-08 | 0.0090436 | 0.0090436 | 0.0090436 | 0.98524 | -0.28125 | 0.98529 | -0.28031 | 2.4845
46 | -0.015052 | -0.0037738 | 0.015057 | 0.003777 | 5.5278e-06 | 3.177e-06 | 0.022774 | 0.022774 | 0.022774 | 0.98348 | -0.31535 | 0.98388 | -0.30765 | 6.2565
47 | 0.015052 | 0.0037738 | -0.015048 | -0.0037716 | 3.899e-06 | 2.241e-06 | 0.022774 | 0.022774 | 0.022774 | 0.98348 | -0.31535 | 0.98321 | -0.32079 | 6.2566
48 | -0.015057 | -0.003777 | 0.015062 | 0.0037797 | 4.6917e-06 | 2.6962e-06 | 0.022774 | 0.022774 | 0.022774 | 0.98388 | -0.30765 | 0.98421 | -0.30112 | 6.2565
49 | 0.0081702 | 0.0020479 | -0.0081688 | -0.0020473 | 1.3604e-06 | 5.6978e-07 | 0.012365 | 0.012365 | 0.012365 | 0.98321 | -0.32079 | 0.98303 | -0.32429 | 3.397
50 | 0.061928 | 0.015774 | -0.061876 | -0.015741 | 5.2594e-05 | 3.3456e-05 | 0.093536 | 0.093536 | 0.093536 | 0.98614 | -0.26374 | 0.98523 | -0.28137 | 25.6968
51 | 0.030403 | 0.0076379 | -0.030389 | -0.0076293 | 1.3734e-05 | 8.5682e-06 | 0.045882 | 0.045882 | 0.045882 | 0.98614 | -0.26374 | 0.98566 | -0.27321 | 12.605
52 | -0.093407 | -0.023682 | 0.09349 | 0.023734 | 8.3042e-05 | 5.2578e-05 | 0.14104 | 0.14104 | 0.14104 | 0.98614 | -0.26374 | 0.9871 | -0.24526 | 19.3738
53 | 0.0010755 | 0.00026938 | -0.0010755 | -0.00026955 | 1.3939e-08 | -1.7114e-07 | 0.0016228 | 0.0016229 | 0.0016229 | 0.98614 | -0.26374 | 0.98613 | -0.26402 | 0.44585
54 | 0.060802 | 0.015472 | -0.060773 | -0.015453 | 2.9028e-05 | 1.8461e-05 | 0.091915 | 0.091915 | 0.091915 | 0.98523 | -0.28137 | 0.98471 | -0.29128 | 25.2514
55 | 0.029371 | 0.0073743 | -0.029361 | -0.0073681 | 9.9322e-06 | 6.185e-06 | 0.044346 | 0.044346 | 0.044346 | 0.98566 | -0.27321 | 0.98529 | -0.28031 | 12.1829
56 | 0.10899 | 0.027784 | -0.10894 | -0.027752 | 5.1262e-05 | 3.2226e-05 | 0.16447 | 0.16447 | 0.16447 | 0.9871 | -0.24526 | 0.98659 | -0.25501 | 15.0609
57 | -0.21226 | -0.05397 | 0.21248 | 0.054109 | 0.00021725 | 0.00013839 | 0.32025 | 0.32025 | 0.32025 | 0.9871 | -0.24526 | 0.9882 | -0.22404 | 29.3268
58 | 0.0097801 | 0.0024517 | -0.0097768 | -0.0024501 | 3.3182e-06 | 1.6035e-06 | 0.014743 | 0.014743 | 0.014743 | 0.9871 | -0.24526 | 0.98673 | -0.25239 | 4.0504
59 | 0.0029139 | 0.00073017 | -0.0029138 | -0.00073027 | 8.9292e-08 | -9.8313e-08 | 0.0044086 | 0.0044087 | 0.0044087 | 0.9835 | -0.31526 | 0.98347 | -0.3159 | 1.2112
60 | -0.0029139 | -0.00073017 | 0.0029141 | 0.00072993 | 2.1973e-07 | -2.4199e-07 | 0.0044086 | 0.0044085 | 0.0044086 | 0.9835 | -0.31526 | 0.98358 | -0.31368 | 1.2112
61 | 0.0028916 | 0.00072469 | -0.0028916 | -0.0007247 | 1.1374e-08 | -1.2837e-08 | 0.0043746 | 0.0043746 | 0.0043746 | 0.98358 | -0.31368 | 0.98358 | -0.31376 | 1.2018
62 | -0.0058057 | -0.0014546 | 0.0058067 | 0.0014548 | 9.5065e-07 | 1.9124e-07 | 0.008783 | 0.0087829 | 0.008783 | 0.98358 | -0.31368 | 0.98376 | -0.31024 | 2.4129
63 | 0.0021771 | 0.00054545 | -0.0021771 | -0.00054562 | 7.0635e-08 | -1.7621e-07 | 0.0032897 | 0.0032898 | 0.0032898 | 0.98475 | -0.2905 | 0.98472 | -0.29118 | 0.90379
64 | -0.10046 | -0.025578 | 0.10053 | 0.025616 | 6.1237e-05 | 3.838e-05 | 0.15188 | 0.15188 | 0.15188 | 0.98519 | -0.28205 | 0.98584 | -0.26942 | 13.9088
65 | -0.0036454 | -0.00091343 | 0.0036456 | 0.00091335 | 1.6676e-07 | -8.114e-08 | 0.0054981 | 0.005498 | 0.0054981 | 0.98659 | -0.25515 | 0.98664 | -0.25419 | 1.5105
66 | 0.0036454 | 0.00091343 | -0.0036452 | -0.00091356 | 2.6298e-07 | -1.2791e-07 | 0.0054981 | 0.0054982 | 0.0054982 | 0.98659 | -0.25515 | 0.98652 | -0.25666 | 1.5105
67 | -0.0084019 | -0.0021054 | 0.0084026 | 0.0021057 | 7.2089e-07 | 3.0845e-07 | 0.012671 | 0.012671 | 0.012671 | 0.98664 | -0.25419 | 0.98673 | -0.25239 | 3.4811
68 | 0.10659 | 0.027163 | -0.10652 | -0.027117 | 7.4054e-05 | 4.6519e-05 | 0.16092 | 0.16092 | 0.16092 | 0.98659 | -0.25501 | 0.98584 | -0.26942 | 14.7366
69 | -0.21501 | -0.054744 | 0.21506 | 0.054777 | 5.1714e-05 | 3.2945e-05 | 0.32407 | 0.32407 | 0.32407 | 0.9882 | -0.22404 | 0.98846 | -0.21906 | 29.6765
70 | -0.0026647 | -0.00066747 | 0.0026648 | 0.00066731 | 1.0032e-07 | -1.575e-07 | 0.003972 | 0.0039719 | 0.003972 | 0.99825 | -0.032998 | 0.99829 | -0.032207 | 1.0912
71 | 0.0026647 | 0.00066747 | -0.0026645 | -0.00066779 | 2.032e-07 | -3.1892e-07 | 0.003972 | 0.0039721 | 0.0039721 | 0.99825 | -0.032998 | 0.99817 | -0.034599 | 1.0912
72 | 0.1437 | 0.037001 | -0.14337 | -0.036788 | 0.00033375 | 0.00021259 | 0.21454 | 0.21454 | 0.21454 | 0.99829 | -0.032207 | 0.99576 | -0.080065 | 29.4704
73 | -0.15069 | -0.038753 | 0.15093 | 0.038903 | 0.0002363 | 0.00015058 | 0.22497 | 0.22497 | 0.22497 | 0.99829 | -0.032207 | 1 | 0 | 30.9021
74 | 0.0043285 | 0.0010847 | -0.0043283 | -0.0010848 | 2.3855e-07 | -4.7113e-08 | 0.0064519 | 0.006452 | 0.006452 | 0.99829 | -0.032207 | 0.99823 | -0.033364 | 1.7725
75 | 0.005964 | 0.0014946 | -0.0059637 | -0.0014945 | 3.694e-07 | 7.5103e-08 | 0.0089123 | 0.0089124 | 0.0089124 | 0.99576 | -0.080065 | 0.99569 | -0.081366 | 2.4485
76 | 0.24156 | 0.062358 | -0.24133 | -0.062206 | 0.00023889 | 0.00015231 | 0.3601 | 0.3601 | 0.3601 | 1 | 0 | 0.99892 | -0.020307 | 32.9761
77 | 0.002739 | 0.00068634 | -0.0027389 | -0.00068644 | 7.2437e-08 | -1.0358e-07 | 0.0040933 | 0.0040933 | 0.0040933 | 0.99569 | -0.081366 | 0.99566 | -0.081921 | 1.1245
78 | -0.014965 | -0.0037504 | 0.01497 | 0.003753 | 4.4995e-06 | 2.5822e-06 | 0.022634 | 0.022634 | 0.022634 | 0.98383 | -0.30884 | 0.98415 | -0.30253 | 6.2182
79 | 0.014965 | 0.0037504 | -0.014964 | -0.0037498 | 9.9842e-07 | 5.73e-07 | 0.022634 | 0.022634 | 0.022634 | 0.98383 | -0.30884 | 0.98376 | -0.31024 | 6.2182
80 | -0.018974 | -0.0047565 | 0.018974 | 0.0047567 | 2.2386e-07 | 1.3406e-07 | 0.028688 | 0.028688 | 0.028688 | 0.98415 | -0.30253 | 0.98417 | -0.30228 | 7.8814
81 | 0.0091574 | 0.002295 | -0.009157 | -0.0022948 | 3.7226e-07 | 1.7256e-07 | 0.013851 | 0.013851 | 0.013851 | 0.98376 | -0.31024 | 0.98372 | -0.31109 | 3.8053
82 | 0.0010897 | 0.00027309 | -0.0010897 | -0.00027309 | 6.9941e-11 | -8.2102e-10 | 0.0016466 | 0.0016466 | 0.0016466 | 0.98472 | -0.29118 | 0.98472 | -0.29118 | 0.45236
83 | 0.036648 | 0.009219 | -0.03662 | -0.0092011 | 2.839e-05 | 1.7869e-05 | 0.055988 | 0.055988 | 0.055988 | 0.97423 | -0.49559 | 0.97341 | -0.51182 | 15.3812
84 | 0.030714 | 0.007721 | -0.030693 | -0.0077077 | 2.1304e-05 | 1.3315e-05 | 0.04696 | 0.04696 | 0.04696 | 0.97341 | -0.51182 | 0.97267 | -0.52636 | 12.9011
85 | -0.094971 | -0.024095 | 0.094989 | 0.024106 | 1.7606e-05 | 1.101e-05 | 0.14401 | 0.14401 | 0.14401 | 0.98206 | -0.34258 | 0.98226 | -0.33872 | 13.1874
86 | 0.015415 | 0.0038683 | -0.015402 | -0.0038612 | 1.2194e-05 | 7.0825e-06 | 0.023613 | 0.023613 | 0.023613 | 0.97146 | -0.55058 | 0.97062 | -0.56718 | 6.4871
87 | -0.015415 | -0.0038683 | 0.015419 | 0.0038707 | 4.004e-06 | 2.3254e-06 | 0.023613 | 0.023613 | 0.023613 | 0.97146 | -0.55058 | 0.97173 | -0.54513 | 6.487
88 | 0.014184 | 0.0035559 | -0.014181 | -0.0035543 | 2.8084e-06 | 1.6017e-06 | 0.021745 | 0.021745 | 0.021745 | 0.97062 | -0.56718 | 0.97041 | -0.57134 | 5.9739
89 | -0.016541 | -0.0041519 | 0.016554 | 0.0041598 | 1.3409e-05 | 7.891e-06 | 0.025331 | 0.025331 | 0.025331 | 0.97173 | -0.54513 | 0.97259 | -0.52815 | 6.959
90 | 0.030693 | 0.0077077 | -0.030679 | -0.0076991 | 1.3825e-05 | 8.6408e-06 | 0.04696 | 0.04696 | 0.04696 | 0.97267 | -0.52636 | 0.97219 | -0.5358 | 12.9011
91 | 0.030679 | 0.0076991 | -0.030667 | -0.0076919 | 1.15e-05 | 7.1875e-06 | 0.04696 | 0.04696 | 0.04696 | 0.97219 | -0.5358 | 0.97179 | -0.54367 | 12.9011
92 | 0.12868 | 0.032745 | -0.12839 | -0.032562 | 0.00028524 | 0.0001823 | 0.19395 | 0.19395 | 0.19395 | 0.9881 | -0.22604 | 0.98571 | -0.27214 | 53.2842
93 | 0.0032285 | 0.00080896 | -0.0032284 | -0.00080903 | 9.0842e-08 | -7.1336e-08 | 0.0048786 | 0.0048786 | 0.0048786 | 0.98471 | -0.29128 | 0.98468 | -0.29187 | 1.3403
94 | 0.023373 | 0.0058677 | -0.023365 | -0.0058631 | 7.6515e-06 | 4.6885e-06 | 0.035302 | 0.035302 | 0.035302 | 0.98529 | -0.28031 | 0.98494 | -0.28717 | 9.6984
95 | -0.10915 | -0.027682 | 0.10931 | 0.027779 | 0.00015227 | 9.7262e-05 | 0.16515 | 0.16515 | 0.16515 | 0.98421 | -0.30112 | 0.98571 | -0.27214 | 45.3697
96 | 0.094093 | 0.023902 | -0.093947 | -0.023809 | 0.00014601 | 9.3204e-05 | 0.14237 | 0.14237 | 0.14237 | 0.98421 | -0.30112 | 0.98255 | -0.33341 | 39.1133
97 | -0.21638 | -0.055108 | 0.21648 | 0.055172 | 0.00010067 | 6.4138e-05 | 0.32605 | 0.32605 | 0.32605 | 0.98846 | -0.21906 | 0.98897 | -0.20941 | 29.8583
98 | 0.093947 | 0.023809 | -0.093919 | -0.023792 | 2.7348e-05 | 1.7457e-05 | 0.14237 | 0.14237 | 0.14237 | 0.98255 | -0.33341 | 0.98223 | -0.33947 | 39.1133
99 | 0.086354 | 0.021896 | -0.086162 | -0.021773 | 0.00019237 | 0.00012274 | 0.13091 | 0.13091 | 0.13091 | 0.98223 | -0.33947 | 0.97984 | -0.38593 | 35.9647
100 | 0.23982 | 0.061829 | -0.23949 | -0.061619 | 0.00032921 | 0.00020989 | 0.35786 | 0.35786 | 0.35786 | 0.99892 | -0.020307 | 0.99742 | -0.048535 | 32.7708
101 | -0.022331 | -0.0055979 | 0.022347 | 0.0056077 | 1.6089e-05 | 9.8182e-06 | 0.033763 | 0.033763 | 0.033763 | 0.98417 | -0.30228 | 0.98494 | -0.28717 | 9.2756
102 | 0.0057525 | 0.0014416 | -0.005752 | -0.0014415 | 4.6481e-07 | 8.9667e-08 | 0.0087014 | 0.0087015 | 0.0087015 | 0.98372 | -0.31109 | 0.98363 | -0.31279 | 2.3905
103 | 0.010676 | 0.0026759 | -0.010676 | -0.0026756 | 6.7019e-07 | 3.4654e-07 | 0.016371 | 0.016371 | 0.016371 | 0.97041 | -0.57134 | 0.97034 | -0.57265 | 4.4976
104 | 0.00076747 | 0.00019213 | -0.00076747 | -0.00019235 | 9.0435e-09 | -2.1129e-07 | 0.0011741 | 0.0011742 | 0.0011742 | 0.97259 | -0.52815 | 0.97258 | -0.5284 | 0.32258
105 | -0.033769 | -0.0084766 | 0.033781 | 0.0084845 | 1.2584e-05 | 7.8977e-06 | 0.051669 | 0.051669 | 0.051669 | 0.97259 | -0.52815 | 0.97299 | -0.52034 | 14.1949
106 | 0.016447 | 0.0041247 | -0.016444 | -0.004123 | 3.0496e-06 | 1.7924e-06 | 0.025165 | 0.025165 | 0.025165 | 0.97259 | -0.52815 | 0.9724 | -0.53204 | 6.9134
107 | -0.011263 | -0.0028239 | 0.011264 | 0.0028242 | 5.8965e-07 | 3.1111e-07 | 0.017197 | 0.017197 | 0.017197 | 0.97461 | -0.48835 | 0.97467 | -0.48726 | 4.7244
108 | 0.011263 | 0.0028239 | -0.011259 | -0.0028218 | 4.1009e-06 | 2.164e-06 | 0.017197 | 0.017197 | 0.017197 | 0.97461 | -0.48835 | 0.97423 | -0.496 | 4.7244
109 | 0.010518 | 0.0026369 | -0.010515 | -0.0026354 | 2.959e-06 | 1.5125e-06 | 0.016058 | 0.016058 | 0.016058 | 0.97467 | -0.48726 | 0.97437 | -0.49316 | 4.4116
110 | -0.021782 | -0.0054611 | 0.021783 | 0.0054618 | 1.1326e-06 | 6.9081e-07 | 0.033255 | 0.033255 | 0.033255 | 0.97467 | -0.48726 | 0.97472 | -0.48617 | 9.136
111 | 0.0017011 | 0.0004263 | -0.0017011 | -0.00042632 | 5.4835e-09 | -2.3463e-08 | 0.0025982 | 0.0025982 | 0.0025982 | 0.97423 | -0.496 | 0.97422 | -0.49607 | 0.71378
112 | -0.0028113 | -0.00070459 | 0.0028113 | 0.00070458 | 5.0021e-09 | -5.6622e-09 | 0.0043114 | 0.0043114 | 0.0043114 | 0.9703 | -0.5736 | 0.9703 | -0.57356 | 1.1844
113 | -0.0053088 | -0.0013305 | 0.005309 | 0.0013305 | 1.7826e-07 | 2.5503e-08 | 0.0081415 | 0.0081414 | 0.0081415 | 0.9703 | -0.57356 | 0.97033 | -0.57286 | 2.2367
114 | 0.026021 | 0.0065275 | -0.026012 | -0.0065217 | 9.3194e-06 | 5.7706e-06 | 0.039846 | 0.039846 | 0.039846 | 0.97179 | -0.54367 | 0.97141 | -0.55118 | 10.9468
115 | -0.072263 | -0.018196 | 0.072387 | 0.018275 | 0.00012455 | 7.9371e-05 | 0.11016 | 0.11016 | 0.11016 | 0.97642 | -0.45295 | 0.97825 | -0.41696 | 30.2627
116 | 0.072263 | 0.018196 | -0.072228 | -0.018174 | 3.4746e-05 | 2.2142e-05 | 0.11016 | 0.11016 | 0.11016 | 0.97642 | -0.45295 | 0.9759 | -0.46301 | 30.2627
117 | -0.072387 | -0.018275 | 0.072397 | 0.018281 | 9.4536e-06 | 6.0242e-06 | 0.11016 | 0.11016 | 0.11016 | 0.97825 | -0.41696 | 0.97839 | -0.41424 | 30.2626
118 | 0.062594 | 0.015759 | -0.062525 | -0.015715 | 6.921e-05 | 4.4041e-05 | 0.095467 | 0.095467 | 0.095467 | 0.9759 | -0.46301 | 0.97472 | -0.48617 | 26.2272
119 | -0.079442 | -0.020047 | 0.07955 | 0.020116 | 0.00010787 | 6.8792e-05 | 0.12087 | 0.12087 | 0.12087 | 0.97839 | -0.41424 | 0.97984 | -0.38593 | 33.2064
120 | -0.013571 | -0.0034012 | 0.013576 | 0.0034041 | 5.2166e-06 | 2.939e-06 | 0.020776 | 0.020776 | 0.020776 | 0.97199 | -0.54011 | 0.9724 | -0.53204 | 5.7076
121 | 0.0049657 | 0.0012445 | -0.0049656 | -0.0012445 | 5.3942e-08 | 3.6715e-09 | 0.0076019 | 0.0076019 | 0.0076019 | 0.97199 | -0.54011 | 0.97198 | -0.54034 | 2.0884
122 | 0.0018364 | 0.00046025 | -0.0018364 | -0.00046025 | 2.4912e-09 | -8.8232e-09 | 0.0028114 | 0.0028114 | 0.0028114 | 0.97198 | -0.54034 | 0.97198 | -0.54036 | 0.77237
123 | -0.036417 | -0.009145 | 0.036425 | 0.0091502 | 8.1477e-06 | 5.1275e-06 | 0.0557 | 0.0557 | 0.0557 | 0.97299 | -0.52034 | 0.97323 | -0.51565 | 15.3021
124 | -0.037893 | -0.009518 | 0.037902 | 0.0095238 | 9.3067e-06 | 5.8644e-06 | 0.057944 | 0.057944 | 0.057944 | 0.97323 | -0.51565 | 0.97349 | -0.51051 | 15.9186
125 | -0.040695 | -0.010224 | 0.040742 | 0.010254 | 4.7337e-05 | 2.9889e-05 | 0.062212 | 0.062212 | 0.062212 | 0.97349 | -0.51051 | 0.97472 | -0.48617 | 17.0913
126 | 0.0078613 | 0.0019702 | -0.0078612 | -0.0019702 | 7.5106e-08 | 3.1044e-08 | 0.012055 | 0.012055 | 0.012055 | 0.97034 | -0.57265 | 0.97033 | -0.57286 | 3.3119
127 | 0.23331 | 0.060007 | -0.23296 | -0.059784 | 0.0003501 | 0.00022316 | 0.34887 | 0.34887 | 0.34887 | 0.99668 | -0.062538 | 0.99505 | -0.093458 | 31.9478
128 | -0.23493 | -0.060414 | 0.23509 | 0.060516 | 0.00016001 | 0.000102 | 0.35129 | 0.35129 | 0.35129 | 0.99668 | -0.062538 | 0.99742 | -0.048535 | 32.1697
129 | 0.22834 | 0.058626 | -0.22822 | -0.058554 | 0.0001122 | 7.1508e-05 | 0.34196 | 0.34196 | 0.34196 | 0.99505 | -0.093458 | 0.99451 | -0.10359 | 31.3149
130 | 0.22676 | 0.058188 | -0.22635 | -0.057927 | 0.00041026 | 0.00026146 | 0.33977 | 0.33977 | 0.33977 | 0.99451 | -0.10359 | 0.99255 | -0.14095 | 31.1148
131 | 0.2252 | 0.057638 | -0.2252 | -0.057637 | 2.2019e-06 | 1.4032e-06 | 0.33805 | 0.33805 | 0.33805 | 0.99255 | -0.14095 | 0.99254 | -0.14115 | 30.9568
132 | 0.22206 | 0.05685 | -0.22182 | -0.056695 | 0.00024284 | 0.00015474 | 0.33334 | 0.33334 | 0.33334 | 0.99254 | -0.14115 | 0.99135 | -0.16376 | 30.5255
133 | 0.020115 | 0.0050439 | -0.020111 | -0.005041 | 4.7e-06 | 2.8446e-06 | 0.030814 | 0.030814 | 0.030814 | 0.97141 | -0.55118 | 0.97116 | -0.55609 | 8.4653
134 | 0.013498 | 0.0033838 | -0.013497 | -0.0033828 | 1.7968e-06 | 1.0114e-06 | 0.020682 | 0.020682 | 0.020682 | 0.97116 | -0.55609 | 0.97102 | -0.55888 | 5.682
135 | 0.0073284 | 0.0018369 | -0.0073263 | -0.0018361 | 2.1282e-06 | 8.056e-07 | 0.01123 | 0.01123 | 0.01123 | 0.97102 | -0.55888 | 0.97072 | -0.56498 | 3.0853
136 | -0.2192 | -0.055911 | 0.21943 | 0.056061 | 0.00023629 | 0.00015056 | 0.3299 | 0.3299 | 0.3299 | 0.98972 | -0.1949 | 0.99089 | -0.1726 | 30.2109
137 | 0.2176 | 0.05551 | -0.21744 | -0.055413 | 0.00015242 | 9.7113e-05 | 0.3275 | 0.3275 | 0.3275 | 0.98972 | -0.1949 | 0.98897 | -0.20941 | 29.9908
138 | -0.22058 | -0.056348 | 0.22067 | 0.056408 | 9.4401e-05 | 6.0151e-05 | 0.33162 | 0.33162 | 0.33162 | 0.99089 | -0.1726 | 0.99135 | -0.16376 | 30.3682
139 | 0.0016145 | 0.00040455 | -0.0016145 | -0.00040464 | 1.627e-08 | -8.2302e-08 | 0.0024398 | 0.0024398 | 0.0024398 | 0.98468 | -0.29187 | 0.98467 | -0.29208 | 0.67028
140 | 0.0034147 | 0.00085571 | -0.0034146 | -0.00085578 | 1.1446e-07 | -7.193e-08 | 0.0051657 | 0.0051657 | 0.0051657 | 0.98363 | -0.31279 | 0.98359 | -0.31349 | 1.4192

## res_trafo
| p_hv_mw | q_hv_mvar | p_lv_mw | q_lv_mvar | pl_mw | ql_mvar | i_hv_ka | i_lv_ka | vm_hv_pu | va_hv_degree | vm_lv_pu | va_lv_degree | loading_percent
0 | -1.2729e-15 | -1.3162e-15 | 0.00165 | 1.2699e-07 | 0.00165 | 1.2699e-07 | 5.2857e-17 | 0.0023815 | 0.99998 | 149.9956 | 1 | 0 | 0.2619

## res_ext_grid
| p_mw | q_mvar
0 | 0.39886 | 0.10244

## res_load
| p_mw | q_mvar
0 | 0.0059536 | 0.0014921
1 | 0.0014594 | 0.00036575
2 | 0.0022643 | 0.00056749
3 | 0.0060451 | 0.001515
4 | 0.0011511 | 0.0002885
5 | 0.0045069 | 0.0011295
6 | 0.0015046 | 0.00037709
7 | 0.0014862 | 0.00037247
8 | 0.0092323 | 0.0023138
9 | 0.014238 | 0.0035683
10 | 0.0086108 | 0.0021581
11 | 0.0085736 | 0.0021487
12 | 0.012383 | 0.0031035
13 | 0.0084394 | 0.0021151
14 | 0.0053122 | 0.0013314
15 | 0.00094961 | 0.00023799
16 | 0.0010576 | 0.00026506
17 | 0.0046146 | 0.0011565
18 | 0.0034146 | 0.00085578
19 | 0.0057628 | 0.0014443
20 | 0.0011429 | 0.00028645
21 | 0.0046794 | 0.0011728
22 | 0.0020286 | 0.0005084
23 | 0.0030854 | 0.00077328
24 | 0.0029529 | 0.00074006
25 | 0.0068776 | 0.0017237
26 | 0.0010736 | 0.00026906
27 | 0.0010177 | 0.00025505
28 | 0.0010755 | 0.00026955
29 | 0.0029138 | 0.00073027
30 | 0.0046107 | 0.0011556
31 | 0.00087886 | 0.00022026
32 | 0.0047563 | 0.001192
33 | 0.0036452 | 0.00091356
34 | 0.0023486 | 0.0005886
35 | 0.0025362 | 0.00063564
36 | 0.0013742 | 0.0003444
37 | 0.0026645 | 0.00066779
38 | 0.0047132 | 0.0011812
39 | 0.0043283 | 0.0010848
40 | 0.0032247 | 0.00080818
41 | 0.0040043 | 0.0010036
42 | 0.0010874 | 0.00027253
43 | 0.0059056 | 0.0014801
44 | 0.0028916 | 0.0007247
45 | 0.0010373 | 0.00025998
46 | 0.0012185 | 0.00030538
47 | 0.0011221 | 0.00028122
48 | 0.0010111 | 0.00025342
49 | 0.0030348 | 0.0007606
50 | 0.0081688 | 0.0020473
51 | 0.0059893 | 0.0015011
52 | 0.0013186 | 0.00033048
53 | 0.019084 | 0.0047829
54 | 0.0075653 | 0.001896
55 | 0.0015051 | 0.00037722
56 | 0.0027389 | 0.00068644
57 | 0.0033565 | 0.00084122
58 | 0.0034045 | 0.00085325
59 | 0.0010897 | 0.00027309
60 | 0.0035047 | 0.00087836
61 | 0.009558 | 0.0023955
62 | 0.0028113 | 0.00070459
63 | 0.0024975 | 0.00062593
64 | 0.004646 | 0.0011644
65 | 0.0096339 | 0.0024145
66 | 0.0070455 | 0.0017658
67 | 0.0086053 | 0.0021567
68 | 0.0028682 | 0.00071884
69 | 0.0031292 | 0.00078425
70 | 0.0018364 | 0.00046025
71 | 0.00076747 | 0.00019235
72 | 0.0026354 | 0.0006605
73 | 0.0014675 | 0.0003678
74 | 0.0027926 | 0.0006999
75 | 0.010515 | 0.0026354
76 | 0.0028144 | 0.00070536
77 | 0.0066115 | 0.001657
78 | 0.0017011 | 0.00042632
79 | 0.0025522 | 0.00063963
80 | 0.0016229 | 0.00040674
81 | 0.004622 | 0.0011584
82 | 0.0044001 | 0.0011028
83 | 0.0014602 | 0.00036596
84 | 0.0011511 | 0.00028849
85 | 0.0031416 | 0.00078735
86 | 0.0058966 | 0.0014778
87 | 0.0066124 | 0.0016572
88 | 0.0061681 | 0.0015459
89 | 0.0073263 | 0.0018361
90 | 0.0015989 | 0.00040072
91 | 0.0011441 | 0.00028675
92 | 0.00096141 | 0.00024095
93 | 0.0011447 | 0.0002869
94 | 0.0016139 | 0.00040447
95 | 0.0016145 | 0.00040464
96 | 0.0010188 | 0.00025533
97 | 0.0023373 | 0.00058578
98 | 0.0034146 | 0.00085578

## dtypes
| element | column | dtype
0 | bus | name | object
1 | bus | vn_kv | float64
2 | bus | type | object
3 | bus | zone | object
4 | bus | in_service | bool
5 | load | name | object
6 | load | bus | uint32
7 | load | p_mw | float64
8 | load | q_mvar | float64
9 | load | const_z_percent | float64
10 | load | const_i_percent | float64
11 | load | sn_mva | float64
12 | load | scaling | float64
13 | load | in_service | bool
14 | load | type | object
15 | ext_grid | name | object
16 | ext_grid | bus | uint32
17 | ext_grid | vm_pu | float64
18 | ext_grid | va_degree | float64
19 | ext_grid | slack_weight | float64
20 | ext_grid | in_service | bool
21 | line | name | object
22 | line | std_type | object
23 | line | from_bus | uint32
24 | line | to_bus | uint32
25 | line | length_km | float64
26 | line | r_ohm_per_km | float64
27 | line | x_ohm_per_km | float64
28 | line | c_nf_per_km | float64
29 | line | g_us_per_km | float64
30 | line | max_i_ka | float64
31 | line | df | float64
32 | line | parallel | uint32
33 | line | type | object
34 | line | in_service | bool
35 | trafo | name | object
36 | trafo | std_type | object
37 | trafo | hv_bus | uint32
38 | trafo | lv_bus | uint32
39 | trafo | sn_mva | float64
40 | trafo | vn_hv_kv | float64
41 | trafo | vn_lv_kv | float64
42 | trafo | vk_percent | float64
43 | trafo | vkr_percent | float64
44 | trafo | pfe_kw | float64
45 | trafo | i0_percent | float64
46 | trafo | shift_degree | float64
47 | trafo | tap_side | object
48 | trafo | tap_neutral | int32
49 | trafo | tap_min | int32
50 | trafo | tap_max | int32
51 | trafo | tap_step_percent | float64
52 | trafo | tap_step_degree | float64
53 | trafo | tap_pos | int32
54 | trafo | tap_phase_shifter | bool
55 | trafo | parallel | uint32
56 | trafo | df | float64
57 | trafo | in_service | bool
58 | line_geodata | coords | object
59 | bus_geodata | x | float64
60 | bus_geodata | y | float64
61 | bus_geodata | coords | object
62 | res_bus | vm_pu | float64
63 | res_bus | va_degree | float64
64 | res_bus | p_mw | float64
65 | res_bus | q_mvar | float64
66 | res_line | p_from_mw | float64
67 | res_line | q_from_mvar | float64
68 | res_line | p_to_mw | float64
69 | res_line | q_to_mvar | float64
70 | res_line | pl_mw | float64
71 | res_line | ql_mvar | float64
72 | res_line | i_from_ka | float64
73 | res_line | i_to_ka | float64
74 | res_line | i_ka | float64
75 | res_line | vm_from_pu | float64
76 | res_line | va_from_degree | float64
77 | res_line | vm_to_pu | float64
78 | res_line | va_to_degree | float64
79 | res_line | loading_percent | float64
80 | res_trafo | p_hv_mw | float64
81 | res_trafo | q_hv_mvar | float64
82 | res_trafo | p_lv_mw | float64
83 | res_trafo | q_lv_mvar | float64
84 | res_trafo | pl_mw | float64
85 | res_trafo | ql_mvar | float64
86 | res_trafo | i_hv_ka | float64
87 | res_trafo | i_lv_ka | float64
88 | res_trafo | vm_hv_pu | float64
89 | res_trafo | va_hv_degree | float64
90 | res_trafo | vm_lv_pu | float64
91 | res_trafo | va_lv_degree | float64
92 | res_trafo | loading_percent | float64
93 | res_ext_grid | p_mw | float64
94 | res_ext_grid | q_mvar | float64
95 | res_load | p_mw | float64
96 | res_load | q_mvar | float64

## parameters
| version | format_version | converged | OPF_converged | name | f_hz | sn_mva
0 | 2.14.6 | 2.14.0 | TRUE | FALSE |  | 50 | 1