## bus
| name | vn_kv | type | zone | in_service
0 | bus_LV_230-214_1_2_node_35 | 0.4 | n |  | TRUE
1 | bus_LV_230-214_1_2_node_37 | 0.4 | n |  | TRUE
2 | bus_LV_230-214_1_2_node_128 | 0.4 | n |  | TRUE
3 | bus_LV_230-214_1_2_node_129 | 0.4 | n |  | TRUE
4 | bus_LV_230-214_1_2_node_130 | 0.4 | n |  | TRUE
5 | bus_LV_230-214_1_2_node_46 | 0.4 | n |  | TRUE
6 | bus_LV_230-214_1_2_node_47 | 0.4 | n |  | TRUE
7 | bus_LV_230-214_1_2_node_48 | 0.4 | n |  | TRUE
8 | bus_LV_230-214_1_2_node_49 | 0.4 | n |  | TRUE
9 | bus_LV_230-214_1_2_node_50 | 0.4 | n |  | TRUE
10 | bus_LV_230-214_1_2_node_102 | 0.4 | n |  | TRUE
11 | bus_LV_230-214_1_2_node_51 | 0.4 | n |  | TRUE
12 | bus_LV_230-214_1_2_node_118 | 0.4 | n |  | TRUE
13 | bus_LV_230-214_1_2_node_142 | 0.4 | n |  | TRUE
14 | bus_LV_230-214_1_2_node_85 | 0.4 | n |  | TRUE
15 | bus_LV_230-214_1_2_node_119 | 0.4 | n |  | TRUE
16 | bus_LV_230-214_1_2_node_59 | 0.4 | n |  | TRUE
17 | bus_LV_230-214_1_2_node_60 | 0.4 | n |  | TRUE
18 | bus_LV_230-214_1_2_node_61 | 0.4 | n |  | TRUE
19 | bus_LV_230-214_1_2_node_136 | 0.4 | n |  | TRUE
20 | bus_LV_230-214_1_2_node_137 | 0.4 | n |  | TRUE
21 | bus_LV_230-214_1_2_node_146 | 0.4 | n |  | TRUE
22 | bus_LV_230-214_1_2_node_224 | 0.4 | n |  | TRUE
23 | bus_LV_230-214_1_2_node_62 | 0.4 | n |  | TRUE
24 | bus_LV_230-214_1_2_node_63 | 0.4 | n |  | TRUE
25 | bus_LV_230-214_1_2_node_64 | 0.4 | n |  | TRUE
26 | bus_LV_230-214_1_2_node_65 | 0.4 | n |  | TRUE
27 | bus_LV_230-214_1_2_node_66 | 0.4 | n |  | TRUE
28 | bus_LV_230-214_1_2_node_226 | 0.4 | n |  | TRUE
29 | bus_LV_230-214_1_2_node_155 | 0.4 | n |  | TRUE
30 | bus_LV_230-214_1_2_node_68 | 0.4 | n |  | TRUE
31 | bus_LV_230-214_1_2_node_153 | 0.4 | n |  | TRUE
32 | bus_LV_230-214_1_2_node_67 | 0.4 | n |  | TRUE
33 | bus_LV_230-214_1_2_node_154 | 0.4 | n |  | TRUE
34 | bus_LV_230-214_1_2_node_223 | 0.4 | n |  | TRUE
35 | bus_LV_230-214_1_2_node_208 | 0.4 | n |  | TRUE
36 | bus_LV_230-214_1_2_node_69 | 0.4 | n |  | TRUE
37 | bus_LV_230-214_1_2_node_149 | 0.4 | n |  | TRUE
38 | bus_LV_230-214_1_2_node_207 | 0.4 | n |  | TRUE
39 | bus_LV_230-214_1_2_node_70 | 0.4 | n |  | TRUE
40 | bus_LV_230-214_1_2_node_112 | 0.4 | n |  | TRUE
41 | bus_LV_230-214_1_2_node_227 | 0.4 | n |  | TRUE
42 | bus_LV_230-214_1_2_node_256 | 0.4 | n |  | TRUE
43 | bus_LV_230-214_1_2_node_156 | 0.4 | n |  | TRUE
44 | bus_LV_230-214_1_2_node_222 | 0.4 | n |  | TRUE
45 | bus_LV_230-214_1_2_node_211 | 0.4 | n |  | TRUE
46 | bus_LV_230-214_1_2_node_212 | 0.4 | n |  | TRUE
47 | bus_LV_230-214_1_2_node_210 | 0.4 | n |  | TRUE
48 | bus_LV_230-214_1_2_node_185 | 0.4 | n |  | TRUE
49 | bus_LV_230-214_1_2_node_199 | 0.4 | n |  | TRUE
50 | bus_LV_230-214_1_2_node_110 | 0.4 | n |  | TRUE
51 | bus_LV_230-214_1_2_node_76 | 0.4 | n |  | TRUE
52 | bus_LV_230-214_1_2_node_77 | 0.4 | n |  | TRUE
53 | bus_LV_230-214_1_2_node_78 | 0.4 | n |  | TRUE
54 | bus_LV_230-214_1_2_node_80 | 0.4 | n |  | TRUE
55 | bus_LV_230-214_1_2_node_79 | 0.4 | n |  | TRUE
56 | bus_LV_230-214_1_2_node_254 | 0.4 | n |  | TRUE
57 | bus_LV_230-214_1_2_node_163 | 0.4 | n |  | TRUE
58 | bus_LV_230-214_1_2_node_255 | 0.4 | n |  | TRUE
59 | bus_LV_230-214_1_2_node_253 | 0.4 | n |  | TRUE
60 | bus_LV_230-214_1_2_node_162 | 0.4 | n |  | TRUE
61 | bus_LV_230-214_1_2_node_150 | 0.4 | n |  | TRUE
62 | bus_LV_230-214_1_2_node_140 | 0.4 | n |  | TRUE
63 | bus_LV_230-214_1_2_node_103 | 0.4 | n |  | TRUE
64 | bus_LV_230-214_1_2_node_104 | 0.4 | n |  | TRUE
65 | bus_LV_230-214_1_2_node_105 | 0.4 | n |  | TRUE
66 | bus_LV_230-214_1_2_node_106 | 0.4 | n |  | TRUE
67 | bus_LV_230-214_1_2_node_107 | 0.4 | n |  | TRUE
68 | bus_LV_230-214_1_2_node_111 | 0.4 | n |  | TRUE
69 | bus_LV_230-214_1_2_node_190 | 0.4 | n |  | TRUE
70 | bus_LV_230-214_1_2_node_135 | 0.4 | n |  | TRUE
71 | bus_LV_230-214_1_2_node_109 | 0.4 | n |  | TRUE
72 | bus_LV_230-214_1_2_node_192 | 0.4 | n |  | TRUE
73 | bus_LV_230-214_1_2_node_188 | 0.4 | n |  | TRUE
74 | bus_LV_230-214_1_2_node_108 | 0.4 | n |  | TRUE
75 | bus_LV_230-214_1_2_node_147 | 0.4 | n |  | TRUE
76 | bus_LV_230-214_1_2_node_139 | 0.4 | n |  | TRUE
77 | bus_LV_230-214_1_2_node_141 | 0.4 | n |  | TRUE
78 | bus_LV_230-214_1_2_node_143 | 0.4 | n |  | TRUE
79 | bus_LV_230-214_1_2_node_144 | 0.4 | n |  | TRUE
80 | bus_LV_230-214_1_2_node_248 | 0.4 | n |  | TRUE
81 | bus_LV_230-214_1_2_node_250 | 0.4 | n |  | TRUE
82 | bus_LV_230-214_1_2_node_246 | 0.4 | n |  | TRUE
83 | bus_LV_230-214_1_2_node_178 | 0.4 | n |  | TRUE
84 | bus_LV_230-214_1_2_node_179 | 0.4 | n |  | TRUE
85 | bus_LV_230-214_1_2_node_148 | 0.4 | n |  | TRUE
86 | bus_LV_230-214_1_2_node_186 | 0.4 | n |  | TRUE
87 | bus_LV_230-214_1_2_node_247 | 0.4 | n |  | TRUE
88 | bus_LV_230-214_1_2_node_252 | 0.4 | n |  | TRUE
89 | bus_LV_230-214_1_2_node_168 | 0.4 | n |  | TRUE
90 | bus_LV_230-214_1_2_node_169 | 0.4 | n |  | TRUE
91 | bus_LV_230-214_1_2_node_171 | 0.4 | n |  | TRUE
92 | bus_LV_230-214_1_2_node_218 | 0.4 | n |  | TRUE
93 | bus_LV_230-214_1_2_node_172 | 0.4 | n |  | TRUE
94 | bus_LV_230-214_1_2_node_219 | 0.4 | n |  | TRUE
95 | bus_LV_230-214_1_2_node_216 | 0.4 | n |  | TRUE
96 | bus_LV_230-214_1_2_node_184 | 0.4 | n |  | TRUE
97 | bus_LV_230-214_1_2_node_173 | 0.4 | n |  | TRUE
98 | bus_LV_230-214_1_2_node_174 | 0.4 | n |  | TRUE
99 | bus_LV_230-214_1_2_node_175 | 0.4 | n |  | TRUE
100 | bus_LV_230-214_1_2_node_176 | 0.4 | n |  | TRUE
101 | bus_LV_230-214_1_2_node_177 | 0.4 | n |  | TRUE
102 | bus_LV_230-214_1_2_node_205 | 0.4 | n |  | TRUE
103 | bus_LV_230-214_1_2_node_220 | 0.4 | n |  | TRUE
104 | bus_LV_230-214_1_2_node_215 | 0.4 | n |  | TRUE
105 | bus_LV_230-214_1_2_node_249 | 0.4 | n |  | TRUE
106 | bus_LV_230-214_1_2_node_206 | 0.4 | n |  | TRUE
107 | bus_LV_230-214_1_2_node_266 | 0.4 | n |  | TRUE
108 | bus_LV_230-214_1_2_node_267 | 0.4 | n |  | TRUE
109 | bus_LV_230-214_1_2_node_214 | 0.4 | n |  | TRUE
110 | bus_LV_230-214_1_2_node_268 | 0.4 | n |  | TRUE
111 | bus_LV_230-214_1_2_node_269 | 0.4 | n |  | TRUE
112 | bus_LV_230-214_1_2_node_180 | 0.4 | n |  | TRUE
113 | bus_LV_230-214_1_2_node_181 | 0.4 | n |  | TRUE
114 | bus_LV_230-214_1_2_node_182 | 0.4 | n |  | TRUE
115 | bus_LV_230-214_1_2_node_183 | 0.4 | n |  | TRUE
116 | bus_LV_230-214_1_2_node_187 | 0.4 | n |  | TRUE
117 | bus_LV_230-214_1_2_node_193 | 0.4 | n |  | TRUE
118 | bus_LV_230-214_1_2_node_194 | 0.4 | n |  | TRUE
119 | bus_LV_230-214_1_2_node_189 | 0.4 | n |  | TRUE
120 | bus_LV_230-214_1_2_node_191 | 0.4 | n |  | TRUE
121 | bus_LV_230-214_1_2_node_195 | 0.4 | n |  | TRUE
122 | bus_LV_230-214_1_2_node_196 | 0.4 | n |  | TRUE
123 | bus_LV_230-214_1_2_node_197 | 0.4 | n |  | TRUE
124 | bus_LV_230-214_1_2_node_209 | 0.4 | n |  | TRUE
125 | bus_LV_230-214_1_2_node_200 | 0.4 | n |  | TRUE
126 | bus_LV_230-214_1_2_node_213 | 0.4 | n |  | TRUE
127 | bus_LV_230-214_1_2_node_271 | 0.4 | n |  | TRUE
128 | bus_LV_230-214_1_2_node_270 | 0.4 | n |  | TRUE
129 | bus_LV_230-214_1_2_node_201 | 0.4 | n |  | TRUE
130 | bus_LV_230-214_1_2_node_202 | 0.4 | n |  | TRUE
131 | bus_LV_230-214_1_2_node_203 | 0.4 | n |  | TRUE
132 | bus_LV_230-214_1_2_node_204 | 0.4 | n |  | TRUE
133 | bus_LV_230-214_1_2_node_221 | 0.4 | n |  | TRUE
134 | bus_LV_230-214_1_2_node_217 | 0.4 | n |  | TRUE
135 | bus_LV_230-214_1_2_node_272 | 0.4 | n |  | TRUE
136 | bus_LV_230-214_1_2_node_273 | 0.4 | n |  | TRUE
137 | bus_LV_230-214_1_2_node_274 | 0.4 | n |  | TRUE
138 | bus_LV_230-214_1_2_node_228 | 0.4 | n |  | TRUE
139 | bus_LV_230-214_1_2_node_275 | 0.4 | n |  | TRUE
140 | bus_MV_509_0_node_38 | 20 | n |  | TRUE

## load
| name | bus | p_mw | q_mvar | const_z_percent | const_i_percent | sn_mva | scaling | in_service | type
0 | LV_230-214_1_2_load_35 | 0 | 0.0018158 | 0.00045508 | 0 | 0 |  | 1 | TRUE | wye
1 | LV_230-214_1_2_load_37 | 1 | 0.0018465 | 0.00046278 | 0 | 0 |  | 1 | TRUE | wye
2 | LV_230-214_1_2_load_129 | 3 | 0.0030318 | 0.00075985 | 0 | 0 |  | 1 | TRUE | wye
3 | LV_230-214_1_2_load_130 | 4 | 0.0015044 | 0.00037703 | 0 | 0 |  | 1 | TRUE | wye
4 | LV_230-214_1_2_load_46 | 5 | 0.0011159 | 0.00027966 | 0 | 0 |  | 1 | TRUE | wye
5 | LV_230-214_1_2_load_47 | 6 | 0.0011946 | 0.0002994 | 0 | 0 |  | 1 | TRUE | wye
6 | LV_230-214_1_2_load_49 | 8 | 0.0016983 | 0.00042562 | 0 | 0 |  | 1 | TRUE | wye
7 | LV_230-214_1_2_load_50 | 9 | 0.0021413 | 0.00053666 | 0 | 0 |  | 1 | TRUE | wye
8 | LV_230-214_1_2_load_51 | 11 | 0.0013588 | 0.00034054 | 0 | 0 |  | 1 | TRUE | wye
9 | LV_230-214_1_2_load_118 | 12 | 0.001689 | 0.00042331 | 0 | 0 |  | 1 | TRUE | wye
10 | LV_230-214_1_2_load_85 | 14 | 0.0018393 | 0.00046098 | 0 | 0 |  | 1 | TRUE | wye
11 | LV_230-214_1_2_load_119 | 15 | 0.0031048 | 0.00077814 | 0 | 0 |  | 1 | TRUE | wye
12 | LV_230-214_1_2_load_59 | 16 | 0.0021716 | 0.00054426 | 0 | 0 |  | 1 | TRUE | wye
13 | LV_230-214_1_2_load_60 | 17 | 0.001948 | 0.00048821 | 0 | 0 |  | 1 | TRUE | wye
14 | LV_230-214_1_2_load_136 | 19 | 0.001498 | 0.00037542 | 0 | 0 |  | 1 | TRUE | wye
15 | LV_230-214_1_2_load_137 | 20 | 0.0030688 | 0.00076911 | 0 | 0 |  | 1 | TRUE | wye
16 | LV_230-214_1_2_load_146 | 21 | 0.0016632 | 0.00041684 | 0 | 0 |  | 1 | TRUE | wye
17 | LV_230-214_1_2_load_224 | 22 | 0.0015079 | 0.00037791 | 0 | 0 |  | 1 | TRUE | wye
18 | LV_230-214_1_2_load_62 | 23 | 0.0028409 | 0.000712 | 0 | 0 |  | 1 | TRUE | wye
19 | LV_230-214_1_2_load_63 | 24 | 0.0016766 | 0.00042019 | 0 | 0 |  | 1 | TRUE | wye
20 | LV_230-214_1_2_load_226 | 28 | 0.0016794 | 0.0004209 | 0 | 0 |  | 1 | TRUE | wye
21 | LV_230-214_1_2_load_155 | 29 | 0.0014432 | 0.00036169 | 0 | 0 |  | 1 | TRUE | wye
22 | LV_230-214_1_2_load_153 | 31 | 0.0037277 | 0.00093425 | 0 | 0 |  | 1 | TRUE | wye
23 | LV_230-214_1_2_load_223 | 34 | 0.0015849 | 0.00039722 | 0 | 0 |  | 1 | TRUE | wye
24 | LV_230-214_1_2_load_208 | 35 | 0.0014541 | 0.00036443 | 0 | 0 |  | 1 | TRUE | wye
25 | LV_230-214_1_2_load_207 | 38 | 0.0018212 | 0.00045643 | 0 | 0 |  | 1 | TRUE | wye
26 | LV_230-214_1_2_load_112 | 40 | 0.0018443 | 0.00046222 | 0 | 0 |  | 1 | TRUE | wye
27 | LV_230-214_1_2_load_227 | 41 | 0.0016755 | 0.00041991 | 0 | 0 |  | 1 | TRUE | wye
28 | LV_230-214_1_2_load_256 | 42 | 0.0017467 | 0.00043777 | 0 | 0 |  | 1 | TRUE | wye
29 | LV_230-214_1_2_load_156 | 43 | 0.0020798 | 0.00052124 | 0 | 0 |  | 1 | TRUE | wye
30 | LV_230-214_1_2_load_222 | 44 | 0.0022666 | 0.00056805 | 0 | 0 |  | 1 | TRUE | wye
31 | LV_230-214_1_2_load_212 | 46 | 0.0018331 | 0.00045942 | 0 | 0 |  | 1 | TRUE | wye
32 | LV_230-214_1_2_load_210 | 47 | 0.0034859 | 0.00087365 | 0 | 0 |  | 1 | TRUE | wye
33 | LV_230-214_1_2_load_185 | 48 | 0.0022608 | 0.0005666 | 0 | 0 |  | 1 | TRUE | wye
34 | LV_230-214_1_2_load_110 | 50 | 0.001155 | 0.00028947 | 0 | 0 |  | 1 | TRUE | wye
35 | LV_230-214_1_2_load_76 | 51 | 0.0085909 | 0.0021531 | 0 | 0 |  | 1 | TRUE | wye
36 | LV_230-214_1_2_load_80 | 54 | 0.0027324 | 0.00068481 | 0 | 0 |  | 1 | TRUE | wye
37 | LV_230-214_1_2_load_254 | 56 | 0.0025952 | 0.00065041 | 0 | 0 |  | 1 | TRUE | wye
38 | LV_230-214_1_2_load_255 | 58 | 0.0025952 | 0.00065041 | 0 | 0 |  | 1 | TRUE | wye
39 | LV_230-214_1_2_load_253 | 59 | 0.0015009 | 0.00037617 | 0 | 0 |  | 1 | TRUE | wye
40 | LV_230-214_1_2_load_162 | 60 | 0.0016312 | 0.00040881 | 0 | 0 |  | 1 | TRUE | wye
41 | LV_230-214_1_2_load_150 | 61 | 0.0010666 | 0.00026732 | 0 | 0 |  | 1 | TRUE | wye
42 | LV_230-214_1_2_load_140 | 62 | 0.0015498 | 0.00038842 | 0 | 0 |  | 1 | TRUE | wye
43 | LV_230-214_1_2_load_103 | 63 | 0.0013261 | 0.00033235 | 0 | 0 |  | 1 | TRUE | wye
44 | LV_230-214_1_2_load_104 | 64 | 0.0026937 | 0.00067511 | 0 | 0 |  | 1 | TRUE | wye
45 | LV_230-214_1_2_load_105 | 65 | 0.0018887 | 0.00047336 | 0 | 0 |  | 1 | TRUE | wye
46 | LV_230-214_1_2_load_107 | 67 | 0.0021737 | 0.00054479 | 0 | 0 |  | 1 | TRUE | wye
47 | LV_230-214_1_2_load_111 | 68 | 0.003145 | 0.00078821 | 0 | 0 |  | 1 | TRUE | wye
48 | LV_230-214_1_2_load_135 | 70 | 0.0016905 | 0.00042368 | 0 | 0 |  | 1 | TRUE | wye
49 | LV_230-214_1_2_load_109 | 71 | 0.0018307 | 0.00045881 | 0 | 0 |  | 1 | TRUE | wye
50 | LV_230-214_1_2_load_192 | 72 | 0.0022865 | 0.00057306 | 0 | 0 |  | 1 | TRUE | wye
51 | LV_230-214_1_2_load_188 | 73 | 0.0033977 | 0.00085154 | 0 | 0 |  | 1 | TRUE | wye
52 | LV_230-214_1_2_load_108 | 74 | 0.0014506 | 0.00036355 | 0 | 0 |  | 1 | TRUE | wye
53 | LV_230-214_1_2_load_139 | 76 | 0.0015541 | 0.00038951 | 0 | 0 |  | 1 | TRUE | wye
54 | LV_230-214_1_2_load_143 | 78 | 0.0016526 | 0.00041417 | 0 | 0 |  | 1 | TRUE | wye
55 | LV_230-214_1_2_load_144 | 79 | 0.00083361 | 0.00020892 | 0 | 0 |  | 1 | TRUE | wye
56 | LV_230-214_1_2_load_248 | 80 | 0.0033444 | 0.0008382 | 0 | 0 |  | 1 | TRUE | wye
57 | LV_230-214_1_2_load_250 | 81 | 0.0022206 | 0.00055653 | 0 | 0 |  | 1 | TRUE | wye
58 | LV_230-214_1_2_load_246 | 82 | 0.0013296 | 0.00033323 | 0 | 0 |  | 1 | TRUE | wye
59 | LV_230-214_1_2_load_179 | 84 | 0.0011758 | 0.00029469 | 0 | 0 |  | 1 | TRUE | wye
60 | LV_230-214_1_2_load_148 | 85 | 0.0038834 | 0.00097328 | 0 | 0 |  | 1 | TRUE | wye
61 | LV_230-214_1_2_load_186 | 86 | 0.0015493 | 0.0003883 | 0 | 0 |  | 1 | TRUE | wye
62 | LV_230-214_1_2_load_247 | 87 | 0.0015415 | 0.00038634 | 0 | 0 |  | 1 | TRUE | wye
63 | LV_230-214_1_2_load_252 | 88 | 0.0017995 | 0.00045099 | 0 | 0 |  | 1 | TRUE | wye
64 | LV_230-214_1_2_load_168 | 89 | 0.0029537 | 0.00074028 | 0 | 0 |  | 1 | TRUE | wye
65 | LV_230-214_1_2_load_218 | 92 | 0.0031388 | 0.00078667 | 0 | 0 |  | 1 | TRUE | wye
66 | LV_230-214_1_2_load_172 | 93 | 0.0033978 | 0.00085157 | 0 | 0 |  | 1 | TRUE | wye
67 | LV_230-214_1_2_load_219 | 94 | 0.0033778 | 0.00084656 | 0 | 0 |  | 1 | TRUE | wye
68 | LV_230-214_1_2_load_184 | 96 | 0.0025405 | 0.00063671 | 0 | 0 |  | 1 | TRUE | wye
69 | LV_230-214_1_2_load_173 | 97 | 0.0033921 | 0.00085013 | 0 | 0 |  | 1 | TRUE | wye
70 | LV_230-214_1_2_load_174 | 98 | 0.0033423 | 0.00083766 | 0 | 0 |  | 1 | TRUE | wye
71 | LV_230-214_1_2_load_176 | 100 | 0.0033445 | 0.0008382 | 0 | 0 |  | 1 | TRUE | wye
72 | LV_230-214_1_2_load_205 | 102 | 0.0033825 | 0.00084773 | 0 | 0 |  | 1 | TRUE | wye
73 | LV_230-214_1_2_load_215 | 104 | 0.0042491 | 0.0010649 | 0 | 0 |  | 1 | TRUE | wye
74 | LV_230-214_1_2_load_206 | 106 | 0.0020886 | 0.00052346 | 0 | 0 |  | 1 | TRUE | wye
75 | LV_230-214_1_2_load_266 | 107 | 0.0016488 | 0.00041323 | 0 | 0 |  | 1 | TRUE | wye
76 | LV_230-214_1_2_load_214 | 109 | 0.0019482 | 0.00048828 | 0 | 0 |  | 1 | TRUE | wye
77 | LV_230-214_1_2_load_269 | 111 | 0.0034544 | 0.00086575 | 0 | 0 |  | 1 | TRUE | wye
78 | LV_230-214_1_2_load_180 | 112 | 0.001955 | 0.00048996 | 0 | 0 |  | 1 | TRUE | wye
79 | LV_230-214_1_2_load_181 | 113 | 0.0029549 | 0.00074056 | 0 | 0 |  | 1 | TRUE | wye
80 | LV_230-214_1_2_load_182 | 114 | 0.0028401 | 0.00071179 | 0 | 0 |  | 1 | TRUE | wye
81 | LV_230-214_1_2_load_183 | 115 | 0.0018813 | 0.00047151 | 0 | 0 |  | 1 | TRUE | wye
82 | LV_230-214_1_2_load_187 | 116 | 0.0033756 | 0.000846 | 0 | 0 |  | 1 | TRUE | wye
83 | LV_230-214_1_2_load_193 | 117 | 0.0035724 | 0.00089532 | 0 | 0 |  | 1 | TRUE | wye
84 | LV_230-214_1_2_load_194 | 118 | 0.0012995 | 0.00032567 | 0 | 0 |  | 1 | TRUE | wye
85 | LV_230-214_1_2_load_189 | 119 | 0.0027329 | 0.00068494 | 0 | 0 |  | 1 | TRUE | wye
86 | LV_230-214_1_2_load_191 | 120 | 0.002118 | 0.00053081 | 0 | 0 |  | 1 | TRUE | wye
87 | LV_230-214_1_2_load_195 | 121 | 0.0014352 | 0.00035968 | 0 | 0 |  | 1 | TRUE | wye
88 | LV_230-214_1_2_load_196 | 122 | 0.0051864 | 0.0012998 | 0 | 0 |  | 1 | TRUE | wye
89 | LV_230-214_1_2_load_271 | 127 | 0.0035995 | 0.00090212 | 0 | 0 |  | 1 | TRUE | wye
90 | LV_230-214_1_2_load_270 | 128 | 0.0031077 | 0.00077886 | 0 | 0 |  | 1 | TRUE | wye
91 | LV_230-214_1_2_load_201 | 129 | 0.0017329 | 0.0004343 | 0 | 0 |  | 1 | TRUE | wye
92 | LV_230-214_1_2_load_202 | 130 | 0.00070727 | 0.00017726 | 0 | 0 |  | 1 | TRUE | wye
93 | LV_230-214_1_2_load_204 | 132 | 0.002351 | 0.0005892 | 0 | 0 |  | 1 | TRUE | wye
94 | LV_230-214_1_2_load_221 | 133 | 0.0081249 | 0.0020363 | 0 | 0 |  | 1 | TRUE | wye
95 | LV_230-214_1_2_load_272 | 135 | 0.0018258 | 0.00045758 | 0 | 0 |  | 1 | TRUE | wye
96 | LV_230-214_1_2_load_273 | 136 | 0.0018021 | 0.00045165 | 0 | 0 |  | 1 | TRUE | wye
97 | LV_230-214_1_2_load_274 | 137 | 0.0024619 | 0.00061701 | 0 | 0 |  | 1 | TRUE | wye
98 | LV_230-214_1_2_load_228 | 138 | 0.0041717 | 0.0010455 | 0 | 0 |  | 1 | TRUE | wye
99 | LV_230-214_1_2_load_275 | 139 | 0.0024316 | 0.00060943 | 0 | 0 |  | 1 | TRUE | wye

## ext_grid
| name | bus | vm_pu | va_degree | slack_weight | in_service
0 |  | 40 | 1 | 0 | 1 | TRUE

## line
| name | std_type | from_bus | to_bus | length_km | r_ohm_per_km | x_ohm_per_km | c_nf_per_km | g_us_per_km | max_i_ka | df | parallel | type | in_service
0 | LV_230-214_1_2_line_0 |  | 0 | 1 | 0.017523 | 0.125 | 0.08 | 261 | 0 | 0.364 | 1 | 1 | cs | TRUE
1 | LV_230-214_1_2_line_1 |  | 1 | 2 | 0.015247 | 0.125 | 0.08 | 261 | 0 | 0.364 | 1 | 1 | cs | TRUE
2 | LV_230-214_1_2_line_2 |  | 2 | 3 | 0.031652 | 0.125 | 0.08 | 261 | 0 | 0.364 | 1 | 1 | cs | TRUE
3 | LV_230-214_1_2_line_3 |  | 2 | 4 | 0.0062461 | 0.125 | 0.08 | 261 | 0 | 0.364 | 1 | 1 | cs | TRUE
4 | LV_230-214_1_2_line_4 |  | 3 | 60 | 0.022439 | 0.125 | 0.08 | 261 | 0 | 0.364 | 1 | 1 | cs | TRUE
5 | LV_230-214_1_2_line_5 |  | 4 | 22 | 0.00061049 | 0.125 | 0.08 | 261 | 0 | 0.364 | 1 | 1 | cs | TRUE
6 | LV_230-214_1_2_line_6 |  | 5 | 6 | 0.0010001 | 0.125 | 0.08 | 261 | 0 | 0.364 | 1 | 1 | cs | TRUE
7 | LV_230-214_1_2_line_7 |  | 5 | 7 | 0.026548 | 0.125 | 0.08 | 261 | 0 | 0.364 | 1 | 1 | cs | TRUE
8 | LV_230-214_1_2_line_8 |  | 6 | 8 | 0.022216 | 0.125 | 0.08 | 261 | 0 | 0.364 | 1 | 1 | cs | TRUE
9 | LV_230-214_1_2_line_9 |  | 7 | 9 | 0.0044221 | 0.125 | 0.08 | 261 | 0 | 0.364 | 1 | 1 | cs | TRUE
10 | LV_230-214_1_2_line_10 |  | 8 | 10 | 0.026174 | 0.125 | 0.08 | 261 | 0 | 0.364 | 1 | 1 | cs | TRUE
11 | LV_230-214_1_2_line_11 |  | 10 | 13 | 0.028575 | 0.125 | 0.08 | 261 | 0 | 0.364 | 1 | 1 | cs | TRUE
12 | LV_230-214_1_2_line_12 |  | 10 | 14 | 0.016337 | 0.125 | 0.08 | 261 | 0 | 0.364 | 1 | 1 | cs | TRUE
13 | LV_230-214_1_2_line_13 |  | 11 | 12 | 0.016019 | 0.125 | 0.08 | 261 | 0 | 0.364 | 1 | 1 | cs | TRUE
14 | LV_230-214_1_2_line_14 |  | 12 | 15 | 0.0053541 | 0.125 | 0.08 | 261 | 0 | 0.364 | 1 | 1 | cs | TRUE
15 | LV_230-214_1_2_line_15 |  | 13 | 61 | 0.012888 | 0.125 | 0.08 | 261 | 0 | 0.364 | 1 | 1 | cs | TRUE
16 | LV_230-214_1_2_line_16 |  | 13 | 62 | 0.012142 | 0.125 | 0.08 | 261 | 0 | 0.364 | 1 | 1 | cs | TRUE
17 | LV_230-214_1_2_line_17 |  | 15 | 70 | 0.0035373 | 0.125 | 0.08 | 261 | 0 | 0.364 | 1 | 1 | cs | TRUE
18 | LV_230-214_1_2_line_18 |  | 16 | 17 | 0.0022434 | 0.125 | 0.08 | 261 | 0 | 0.364 | 1 | 1 | cs | TRUE
19 | LV_230-214_1_2_line_19 |  | 17 | 18 | 0.014413 | 0.125 | 0.08 | 261 | 0 | 0.364 | 1 | 1 | cs | TRUE
20 | LV_230-214_1_2_line_20 |  | 18 | 19 | 0.00090931 | 0.125 | 0.08 | 261 | 0 | 0.364 | 1 | 1 | cs | TRUE
21 | LV_230-214_1_2_line_21 |  | 18 | 20 | 0.019811 | 0.125 | 0.08 | 261 | 0 | 0.364 | 1 | 1 | cs | TRUE
22 | LV_230-214_1_2_line_22 |  | 19 | 21 | 0.037142 | 0.125 | 0.08 | 261 | 0 | 0.364 | 1 | 1 | cs | TRUE
23 | LV_230-214_1_2_line_23 |  | 20 | 22 | 0.015924 | 0.125 | 0.08 | 261 | 0 | 0.364 | 1 | 1 | cs | TRUE
24 | LV_230-214_1_2_line_24 |  | 21 | 75 | 0.014382 | 0.125 | 0.08 | 261 | 0 | 0.364 | 1 | 1 | cs | TRUE
25 | LV_230-214_1_2_line_25 |  | 23 | 24 | 0.025508 | 0.125 | 0.08 | 261 | 0 | 0.364 | 1 | 1 | cs | TRUE
26 | LV_230-214_1_2_line_26 |  | 23 | 25 | 0.00985 | 0.125 | 0.08 | 261 | 0 | 0.364 | 1 | 1 | cs | TRUE
27 | LV_230-214_1_2_line_27 |  | 24 | 26 | 0.018017 | 0.125 | 0.08 | 261 | 0 | 0.364 | 1 | 1 | cs | TRUE
28 | LV_230-214_1_2_line_28 |  | 25 | 27 | 0.014346 | 0.125 | 0.08 | 261 | 0 | 0.364 | 1 | 1 | cs | TRUE
29 | LV_230-214_1_2_line_29 |  | 26 | 28 | 0.016235 | 0.125 | 0.08 | 261 | 0 | 0.364 | 1 | 1 | cs | TRUE
30 | LV_230-214_1_2_line_30 |  | 27 | 29 | 0.045704 | 0.125 | 0.08 | 261 | 0 | 0.364 | 1 | 1 | cs | TRUE
31 | LV_230-214_1_2_line_31 |  | 27 | 30 | 0.014809 | 0.125 | 0.08 | 261 | 0 | 0.364 | 1 | 1 | cs | TRUE
32 | LV_230-214_1_2_line_32 |  | 27 | 31 | 0.014246 | 0.125 | 0.08 | 261 | 0 | 0.364 | 1 | 1 | cs | TRUE
33 | LV_230-214_1_2_line_33 |  | 28 | 41 | 0.00055506 | 0.125 | 0.08 | 261 | 0 | 0.364 | 1 | 1 | cs | TRUE
34 | LV_230-214_1_2_line_34 |  | 29 | 42 | 0.0010722 | 0.125 | 0.08 | 261 | 0 | 0.364 | 1 | 1 | cs | TRUE
35 | LV_230-214_1_2_line_35 |  | 30 | 35 | 0.011314 | 0.125 | 0.08 | 261 | 0 | 0.364 | 1 | 1 | cs | TRUE
36 | LV_230-214_1_2_line_36 |  | 31 | 33 | 0.016175 | 0.125 | 0.08 | 261 | 0 | 0.364 | 1 | 1 | cs | TRUE
37 | LV_230-214_1_2_line_37 |  | 32 | 33 | 0.008931 | 0.125 | 0.08 | 261 | 0 | 0.364 | 1 | 1 | cs | TRUE
38 | LV_230-214_1_2_line_38 |  | 32 | 34 | 0.014609 | 0.125 | 0.08 | 261 | 0 | 0.364 | 1 | 1 | cs | TRUE
39 | LV_230-214_1_2_line_39 |  | 33 | 43 | 0.011339 | 0.125 | 0.08 | 261 | 0 | 0.364 | 1 | 1 | cs | TRUE
40 | LV_230-214_1_2_line_40 |  | 34 | 44 | 0.033528 | 0.125 | 0.08 | 261 | 0 | 0.364 | 1 | 1 | cs | TRUE
41 | LV_230-214_1_2_line_41 |  | 35 | 36 | 0.0062283 | 0.125 | 0.08 | 261 | 0 | 0.364 | 1 | 1 | cs | TRUE
42 | LV_230-214_1_2_line_42 |  | 36 | 37 | 0.003977 | 0.125 | 0.08 | 261 | 0 | 0.364 | 1 | 1 | cs | TRUE
43 | LV_230-214_1_2_line_43 |  | 36 | 38 | 0.032612 | 0.125 | 0.08 | 261 | 0 | 0.364 | 1 | 1 | cs | TRUE
44 | LV_230-214_1_2_line_44 |  | 37 | 48 | 0.0046467 | 0.125 | 0.08 | 261 | 0 | 0.364 | 1 | 1 | cs | TRUE
45 | LV_230-214_1_2_line_45 |  | 37 | 39 | 0.009733 | 0.125 | 0.08 | 261 | 0 | 0.364 | 1 | 1 | cs | TRUE
46 | LV_230-214_1_2_line_46 |  | 38 | 49 | 0.021143 | 0.125 | 0.08 | 261 | 0 | 0.364 | 1 | 1 | cs | TRUE
47 | LV_230-214_1_2_line_47 |  | 39 | 40 | 0.026823 | 0.125 | 0.08 | 261 | 0 | 0.364 | 1 | 1 | cs | TRUE
48 | LV_230-214_1_2_line_48 |  | 40 | 50 | 0.01103 | 0.125 | 0.08 | 261 | 0 | 0.364 | 1 | 1 | cs | TRUE
49 | LV_230-214_1_2_line_49 |  | 41 | 138 | 0.021462 | 0.125 | 0.08 | 261 | 0 | 0.364 | 1 | 1 | cs | TRUE
50 | LV_230-214_1_2_line_50 |  | 43 | 88 | 0.0012649 | 0.125 | 0.08 | 261 | 0 | 0.364 | 1 | 1 | cs | TRUE
51 | LV_230-214_1_2_line_51 |  | 44 | 133 | 0.032577 | 0.125 | 0.08 | 261 | 0 | 0.364 | 1 | 1 | cs | TRUE
52 | LV_230-214_1_2_line_52 |  | 45 | 46 | 0.011621 | 0.125 | 0.08 | 261 | 0 | 0.364 | 1 | 1 | cs | TRUE
53 | LV_230-214_1_2_line_53 |  | 45 | 47 | 0.025507 | 0.125 | 0.08 | 261 | 0 | 0.364 | 1 | 1 | cs | TRUE
54 | LV_230-214_1_2_line_54 |  | 47 | 125 | 0.018721 | 0.125 | 0.08 | 261 | 0 | 0.364 | 1 | 1 | cs | TRUE
55 | LV_230-214_1_2_line_55 |  | 48 | 86 | 0.016891 | 0.125 | 0.08 | 261 | 0 | 0.364 | 1 | 1 | cs | TRUE
56 | LV_230-214_1_2_line_56 |  | 49 | 124 | 0.018186 | 0.125 | 0.08 | 261 | 0 | 0.364 | 1 | 1 | cs | TRUE
57 | LV_230-214_1_2_line_57 |  | 49 | 123 | 0.046322 | 0.125 | 0.08 | 261 | 0 | 0.364 | 1 | 1 | cs | TRUE
58 | LV_230-214_1_2_line_58 |  | 50 | 74 | 0.010463 | 0.125 | 0.08 | 261 | 0 | 0.364 | 1 | 1 | cs | TRUE
59 | LV_230-214_1_2_line_59 |  | 51 | 52 | 0.018214 | 0.125 | 0.08 | 261 | 0 | 0.364 | 1 | 1 | cs | TRUE
60 | LV_230-214_1_2_line_60 |  | 51 | 53 | 0.0092511 | 0.125 | 0.08 | 261 | 0 | 0.364 | 1 | 1 | cs | TRUE
61 | LV_230-214_1_2_line_61 |  | 52 | 54 | 0.0098858 | 0.125 | 0.08 | 261 | 0 | 0.364 | 1 | 1 | cs | TRUE
62 | LV_230-214_1_2_line_62 |  | 53 | 55 | 0.016554 | 0.125 | 0.08 | 261 | 0 | 0.364 | 1 | 1 | cs | TRUE
63 | LV_230-214_1_2_line_63 |  | 54 | 57 | 0.016108 | 0.125 | 0.08 | 261 | 0 | 0.364 | 1 | 1 | cs | TRUE
64 | LV_230-214_1_2_line_64 |  | 55 | 56 | 0.0052616 | 0.125 | 0.08 | 261 | 0 | 0.364 | 1 | 1 | cs | TRUE
65 | LV_230-214_1_2_line_65 |  | 56 | 58 | 0.0014136 | 0.125 | 0.08 | 261 | 0 | 0.364 | 1 | 1 | cs | TRUE
66 | LV_230-214_1_2_line_66 |  | 57 | 59 | 0.0056145 | 0.125 | 0.08 | 261 | 0 | 0.364 | 1 | 1 | cs | TRUE
67 | LV_230-214_1_2_line_67 |  | 57 | 60 | 0.0027591 | 0.125 | 0.08 | 261 | 0 | 0.364 | 1 | 1 | cs | TRUE
68 | LV_230-214_1_2_line_68 |  | 59 | 88 | 0.016921 | 0.125 | 0.08 | 261 | 0 | 0.364 | 1 | 1 | cs | TRUE
69 | LV_230-214_1_2_line_69 |  | 61 | 82 | 0.012615 | 0.125 | 0.08 | 261 | 0 | 0.364 | 1 | 1 | cs | TRUE
70 | LV_230-214_1_2_line_70 |  | 62 | 76 | 0.02132 | 0.125 | 0.08 | 261 | 0 | 0.364 | 1 | 1 | cs | TRUE
71 | LV_230-214_1_2_line_71 |  | 63 | 64 | 0.0053133 | 0.125 | 0.08 | 261 | 0 | 0.364 | 1 | 1 | cs | TRUE
72 | LV_230-214_1_2_line_72 |  | 63 | 65 | 0.0048329 | 0.125 | 0.08 | 261 | 0 | 0.364 | 1 | 1 | cs | TRUE
73 | LV_230-214_1_2_line_73 |  | 64 | 66 | 0.012685 | 0.125 | 0.08 | 261 | 0 | 0.364 | 1 | 1 | cs | TRUE
74 | LV_230-214_1_2_line_74 |  | 65 | 67 | 0.0014943 | 0.125 | 0.08 | 261 | 0 | 0.364 | 1 | 1 | cs | TRUE
75 | LV_230-214_1_2_line_75 |  | 66 | 68 | 0.013697 | 0.125 | 0.08 | 261 | 0 | 0.364 | 1 | 1 | cs | TRUE
76 | LV_230-214_1_2_line_76 |  | 66 | 69 | 0.010499 | 0.125 | 0.08 | 261 | 0 | 0.364 | 1 | 1 | cs | TRUE
77 | LV_230-214_1_2_line_77 |  | 67 | 70 | 0.016061 | 0.125 | 0.08 | 261 | 0 | 0.364 | 1 | 1 | cs | TRUE
78 | LV_230-214_1_2_line_78 |  | 68 | 71 | 0.0034796 | 0.125 | 0.08 | 261 | 0 | 0.364 | 1 | 1 | cs | TRUE
79 | LV_230-214_1_2_line_79 |  | 69 | 72 | 0.022028 | 0.125 | 0.08 | 261 | 0 | 0.364 | 1 | 1 | cs | TRUE
80 | LV_230-214_1_2_line_80 |  | 69 | 73 | 0.013721 | 0.125 | 0.08 | 261 | 0 | 0.364 | 1 | 1 | cs | TRUE
81 | LV_230-214_1_2_line_81 |  | 71 | 74 | 0.0076879 | 0.125 | 0.08 | 261 | 0 | 0.364 | 1 | 1 | cs | TRUE
82 | LV_230-214_1_2_line_82 |  | 72 | 115 | 0.021214 | 0.125 | 0.08 | 261 | 0 | 0.364 | 1 | 1 | cs | TRUE
83 | LV_230-214_1_2_line_83 |  | 73 | 119 | 0.0046268 | 0.125 | 0.08 | 261 | 0 | 0.364 | 1 | 1 | cs | TRUE
84 | LV_230-214_1_2_line_84 |  | 75 | 85 | 0.026128 | 0.125 | 0.08 | 261 | 0 | 0.364 | 1 | 1 | cs | TRUE
85 | LV_230-214_1_2_line_85 |  | 76 | 77 | 0.0082734 | 0.125 | 0.08 | 261 | 0 | 0.364 | 1 | 1 | cs | TRUE
86 | LV_230-214_1_2_line_86 |  | 77 | 78 | 0.012655 | 0.125 | 0.08 | 261 | 0 | 0.364 | 1 | 1 | cs | TRUE
87 | LV_230-214_1_2_line_87 |  | 77 | 79 | 0.016688 | 0.125 | 0.08 | 261 | 0 | 0.364 | 1 | 1 | cs | TRUE
88 | LV_230-214_1_2_line_88 |  | 78 | 80 | 0.0023246 | 0.125 | 0.08 | 261 | 0 | 0.364 | 1 | 1 | cs | TRUE
89 | LV_230-214_1_2_line_89 |  | 79 | 81 | 0.022704 | 0.125 | 0.08 | 261 | 0 | 0.364 | 1 | 1 | cs | TRUE
90 | LV_230-214_1_2_line_90 |  | 80 | 83 | 0.024863 | 0.125 | 0.08 | 261 | 0 | 0.364 | 1 | 1 | cs | TRUE
91 | LV_230-214_1_2_line_91 |  | 81 | 84 | 0.050344 | 0.125 | 0.08 | 261 | 0 | 0.364 | 1 | 1 | cs | TRUE
92 | LV_230-214_1_2_line_92 |  | 82 | 87 | 0.013197 | 0.125 | 0.08 | 261 | 0 | 0.364 | 1 | 1 | cs | TRUE
93 | LV_230-214_1_2_line_93 |  | 83 | 105 | 0.01503 | 0.125 | 0.08 | 261 | 0 | 0.364 | 1 | 1 | cs | TRUE
94 | LV_230-214_1_2_line_94 |  | 83 | 99 | 0.002855 | 0.125 | 0.08 | 261 | 0 | 0.364 | 1 | 1 | cs | TRUE
95 | LV_230-214_1_2_line_95 |  | 86 | 116 | 0.022086 | 0.125 | 0.08 | 261 | 0 | 0.364 | 1 | 1 | cs | TRUE
96 | LV_230-214_1_2_line_96 |  | 89 | 90 | 0.023338 | 0.125 | 0.08 | 261 | 0 | 0.364 | 1 | 1 | cs | TRUE
97 | LV_230-214_1_2_line_97 |  | 90 | 91 | 0.028859 | 0.125 | 0.08 | 261 | 0 | 0.364 | 1 | 1 | cs | TRUE
98 | LV_230-214_1_2_line_98 |  | 91 | 92 | 0.011278 | 0.125 | 0.08 | 261 | 0 | 0.364 | 1 | 1 | cs | TRUE
99 | LV_230-214_1_2_line_99 |  | 92 | 95 | 0.030771 | 0.125 | 0.08 | 261 | 0 | 0.364 | 1 | 1 | cs | TRUE
100 | LV_230-214_1_2_line_100 |  | 93 | 94 | 0.020612 | 0.125 | 0.08 | 261 | 0 | 0.364 | 1 | 1 | cs | TRUE
101 | LV_230-214_1_2_line_101 |  | 94 | 96 | 0.01049 | 0.125 | 0.08 | 261 | 0 | 0.364 | 1 | 1 | cs | TRUE
102 | LV_230-214_1_2_line_102 |  | 95 | 134 | 0.01447 | 0.125 | 0.08 | 261 | 0 | 0.364 | 1 | 1 | cs | TRUE
103 | LV_230-214_1_2_line_103 |  | 95 | 109 | 0.0045806 | 0.125 | 0.08 | 261 | 0 | 0.364 | 1 | 1 | cs | TRUE
104 | LV_230-214_1_2_line_104 |  | 96 | 114 | 0.014219 | 0.125 | 0.08 | 261 | 0 | 0.364 | 1 | 1 | cs | TRUE
105 | LV_230-214_1_2_line_105 |  | 97 | 98 | 0.0063051 | 0.125 | 0.08 | 261 | 0 | 0.364 | 1 | 1 | cs | TRUE
106 | LV_230-214_1_2_line_106 |  | 97 | 99 | 0.017787 | 0.125 | 0.08 | 261 | 0 | 0.364 | 1 | 1 | cs | TRUE
107 | LV_230-214_1_2_line_107 |  | 98 | 100 | 8.8566e-06 | 0.125 | 0.08 | 261 | 0 | 0.364 | 1 | 1 | cs | TRUE
108 | LV_230-214_1_2_line_108 |  | 99 | 101 | 0.038116 | 0.125 | 0.08 | 261 | 0 | 0.364 | 1 | 1 | cs | TRUE
109 | LV_230-214_1_2_line_109 |  | 100 | 102 | 0.013676 | 0.125 | 0.08 | 261 | 0 | 0.364 | 1 | 1 | cs | TRUE
110 | LV_230-214_1_2_line_110 |  | 101 | 103 | 0.01577 | 0.125 | 0.08 | 261 | 0 | 0.364 | 1 | 1 | cs | TRUE
111 | LV_230-214_1_2_line_111 |  | 101 | 104 | 0.010035 | 0.125 | 0.08 | 261 | 0 | 0.364 | 1 | 1 | cs | TRUE
112 | LV_230-214_1_2_line_112 |  | 102 | 106 | 0.0031866 | 0.125 | 0.08 | 261 | 0 | 0.364 | 1 | 1 | cs | TRUE
113 | LV_230-214_1_2_line_113 |  | 103 | 107 | 0.004617 | 0.125 | 0.08 | 261 | 0 | 0.364 | 1 | 1 | cs | TRUE
114 | LV_230-214_1_2_line_114 |  | 103 | 108 | 0.012828 | 0.125 | 0.08 | 261 | 0 | 0.364 | 1 | 1 | cs | TRUE
115 | LV_230-214_1_2_line_115 |  | 104 | 109 | 0.025922 | 0.125 | 0.08 | 261 | 0 | 0.364 | 1 | 1 | cs | TRUE
116 | LV_230-214_1_2_line_116 |  | 105 | 110 | 0.013656 | 0.125 | 0.08 | 261 | 0 | 0.364 | 1 | 1 | cs | TRUE
117 | LV_230-214_1_2_line_117 |  | 105 | 111 | 0.00602 | 0.125 | 0.08 | 261 | 0 | 0.364 | 1 | 1 | cs | TRUE
118 | LV_230-214_1_2_line_118 |  | 106 | 120 | 6.0574e-05 | 0.125 | 0.08 | 261 | 0 | 0.364 | 1 | 1 | cs | TRUE
119 | LV_230-214_1_2_line_119 |  | 108 | 136 | 0.00493 | 0.125 | 0.08 | 261 | 0 | 0.364 | 1 | 1 | cs | TRUE
120 | LV_230-214_1_2_line_120 |  | 108 | 137 | 0.014616 | 0.125 | 0.08 | 261 | 0 | 0.364 | 1 | 1 | cs | TRUE
121 | LV_230-214_1_2_line_121 |  | 110 | 139 | 0.01728 | 0.125 | 0.08 | 261 | 0 | 0.364 | 1 | 1 | cs | TRUE
122 | LV_230-214_1_2_line_122 |  | 112 | 113 | 0.00036167 | 0.125 | 0.08 | 261 | 0 | 0.364 | 1 | 1 | cs | TRUE
123 | LV_230-214_1_2_line_123 |  | 112 | 114 | 0.015765 | 0.125 | 0.08 | 261 | 0 | 0.364 | 1 | 1 | cs | TRUE
124 | LV_230-214_1_2_line_124 |  | 113 | 115 | 0.0029902 | 0.125 | 0.08 | 261 | 0 | 0.364 | 1 | 1 | cs | TRUE
125 | LV_230-214_1_2_line_125 |  | 116 | 117 | 0.026305 | 0.125 | 0.08 | 261 | 0 | 0.364 | 1 | 1 | cs | TRUE
126 | LV_230-214_1_2_line_126 |  | 117 | 118 | 0.024557 | 0.125 | 0.08 | 261 | 0 | 0.364 | 1 | 1 | cs | TRUE
127 | LV_230-214_1_2_line_127 |  | 118 | 121 | 0.0096821 | 0.125 | 0.08 | 261 | 0 | 0.364 | 1 | 1 | cs | TRUE
128 | LV_230-214_1_2_line_128 |  | 119 | 120 | 0.013259 | 0.125 | 0.08 | 261 | 0 | 0.364 | 1 | 1 | cs | TRUE
129 | LV_230-214_1_2_line_129 |  | 122 | 123 | 0.019125 | 0.125 | 0.08 | 261 | 0 | 0.364 | 1 | 1 | cs | TRUE
130 | LV_230-214_1_2_line_130 |  | 124 | 127 | 0.002078 | 0.125 | 0.08 | 261 | 0 | 0.364 | 1 | 1 | cs | TRUE
131 | LV_230-214_1_2_line_131 |  | 124 | 126 | 0.015705 | 0.125 | 0.08 | 261 | 0 | 0.364 | 1 | 1 | cs | TRUE
132 | LV_230-214_1_2_line_132 |  | 125 | 126 | 0.014492 | 0.125 | 0.08 | 261 | 0 | 0.364 | 1 | 1 | cs | TRUE
133 | LV_230-214_1_2_line_133 |  | 126 | 128 | 0.001708 | 0.125 | 0.08 | 261 | 0 | 0.364 | 1 | 1 | cs | TRUE
134 | LV_230-214_1_2_line_134 |  | 129 | 130 | 0.0015959 | 0.125 | 0.08 | 261 | 0 | 0.364 | 1 | 1 | cs | TRUE
135 | LV_230-214_1_2_line_135 |  | 129 | 131 | 0.025682 | 0.125 | 0.08 | 261 | 0 | 0.364 | 1 | 1 | cs | TRUE
136 | LV_230-214_1_2_line_136 |  | 131 | 132 | 0.022666 | 0.125 | 0.08 | 261 | 0 | 0.364 | 1 | 1 | cs | TRUE
137 | LV_230-214_1_2_line_137 |  | 132 | 133 | 0.033007 | 0.125 | 0.08 | 261 | 0 | 0.364 | 1 | 1 | cs | TRUE
138 | LV_230-214_1_2_line_138 |  | 134 | 135 | 0.004817 | 0.125 | 0.08 | 261 | 0 | 0.364 | 1 | 1 | cs | TRUE

## trafo
| name | std_type | hv_bus | lv_bus | sn_mva | vn_hv_kv | vn_lv_kv | vk_percent | vkr_percent | pfe_kw | i0_percent | shift_degree | tap_side | tap_neutral | tap_min | tap_max | tap_step_percent | tap_step_degree | tap_pos | tap_phase_shifter | parallel | df | in_service
0 | LV_230-214_1_2_trafo_112 | 0.63 MVA 20/0.4 kV | 140 | 40 | 0.63 | 20 | 0.4 | 6 | 1.206 | 1.65 | 0.2619 | 150 | hv | 0 | -2 | 2 | 2.5 | 0 | 0 | FALSE | 1 | 1 | TRUE

## line_geodata
| x0 | y0 | x1 | y1 | x2 | y2 | x3 | y3 | x4 | y4
0 | 2698787.3901 | 1262410.5861 | 2698777.4465 | 1262396.1582
1 | 2698768.7943 | 1262383.6039 | 2698777.4465 | 1262396.1582
2 | 2698768.7943 | 1262383.6039 | 2698737.5402 | 1262388.6044
3 | 2698768.7943 | 1262383.6039 | 2698766.1204 | 1262377.959
4 | 2698715.3827 | 1262392.1495 | 2698737.5402 | 1262388.6044
5 | 2698766.1204 | 1262377.959 | 2698765.8591 | 1262377.4073
6 | 2698580.3252 | 1262548.1183 | 2698579.4253 | 1262548.5545
7 | 2698604.2147 | 1262536.5392 | 2698580.3252 | 1262548.1183
8 | 2698579.4253 | 1262548.5545 | 2698565.5114 | 1262555.2984 | 2698559.8931 | 1262559.0462
9 | 2698604.2147 | 1262536.5392 | 2698606.3851 | 1262540.3921
10 | 2698537.4454 | 1262572.3782 | 2698545.7993 | 1262568.4474 | 2698559.8931 | 1262559.0462
11 | 2698537.4454 | 1262572.3782 | 2698529.3862 | 1262551.8493 | 2698527.2892 | 1262545.6649
12 | 2698537.4454 | 1262572.3782 | 2698540.6859 | 1262579.1266 | 2698544.5183 | 1262587.1045
13 | 2698583.3354 | 1262491.1023 | 2698584.2548 | 1262493.6157 | 2698589.4808 | 1262505.8925
14 | 2698583.3354 | 1262491.1023 | 2698581.496 | 1262486.0741
15 | 2698527.2892 | 1262545.6649 | 2698521.2311 | 1262548.3773 | 2698514.9931 | 1262548.7737 | 2698514.9931 | 1262548.7737
16 | 2698527.2892 | 1262545.6649 | 2698523.3882 | 1262534.167
17 | 2698580.2807 | 1262482.7522 | 2698581.496 | 1262486.0741
18 | 2698765.2601 | 1262337.2758 | 2698763.2805 | 1262338.3312
19 | 2698750.5619 | 1262345.1124 | 2698763.2805 | 1262338.3312
20 | 2698750.1452 | 1262344.3042 | 2698750.5619 | 1262345.1124
21 | 2698750.5619 | 1262345.1124 | 2698759.0425 | 1262363.0163
22 | 2698750.1452 | 1262344.3042 | 2698738.1103 | 1262320.9625 | 2698733.8018 | 1262310.9716
23 | 2698765.8591 | 1262377.4073 | 2698759.0425 | 1262363.0163
24 | 2698728.1067 | 1262297.7654 | 2698733.8018 | 1262310.9716
25 | 2698667.5332 | 1262449.5257 | 2698653.6343 | 1262428.1373
26 | 2698648.2671 | 1262419.878 | 2698653.6343 | 1262428.1373
27 | 2698677.3513 | 1262464.6332 | 2698671.9444 | 1262456.3139 | 2698667.5332 | 1262449.5257
28 | 2698658.1265 | 1262421.4771 | 2698654.7861 | 1262415.75 | 2698648.2671 | 1262419.878
29 | 2698677.3513 | 1262464.6332 | 2698663.8145 | 1262473.5966
30 | 2698658.1265 | 1262421.4771 | 2698657.4992 | 1262423.8463 | 2698657.9886 | 1262426.579 | 2698659.4335 | 1262429.3943 | 2698680.1305 | 1262460.4405
31 | 2698650.6617 | 1262408.6865 | 2698654.7861 | 1262415.75 | 2698658.1265 | 1262421.4771
32 | 2698658.1265 | 1262421.4771 | 2698660.2509 | 1262418.3433 | 2698662.9484 | 1262416.5423 | 2698669.2757 | 1262413.0712
33 | 2698663.3517 | 1262473.903 | 2698663.8145 | 1262473.5966
34 | 2698680.7252 | 1262461.3326 | 2698680.1305 | 1262460.4405
35 | 2698650.6617 | 1262408.6865 | 2698647.8759 | 1262408.1063 | 2698644.2224 | 1262405.7879 | 2698641.7964 | 1262402.4308
36 | 2698679.0464 | 1262402.8218 | 2698679.2758 | 1262407.5851 | 2698669.2757 | 1262413.0712
37 | 2698670.5163 | 1262405.5484 | 2698679.0464 | 1262402.8218
38 | 2698670.5163 | 1262405.5484 | 2698666.057 | 1262391.6366
39 | 2698679.0464 | 1262402.8218 | 2698689.8461 | 1262399.365
40 | 2698666.057 | 1262391.6366 | 2698660.8188 | 1262375.2952 | 2698655.826 | 1262359.7075
41 | 2698637.0374 | 1262403.3216 | 2698640.7166 | 1262400.9366 | 2698641.7964 | 1262402.4308
42 | 2698633.6933 | 1262405.4898 | 2698637.0374 | 1262403.3216
43 | 2698637.0374 | 1262403.3216 | 2698628.7058 | 1262390.5389 | 2698619.2407 | 1262375.9941
44 | 2698633.6933 | 1262405.4898 | 2698631.1225 | 1262401.619
45 | 2698633.6933 | 1262405.4898 | 2698635.3378 | 1262408.0861 | 2698635.1137 | 1262414.7433
46 | 2698607.7088 | 1262358.2735 | 2698619.2407 | 1262375.9941
47 | 2698635.1137 | 1262414.7433 | 2698631.3236 | 1262416.9931 | 2698618.6233 | 1262422.1856 | 2698610.6562 | 1262425.6671
48 | 2698600.549 | 1262430.0837 | 2698610.6562 | 1262425.6671
49 | 2698645.4572 | 1262485.7518 | 2698663.3517 | 1262473.903
50 | 2698691.0508 | 1262398.9794 | 2698689.8461 | 1262399.365
51 | 2698645.8888 | 1262328.683 | 2698647.426 | 1262333.482 | 2698655.826 | 1262359.7075
52 | 2698648.2886 | 1262384.2825 | 2698657.7529 | 1262377.5014
53 | 2698657.7529 | 1262377.5014 | 2698650.1764 | 1262353.1457
54 | 2698644.6156 | 1262335.2699 | 2698650.1764 | 1262353.1457
55 | 2698621.7865 | 1262387.5429 | 2698624.3656 | 1262391.445 | 2698631.1225 | 1262401.619
56 | 2698619.9714 | 1262347.7137 | 2698614.9665 | 1262350.9662 | 2698616.1588 | 1262352.6653 | 2698607.7088 | 1262358.2735
57 | 2698607.7088 | 1262358.2735 | 2698588.438 | 1262328.6613 | 2698583.1591 | 1262318.9765
58 | 2698600.549 | 1262430.0837 | 2698590.9619 | 1262434.2731
59 | 2698723.172 | 1262416.3581 | 2698735.9219 | 1262422.6427 | 2698739.4423 | 1262420.7444
60 | 2698744.1696 | 1262428.6965 | 2698739.4423 | 1262420.7444
61 | 2698723.172 | 1262416.3581 | 2698719.1734 | 1262407.317
62 | 2698734.6866 | 1262441.1039 | 2698740.8681 | 1262436.8814 | 2698743.1415 | 1262429.3465 | 2698744.1696 | 1262428.6965
63 | 2698712.6582 | 1262392.5854 | 2698719.1734 | 1262407.317
64 | 2698734.6866 | 1262441.1039 | 2698736.7561 | 1262445.9415
65 | 2698736.7561 | 1262445.9415 | 2698737.3121 | 1262447.2412
66 | 2698712.6582 | 1262392.5854 | 2698707.2614 | 1262394.1339
67 | 2698712.6582 | 1262392.5854 | 2698715.3827 | 1262392.1495
68 | 2698691.0508 | 1262398.9794 | 2698696.9097 | 1262397.1041 | 2698707.2614 | 1262394.1339
69 | 2698514.9931 | 1262548.7737 | 2698508.7897 | 1262552.9738 | 2698503.6673 | 1262552.8885
70 | 2698516.5384 | 1262513.9772 | 2698523.3882 | 1262534.167
71 | 2698571.7912 | 1262456.388 | 2698573.3798 | 1262461.4583
72 | 2698574.8248 | 1262466.0701 | 2698573.3798 | 1262461.4583
73 | 2698568.1775 | 1262444.2295 | 2698570.7932 | 1262453.2027 | 2698571.7912 | 1262456.388
74 | 2698574.8248 | 1262466.0701 | 2698575.2716 | 1262467.4961
75 | 2698568.1775 | 1262444.2295 | 2698580.7287 | 1262438.7449
76 | 2698565.2336 | 1262434.15 | 2698568.1775 | 1262444.2295
77 | 2698575.2716 | 1262467.4961 | 2698578.6843 | 1262478.3882 | 2698580.2807 | 1262482.7522
78 | 2698583.9172 | 1262437.3516 | 2698580.7287 | 1262438.7449
79 | 2698565.2336 | 1262434.15 | 2698559.1095 | 1262412.99
80 | 2698565.2336 | 1262434.15 | 2698552.885 | 1262440.1308
81 | 2698583.9172 | 1262437.3516 | 2698590.9619 | 1262434.2731
82 | 2698552.0944 | 1262393.0014 | 2698556.2851 | 1262403.2311 | 2698559.1095 | 1262412.99
83 | 2698548.7209 | 1262442.1476 | 2698552.885 | 1262440.1308
84 | 2698728.1067 | 1262297.7654 | 2698718.4299 | 1262273.4951
85 | 2698513.8802 | 1262506.1424 | 2698516.5384 | 1262513.9772
86 | 2698513.8802 | 1262506.1424 | 2698512.0272 | 1262500.6849 | 2698509.7585 | 1262494.1773
87 | 2698513.8802 | 1262506.1424 | 2698506.9018 | 1262509.8181 | 2698500.6638 | 1262510.2146 | 2698498.553 | 1262511.6455
88 | 2698508.9933 | 1262491.9822 | 2698509.7585 | 1262494.1773
89 | 2698498.553 | 1262511.6455 | 2698494.4679 | 1262514.4148 | 2698489.3455 | 1262514.3295 | 2698482.3326 | 1262518.7274 | 2698477.9722 | 1262518.4772
90 | 2698500.8089 | 1262468.505 | 2698508.9933 | 1262491.9822
91 | 2698477.9722 | 1262518.4772 | 2698427.8327 | 1262523.0142
92 | 2698491.739 | 1262556.9932 | 2698496.6621 | 1262557.2754 | 2698503.6673 | 1262552.8885
93 | 2698500.8089 | 1262468.505 | 2698493.7069 | 1262471.9118 | 2698487.4688 | 1262472.3082 | 2698486.6914 | 1262472.8402
94 | 2698499.8667 | 1262465.8093 | 2698500.8089 | 1262468.505
95 | 2698621.7865 | 1262387.5429 | 2698609.6086 | 1262369.1176
96 | 2698455.0382 | 1262323.4797 | 2698476.3004 | 1262313.8578
97 | 2698455.0382 | 1262323.4797 | 2698463.0761 | 1262351.2029
98 | 2698463.0761 | 1262351.2029 | 2698466.2146 | 1262362.0357
99 | 2698473.2506 | 1262391.7833 | 2698469.7579 | 1262382.0727 | 2698468.8904 | 1262371.2717 | 2698466.2146 | 1262362.0357
100 | 2698529.5122 | 1262355.6044 | 2698517.116 | 1262339.1372
101 | 2698535.7809 | 1262364.0146 | 2698535.1477 | 1262363.0905 | 2698529.5122 | 1262355.6044
102 | 2698473.2506 | 1262391.7833 | 2698465.9453 | 1262395.6315 | 2698459.7071 | 1262396.028
103 | 2698473.2506 | 1262391.7833 | 2698474.7999 | 1262396.0939
104 | 2698535.7809 | 1262364.0146 | 2698541.6064 | 1262372.5169 | 2698543.5255 | 1262375.9259
105 | 2698521.5494 | 1262455.3077 | 2698515.8748 | 1262458.0561
106 | 2698499.8667 | 1262465.8093 | 2698515.8748 | 1262458.0561
107 | 2698521.5494 | 1262455.3077 | 2698521.5574 | 1262455.3038
108 | 2698499.8667 | 1262465.8093 | 2698486.9618 | 1262429.9317
109 | 2698521.5574 | 1262455.3038 | 2698533.8657 | 1262449.3425
110 | 2698486.9618 | 1262429.9317 | 2698479.7109 | 1262433.2248 | 2698473.4728 | 1262433.6213 | 2698472.1469 | 1262434.511
111 | 2698486.9618 | 1262429.9317 | 2698483.5676 | 1262420.4882
112 | 2698536.7337 | 1262447.9534 | 2698533.8657 | 1262449.3425
113 | 2698472.1469 | 1262434.511 | 2698470.6297 | 1262430.1489
114 | 2698460.586 | 1262438.7109 | 2698462.1544 | 1262437.7362 | 2698467.2769 | 1262437.8216 | 2698472.1469 | 1262434.511
115 | 2698474.7999 | 1262396.0939 | 2698483.5676 | 1262420.4882
116 | 2698474.4372 | 1262477.4955 | 2698476.1505 | 1262476.4232 | 2698481.2729 | 1262476.5085 | 2698486.6914 | 1262472.8402
117 | 2698484.5245 | 1262467.2217 | 2698486.6914 | 1262472.8402
118 | 2698536.7337 | 1262447.9534 | 2698536.7882 | 1262447.927
119 | 2698460.586 | 1262438.7109 | 2698457.7675 | 1262434.6607
120 | 2698450.3053 | 1262437.0718 | 2698451.952 | 1262441.8031 | 2698455.1416 | 1262442.1231 | 2698460.586 | 1262438.7109
121 | 2698463.4188 | 1262474.4652 | 2698464.2218 | 1262480.5391 | 2698469.1375 | 1262480.8211 | 2698474.4372 | 1262477.4955
122 | 2698550.6828 | 1262389.962 | 2698550.8378 | 1262390.2888
123 | 2698543.5255 | 1262375.9259 | 2698546.7 | 1262381.5648 | 2698550.6828 | 1262389.962
124 | 2698552.0944 | 1262393.0014 | 2698551.9047 | 1262392.5382 | 2698550.8378 | 1262390.2888
125 | 2698595.1466 | 1262347.1447 | 2698603.7426 | 1262360.2423 | 2698609.6086 | 1262369.1176
126 | 2698595.1466 | 1262347.1447 | 2698591.3458 | 1262341.3535 | 2698582.2095 | 1262326.2759
127 | 2698577.3034 | 1262317.933 | 2698578.1605 | 1262319.5937 | 2698582.2095 | 1262326.2759
128 | 2698548.7209 | 1262442.1476 | 2698536.7882 | 1262447.927
129 | 2698583.1591 | 1262318.9765 | 2698599.186 | 1262308.541
130 | 2698618.7715 | 1262346.0145 | 2698619.9714 | 1262347.7137
131 | 2698632.7529 | 1262341.2771 | 2698620.8768 | 1262348.9965 | 2698619.9714 | 1262347.7137
132 | 2698632.7529 | 1262341.2771 | 2698633.4657 | 1262342.3676 | 2698644.6156 | 1262335.2699
133 | 2698631.8123 | 1262339.8491 | 2698632.7529 | 1262341.2771
134 | 2698660.4435 | 1262269.5801 | 2698658.8728 | 1262269.8629
135 | 2698633.5975 | 1262274.4141 | 2698658.8728 | 1262269.8629
136 | 2698633.5975 | 1262274.4141 | 2698636.4875 | 1262290.431 | 2698637.9794 | 1262296.6453
137 | 2698645.8888 | 1262328.683 | 2698645.0195 | 1262325.9691 | 2698637.9794 | 1262296.6453
138 | 2698459.7071 | 1262396.028 | 2698457.7232 | 1262391.6358

## bus_geodata
| x | y | coords
0 | 2698787.3901 | 1262410.5861
1 | 2698777.4465 | 1262396.1582
2 | 2698768.7943 | 1262383.6039
3 | 2698737.5402 | 1262388.6044
4 | 2698766.1204 | 1262377.959
5 | 2698580.3252 | 1262548.1183
6 | 2698579.4253 | 1262548.5545
7 | 2698604.2147 | 1262536.5392
8 | 2698559.8931 | 1262559.0462
9 | 2698606.3851 | 1262540.3921
10 | 2698537.4454 | 1262572.3782
11 | 2698589.4808 | 1262505.8925
12 | 2698583.3354 | 1262491.1023
13 | 2698527.2892 | 1262545.6649
14 | 2698544.5183 | 1262587.1045
15 | 2698581.496 | 1262486.0741
16 | 2698765.2601 | 1262337.2758
17 | 2698763.2805 | 1262338.3312
18 | 2698750.5619 | 1262345.1124
19 | 2698750.1451 | 1262344.3042
20 | 2698759.0425 | 1262363.0163
21 | 2698733.8018 | 1262310.9716
22 | 2698765.8591 | 1262377.4073
23 | 2698653.6343 | 1262428.1373
24 | 2698667.5332 | 1262449.5257
25 | 2698648.2671 | 1262419.878
26 | 2698677.3513 | 1262464.6332
27 | 2698658.1265 | 1262421.4771
28 | 2698663.8145 | 1262473.5966
29 | 2698680.1305 | 1262460.4405
30 | 2698650.6617 | 1262408.6865
31 | 2698669.2757 | 1262413.0712
32 | 2698670.5163 | 1262405.5484
33 | 2698679.0464 | 1262402.8218
34 | 2698666.057 | 1262391.6366
35 | 2698641.7964 | 1262402.4308
36 | 2698637.0374 | 1262403.3216
37 | 2698633.6933 | 1262405.4898
38 | 2698619.2407 | 1262375.9941
39 | 2698635.1137 | 1262414.7433
40 | 2698610.6562 | 1262425.6671
41 | 2698663.3517 | 1262473.903
42 | 2698680.7252 | 1262461.3326
43 | 2698689.8461 | 1262399.365
44 | 2698655.826 | 1262359.7075
45 | 2698657.7529 | 1262377.5014
46 | 2698648.2886 | 1262384.2825
47 | 2698650.1764 | 1262353.1457
48 | 2698631.1225 | 1262401.619
49 | 2698607.7088 | 1262358.2735
50 | 2698600.549 | 1262430.0837
51 | 2698739.4423 | 1262420.7444
52 | 2698723.172 | 1262416.3581
53 | 2698744.1696 | 1262428.6965
54 | 2698719.1734 | 1262407.317
55 | 2698734.6866 | 1262441.1039
56 | 2698736.7561 | 1262445.9415
57 | 2698712.6582 | 1262392.5854
58 | 2698737.3121 | 1262447.2412
59 | 2698707.2614 | 1262394.1339
60 | 2698715.3827 | 1262392.1495
61 | 2698514.9931 | 1262548.7737
62 | 2698523.3882 | 1262534.167
63 | 2698573.3798 | 1262461.4583
64 | 2698571.7912 | 1262456.388
65 | 2698574.8248 | 1262466.0701
66 | 2698568.1775 | 1262444.2295
67 | 2698575.2716 | 1262467.4961
68 | 2698580.7287 | 1262438.7449
69 | 2698565.2336 | 1262434.15
70 | 2698580.2807 | 1262482.7522
71 | 2698583.9172 | 1262437.3516
72 | 2698559.1095 | 1262412.99
73 | 2698552.885 | 1262440.1308
74 | 2698590.9619 | 1262434.2731
75 | 2698728.1067 | 1262297.7654
76 | 2698516.5384 | 1262513.9772
77 | 2698513.8802 | 1262506.1424
78 | 2698509.7585 | 1262494.1773
79 | 2698498.553 | 1262511.6455
80 | 2698508.9933 | 1262491.9822
81 | 2698477.9722 | 1262518.4772
82 | 2698503.6673 | 1262552.8885
83 | 2698500.8089 | 1262468.505
84 | 2698427.8327 | 1262523.0142
85 | 2698718.4299 | 1262273.4951
86 | 2698621.7865 | 1262387.5429
87 | 2698491.739 | 1262556.9932
88 | 2698691.0508 | 1262398.9794
89 | 2698476.3004 | 1262313.8578
90 | 2698455.0382 | 1262323.4797
91 | 2698463.0761 | 1262351.2029
92 | 2698466.2146 | 1262362.0357
93 | 2698517.116 | 1262339.1372
94 | 2698529.5122 | 1262355.6044
95 | 2698473.2506 | 1262391.7833
96 | 2698535.7809 | 1262364.0146
97 | 2698515.8748 | 1262458.0561
98 | 2698521.5494 | 1262455.3077
99 | 2698499.8667 | 1262465.8093
100 | 2698521.5574 | 1262455.3038
101 | 2698486.9618 | 1262429.9317
102 | 2698533.8657 | 1262449.3425
103 | 2698472.1469 | 1262434.511
104 | 2698483.5676 | 1262420.4881
105 | 2698486.6914 | 1262472.8402
106 | 2698536.7337 | 1262447.9534
107 | 2698470.6297 | 1262430.1489
108 | 2698460.586 | 1262438.7109
109 | 2698474.7999 | 1262396.0939
110 | 2698474.4372 | 1262477.4955
111 | 2698484.5245 | 1262467.2217
112 | 2698550.6828 | 1262389.962
113 | 2698550.8378 | 1262390.2888
114 | 2698543.5255 | 1262375.9259
115 | 2698552.0944 | 1262393.0014
116 | 2698609.6086 | 1262369.1176
117 | 2698595.1466 | 1262347.1447
118 | 2698582.2095 | 1262326.2759
119 | 2698548.7209 | 1262442.1476
120 | 2698536.7882 | 1262447.927
121 | 2698577.3034 | 1262317.933
122 | 2698599.186 | 1262308.541
123 | 2698583.1591 | 1262318.9765
124 | 2698619.9714 | 1262347.7137
125 | 2698644.6156 | 1262335.2699
126 | 2698632.7529 | 1262341.2771
127 | 2698618.7715 | 1262346.0145
128 | 2698631.8123 | 1262339.8491
129 | 2698658.8728 | 1262269.8629
130 | 2698660.4435 | 1262269.5801
131 | 2698633.5975 | 1262274.4141
132 | 2698637.9794 | 1262296.6453
133 | 2698645.8888 | 1262328.683
134 | 2698459.7071 | 1262396.028
135 | 2698457.7232 | 1262391.6358
136 | 2698457.7675 | 1262434.6607
137 | 2698450.3053 | 1262437.0718
138 | 2698645.4572 | 1262485.7518
139 | 2698463.4188 | 1262474.4652
140 | 2698635.1137 | 1262414.7433

## line_std_types
| c_nf_per_km | r_ohm_per_km | x_ohm_per_km | max_i_ka | type | q_mm2 | alpha | voltage_rating
NAYY 4x50 SE | 210 | 0.642 | 0.083 | 0.142 | cs | 50 | 0.00403 | LV
NAYY 4x120 SE | 264 | 0.225 | 0.08 | 0.242 | cs | 120 | 0.00403 | LV
NAYY 4x150 SE | 261 | 0.208 | 0.08 | 0.27 | cs | 150 | 0.00403 | LV
NA2XS2Y 1x95 RM/25 12/20 kV | 216 | 0.313 | 0.132 | 0.252 | cs | 95 | 0.00403 | MV
NA2XS2Y 1x185 RM/25 12/20 kV | 273 | 0.161 | 0.117 | 0.362 | cs | 185 | 0.00403 | MV
NA2XS2Y 1x240 RM/25 12/20 kV | 304 | 0.122 | 0.112 | 0.421 | cs | 240 | 0.00403 | MV
NA2XS2Y 1x95 RM/25 6/10 kV | 315 | 0.313 | 0.123 | 0.249 | cs | 95 | 0.00403 | MV
NA2XS2Y 1x185 RM/25 6/10 kV | 406 | 0.161 | 0.11 | 0.358 | cs | 185 | 0.00403 | MV
NA2XS2Y 1x240 RM/25 6/10 kV | 456 | 0.122 | 0.105 | 0.416 | cs | 240 | 0.00403 | MV
NA2XS2Y 1x150 RM/25 12/20 kV | 250 | 0.206 | 0.116 | 0.319 | cs | 150 | 0.00403 | MV
NA2XS2Y 1x120 RM/25 12/20 kV | 230 | 0.253 | 0.119 | 0.283 | cs | 120 | 0.00403 | MV
NA2XS2Y 1x70 RM/25 12/20 kV | 190 | 0.443 | 0.132 | 0.22 | cs | 70 | 0.00403 | MV
NA2XS2Y 1x150 RM/25 6/10 kV | 360 | 0.206 | 0.11 | 0.315 | cs | 150 | 0.00403 | MV
NA2XS2Y 1x120 RM/25 6/10 kV | 340 | 0.253 | 0.113 | 0.28 | cs | 120 | 0.00403 | MV
NA2XS2Y 1x70 RM/25 6/10 kV | 280 | 0.443 | 0.123 | 0.217 | cs | 70 | 0.00403 | MV
N2XS(FL)2Y 1x120 RM/35 64/110 kV | 112 | 0.153 | 0.166 | 0.366 | cs | 120 | 0.00393 | HV
N2XS(FL)2Y 1x185 RM/35 64/110 kV | 125 | 0.099 | 0.156 | 0.457 | cs | 185 | 0.00393 | HV
N2XS(FL)2Y 1x240 RM/35 64/110 kV | 135 | 0.075 | 0.149 | 0.526 | cs | 240 | 0.00393 | HV
N2XS(FL)2Y 1x300 RM/35 64/110 kV | 144 | 0.06 | 0.144 | 0.588 | cs | 300 | 0.00393 | HV
15-AL1/3-ST1A 0.4 | 11 | 1.8769 | 0.35 | 0.105 | ol | 16 | 0.00403 | LV
24-AL1/4-ST1A 0.4 | 11.25 | 1.2012 | 0.335 | 0.14 | ol | 24 | 0.00403 | LV
48-AL1/8-ST1A 0.4 | 12.2 | 0.5939 | 0.3 | 0.21 | ol | 48 | 0.00403 | LV
94-AL1/15-ST1A 0.4 | 13.2 | 0.306 | 0.29 | 0.35 | ol | 94 | 0.00403 | LV
34-AL1/6-ST1A 10.0 | 9.7 | 0.8342 | 0.36 | 0.17 | ol | 34 | 0.00403 | MV
48-AL1/8-ST1A 10.0 | 10.1 | 0.5939 | 0.35 | 0.21 | ol | 48 | 0.00403 | MV
70-AL1/11-ST1A 10.0 | 10.4 | 0.4132 | 0.339 | 0.29 | ol | 70 | 0.00403 | MV
94-AL1/15-ST1A 10.0 | 10.75 | 0.306 | 0.33 | 0.35 | ol | 94 | 0.00403 | MV
122-AL1/20-ST1A 10.0 | 11.1 | 0.2376 | 0.323 | 0.41 | ol | 122 | 0.00403 | MV
149-AL1/24-ST1A 10.0 | 11.25 | 0.194 | 0.315 | 0.47 | ol | 149 | 0.00403 | MV
34-AL1/6-ST1A 20.0 | 9.15 | 0.8342 | 0.382 | 0.17 | ol | 34 | 0.00403 | MV
48-AL1/8-ST1A 20.0 | 9.5 | 0.5939 | 0.372 | 0.21 | ol | 48 | 0.00403 | MV
70-AL1/11-ST1A 20.0 | 9.7 | 0.4132 | 0.36 | 0.29 | ol | 70 | 0.00403 | MV
94-AL1/15-ST1A 20.0 | 10 | 0.306 | 0.35 | 0.35 | ol | 94 | 0.00403 | MV
122-AL1/20-ST1A 20.0 | 10.3 | 0.2376 | 0.344 | 0.41 | ol | 122 | 0.00403 | MV
149-AL1/24-ST1A 20.0 | 10.5 | 0.194 | 0.337 | 0.47 | ol | 149 | 0.00403 | MV
184-AL1/30-ST1A 20.0 | 10.75 | 0.1571 | 0.33 | 0.535 | ol | 184 | 0.00403 | MV
243-AL1/39-ST1A 20.0 | 11 | 0.1188 | 0.32 | 0.645 | ol | 243 | 0.00403 | MV
48-AL1/8-ST1A 110.0 | 8 | 0.5939 | 0.46 | 0.21 | ol | 48 | 0.00403 | HV
70-AL1/11-ST1A 110.0 | 8.4 | 0.4132 | 0.45 | 0.29 | ol | 70 | 0.00403 | HV
94-AL1/15-ST1A 110.0 | 8.65 | 0.306 | 0.44 | 0.35 | ol | 94 | 0.00403 | HV
122-AL1/20-ST1A 110.0 | 8.5 | 0.2376 | 0.43 | 0.41 | ol | 122 | 0.00403 | HV
149-AL1/24-ST1A 110.0 | 8.75 | 0.194 | 0.41 | 0.47 | ol | 149 | 0.00403 | HV
184-AL1/30-ST1A 110.0 | 8.8 | 0.1571 | 0.4 | 0.535 | ol | 184 | 0.00403 | HV
243-AL1/39-ST1A 110.0 | 9 | 0.1188 | 0.39 | 0.645 | ol | 243 | 0.00403 | HV
305-AL1/39-ST1A 110.0 | 9.2 | 0.0949 | 0.38 | 0.74 | ol | 305 | 0.00403 | HV
490-AL1/64-ST1A 110.0 | 9.75 | 0.059 | 0.37 | 0.96 | ol | 490 | 0.00403 | HV
679-AL1/86-ST1A 110.0 | 9.95 | 0.042 | 0.36 | 1.15 | ol | 679 | 0.00403 | HV
490-AL1/64-ST1A 220.0 | 10 | 0.059 | 0.285 | 0.96 | ol | 490 | 0.00403 | HV
679-AL1/86-ST1A 220.0 | 11.7 | 0.042 | 0.275 | 1.15 | ol | 679 | 0.00403 | HV
490-AL1/64-ST1A 380.0 | 11 | 0.059 | 0.253 | 0.96 | ol | 490 | 0.00403 | HV
679-AL1/86-ST1A 380.0 | 14.6 | 0.042 | 0.25 | 1.15 | ol | 679 | 0.00403 | HV

## trafo_std_types
| i0_percent | pfe_kw | vkr_percent | sn_mva | vn_lv_kv | vn_hv_kv | vk_percent | shift_degree | vector_group | tap_side | tap_neutral | tap_min | tap_max | tap_step_degree | tap_step_percent | tap_phase_shifter
160 MVA 380/110 kV | 0.06 | 60 | 0.25 | 160 | 110 | 380 | 12.2 | 0 | Yy0 | hv | 0 | -9 | 9 | 0 | 1.5 | FALSE
100 MVA 220/110 kV | 0.06 | 55 | 0.26 | 100 | 110 | 220 | 12 | 0 | Yy0 | hv | 0 | -9 | 9 | 0 | 1.5 | FALSE
63 MVA 110/20 kV | 0.04 | 22 | 0.32 | 63 | 20 | 110 | 18 | 150 | YNd5 | hv | 0 | -9 | 9 | 0 | 1.5 | FALSE
40 MVA 110/20 kV | 0.05 | 18 | 0.34 | 40 | 20 | 110 | 16.2 | 150 | YNd5 | hv | 0 | -9 | 9 | 0 | 1.5 | FALSE
25 MVA 110/20 kV | 0.07 | 14 | 0.41 | 25 | 20 | 110 | 12 | 150 | YNd5 | hv | 0 | -9 | 9 | 0 | 1.5 | FALSE
63 MVA 110/10 kV | 0.04 | 22 | 0.32 | 63 | 10 | 110 | 18 | 150 | YNd5 | hv | 0 | -9 | 9 | 0 | 1.5 | FALSE
40 MVA 110/10 kV | 0.05 | 18 | 0.34 | 40 | 10 | 110 | 16.2 | 150 | YNd5 | hv | 0 | -9 | 9 | 0 | 1.5 | FALSE
25 MVA 110/10 kV | 0.07 | 14 | 0.41 | 25 | 10 | 110 | 12 | 150 | YNd5 | hv | 0 | -9 | 9 | 0 | 1.5 | FALSE
0.25 MVA 20/0.4 kV | 0.32 | 0.8 | 1.44 | 0.25 | 0.4 | 20 | 6 | 150 | Yzn5 | hv | 0 | -2 | 2 | 0 | 2.5 | FALSE
0.4 MVA 20/0.4 kV | 0.3375 | 1.35 | 1.425 | 0.4 | 0.4 | 20 | 6 | 150 | Dyn5 | hv | 0 | -2 | 2 | 0 | 2.5 | FALSE
0.63 MVA 20/0.4 kV | 0.2619 | 1.65 | 1.206 | 0.63 | 0.4 | 20 | 6 | 150 | Dyn5 | hv | 0 | -2 | 2 | 0 | 2.5 | FALSE
0.25 MVA 10/0.4 kV | 0.24 | 0.6 | 1.2 | 0.25 | 0.4 | 10 | 4 | 150 | Dyn5 | hv | 0 | -2 | 2 | 0 | 2.5 | FALSE
0.4 MVA 10/0.4 kV | 0.2375 | 0.95 | 1.325 | 0.4 | 0.4 | 10 | 4 | 150 | Dyn5 | hv | 0 | -2 | 2 | 0 | 2.5 | FALSE
0.63 MVA 10/0.4 kV | 0.1873 | 1.18 | 1.0794 | 0.63 | 0.4 | 10 | 4 | 150 | Dyn5 | hv | 0 | -2 | 2 | 0 | 2.5 | FALSE

## trafo3w_std_types
| sn_hv_mva | sn_mv_mva | sn_lv_mva | vn_hv_kv | vn_mv_kv | vn_lv_kv | vk_hv_percent | vk_mv_percent | vk_lv_percent | vkr_hv_percent | vkr_mv_percent | vkr_lv_percent | pfe_kw | i0_percent | shift_mv_degree | shift_lv_degree | vector_group | tap_side | tap_neutral | tap_min | tap_max | tap_step_percent
63/25/38 MVA 110/20/10 kV | 63 | 25 | 38 | 110 | 20 | 10 | 10.4 | 10.4 | 10.4 | 0.28 | 0.32 | 0.35 | 35 | 0.89 | 0 | 0 | YN0yn0yn0 | hv | 0 | -10 | 10 | 1.2
63/25/38 MVA 110/10/10 kV | 63 | 25 | 38 | 110 | 10 | 10 | 10.4 | 10.4 | 10.4 | 0.28 | 0.32 | 0.35 | 35 | 0.89 | 0 | 0 | YN0yn0yn0 | hv | 0 | -10 | 10 | 1.2

## fuse_std_types
| fuse_type | i_rated_a | t_avg | t_min | t_total | x_avg | x_min | x_total
HV 100A | HV 100A | 100 | 0 | [10.0, 3.64, 0.854, 0.281, 0.1, 0.0531, 0.022, 0.01] | [10.0, 4.267, 1.21, 0.403, 0.1, 0.058, 0.022, 0.01] | 0 | [300.0, 350.0, 450.0, 550.0, 700.0, 850.0, 1200.0, 1752.0] | [600.0, 700.0, 900.0, 1150.0, 1665.0, 2000.0, 3000.0, 4313.0]
HV 10A | HV 10A | 10 | 0 | [10.0, 1675.0, 0.344, 0.156, 0.1, 0.0417, 0.0171, 0.01] | [10.0, 1.3, 0.3, 0.155, 0.1, 0.0555, 0.023, 0.01] | 0 | [30.0, 32.0, 35.0, 37.0, 39.0, 50.0, 70.0, 88.0] | [60.0, 70.0, 80.0, 87.0, 94.0, 110.0, 150.0, 216.0]
HV 125A | HV 125A | 125 | 0 | [10.0, 1.82, 0.344, 0.1, 0.0467, 0.0269, 0.01] | [10.0, 2.478, 0.426, 0.1, 0.0427, 0.0211, 0.01] | 0 | [375.0, 500.0, 700.0, 925.0, 1200.0, 1500.0, 2341.0] | [750.0, 1000.0, 1500.0, 2200.0, 3000.0, 4000.0, 5765.0]
HV 160A | HV 160A | 160 | 0 | [10.0, 4.15, 1.03, 0.198, 0.1, 0.051, 0.0172, 0.01] | [10.0, 2.3, 0.734, 0.274, 0.1, 0.046, 0.0177, 0.01] | 0 | [480.0, 550.0, 700.0, 1000.0, 1260.0, 1600.0, 2500.0, 3227.0] | [960.0, 1300.0, 1700.0, 2200.0, 2996.0, 4000.0, 6000.0, 7946.0]
HV 16A | HV 16A | 16 | 0 | [10.0, 0.352, 0.164, 0.1, 0.0649, 0.0342, 0.01] | [10.0, 2.34, 0.722, 0.181, 0.1, 0.055, 0.0296, 0.01] | 0 | [48.0, 60.0, 65.0, 71.0, 80.0, 100.0, 162.0] | [96.0, 110.0, 125.0, 150.0, 168.0, 200.0, 250.0, 398.0]
HV 200A | HV 200A | 200 | 0 | [10.0, 4.267, 1.21, 0.403, 0.1, 0.058, 0.022, 0.01] | [10.0, 3.73, 1.654, 0.328, 0.1, 0.0531, 0.019, 0.01] | 0 | [600.0, 700.0, 900.0, 1150.0, 1665.0, 2000.0, 3000.0, 4313.0] | [1200.0, 1500.0, 1800.0, 2700.0, 3960.0, 5000.0, 7500.0, 10620.0]
HV 20A | HV 20A | 20 | 0 | [10.0, 1.3, 0.3, 0.155, 0.1, 0.0555, 0.023, 0.01] | [10.0, 1.3, 0.161, 0.1, 0.0611, 0.0399, 0.0141, 0.01] | 0 | [60.0, 70.0, 80.0, 87.0, 94.0, 110.0, 150.0, 216.0] | [120.0, 150.0, 200.0, 223.0, 260.0, 300.0, 450.0, 532.0]
HV 25A | HV 25A | 25 | 0 | [10.0, 2.512, 0.833, 0.299, 0.1, 0.0372, 0.0223, 0.01] | [10.0, 3.125, 0.597, 0.198, 0.1, 0.0378, 0.022, 0.01] | 0 | [75.0, 82.0, 90.0, 100.0, 124.0, 170.0, 200.0, 289.0] | [150.0, 170.0, 210.0, 250.0, 294.0, 400.0, 500.0, 711.0]
HV 31.5A | HV 31.5A | 31.5 | 0 | [10.0, 2.34, 0.722, 0.181, 0.1, 0.055, 0.0296, 0.01] | [10.0, 2.84, 0.368, 0.164, 0.1, 0.0621, 0.0378, 0.0195, 0.01] | 0 | [95.0, 110.0, 125.0, 150.0, 165.0, 200.0, 250.0, 390.0] | [189.0, 220.0, 300.0, 350.0, 393.0, 450.0, 530.0, 700.0, 960.0]
HV 40A | HV 40A | 40 | 0 | [10.0, 1.3, 0.161, 0.1, 0.0611, 0.0399, 0.0141, 0.01] | [10.0, 2.05, 0.369, 0.198, 0.1, 0.051, 0.0298, 0.01] | 0 | [120.0, 150.0, 200.0, 223.0, 260.0, 300.0, 450.0, 532.0] | [240.0, 300.0, 400.0, 450.0, 530.0, 650.0, 800.0, 1311.0]
HV 50A | HV 50A | 50 | 0 | [10.0, 3.215, 0.597, 0.198, 0.1, 0.0378, 0.022, 0.01] | [10.0, 3.64, 0.854, 0.281, 0.1, 0.0531, 0.022, 0.01] | 0 | [150.0, 170.0, 210.0, 250.0, 294.0, 400.0, 500.0, 711.0] | [300.0, 350.0, 450.0, 550.0, 700.0, 850.0, 1200.0, 1752.0]
HV 6.3A | HV 6.3A | 6.3 | 0 | [10.0, 1.39, 0.344, 0.168, 0.1, 0.056, 0.0263, 0.01] | [10.0, 1.711, 0.516, 0.198, 0.1, 0.0634, 0.0303, 0.01] | 0 | [19.0, 19.5, 20.4, 20.8, 22.0, 25.0, 32.0, 48.0] | [38.0, 40.0, 43.0, 48.0, 53.0, 60.0, 75.0, 118.0]
HV 63A | HV 63A | 63 | 0 | [10.0, 2.84, 0.368, 0.164, 0.1, 0.0621, 0.0378, 0.0195, 0.01] | [10.0, 1.82, 0.344, 0.1, 0.0467, 0.0269, 0.01] | 0 | [189.0, 220.0, 300.0, 350.0, 393.0, 450.0, 530.0, 700.0, 961.0] | [378.0, 500.0, 700.0, 934.0, 1200.0, 1500.0, 2366.0]
HV 80A | HV 80A | 80 | 0 | [10.0, 2.05, 0.369, 0.198, 0.1, 0.051, 0.0298, 0.01] | [10.0, 4.15, 1.03, 0.198, 0.1, 0.051, 0.0172, 0.01] | 0 | [240.0, 300.0, 400.0, 450.0, 530.0, 650.0, 800.0, 1311.0] | [480.0, 550.0, 700.0, 1000.0, 1260.0, 1600.0, 2500.0, 3227.0]
Siemens NH-1-100 | Siemens NH-1-100 | 100 | [5400.0, 2000.0, 400.0, 20.0, 1.0, 0.2, 0.012, 0.004] | 0 | 0 | [150.0, 190.0, 250.0, 430.0, 900.0, 1250.0, 2700.0, 3600.0] | 0 | 0
Siemens NH-1-125 | Siemens NH-1-125 | 125 | [4800.0, 120.0, 7.0, 0.1, 0.004] | 0 | 0 | [180.0, 400.0, 740.0, 2000.0, 4250.0] | 0 | 0
Siemens NH-1-16 | Siemens NH-1-16 | 16 | [4000.0, 400.0, 2.0, 0.1, 0.04, 0.01] | 0 | 0 | [26.0, 35.0, 75.0, 150.0, 200.0, 300.0] | 0 | 0
Siemens NH-1-160 | Siemens NH-1-160 | 160 | [4800.0, 120.0, 7.0, 0.1, 0.004] | 0 | 0 | [210.0, 500.0, 900.0, 2300.0, 5000.0] | 0 | 0
Siemens NH-1-25 | Siemens NH-1-25 | 25 | [4000.0, 1000.0, 10.0, 0.2, 0.02, 0.01] | 0 | 0 | [40.0, 50.0, 100.0, 210.0, 400.0, 500.0] | 0 | 0
Siemens NH-1-50 | Siemens NH-1-50 | 50 | [4000.0, 40.0, 4.0, 1.0, 0.02, 0.01] | 0 | 0 | [86.0, 200.0, 300.0, 400.0, 1000.0, 1280.0] | 0 | 0
Siemens NH-1-63 | Siemens NH-1-63 | 63 | [4000.0, 100.0, 10.0, 2.0, 0.04, 0.01] | 0 | 0 | [100.0, 200.0, 300.0, 400.0, 1000.0, 1500.0] | 0 | 0
Siemens NH-1-80 | Siemens NH-1-80 | 80 | [4800.0, 120.0, 7.0, 0.1, 0.01] | 0 | 0 | [150.58, 250.0, 450.0, 1150.0, 2470.0] | 0 | 0
Siemens NH-2-1000 | Siemens NH-2-1000 | 1000 | [4800.0, 120.0, 7.0, 0.1, 0.004] | 0 | 0 | [1900.0, 3500.0, 8400.0, 24000.0, 52000.0] | 0 | 0
Siemens NH-2-200 | Siemens NH-2-200 | 200 | [4800.0, 120.0, 7.0, 0.1, 0.004] | 0 | 0 | [280.0, 650.0, 1200.0, 3000.0, 7000.0] | 0 | 0
Siemens NH-2-224 | Siemens NH-2-224 | 224 | [4800.0, 120.0, 7.0, 0.2, 0.04, 0.004] | 0 | 0 | [400.0, 750.0, 1453.0, 3025.0, 4315.0, 7600.0] | 0 | 0
Siemens NH-2-250 | Siemens NH-2-250 | 250 | [4800.0, 120.0, 7.0, 0.1, 0.004] | 0 | 0 | [450.0, 800.0, 1650.0, 4000.0, 8500.0] | 0 | 0
Siemens NH-2-315 | Siemens NH-2-315 | 315 | [4800.0, 120.0, 7.0, 0.1, 0.004] | 0 | 0 | [550.0, 920.0, 1900.0, 5000.0, 11000.0] | 0 | 0
Siemens NH-2-355 | Siemens NH-2-355 | 355 | [4800.0, 120.0, 6.0, 0.1, 0.004] | 0 | 0 | [650.0, 1116.27, 2350.0, 5840.0, 12790.0] | 0 | 0
Siemens NH-2-400 | Siemens NH-2-400 | 400 | [4800.0, 120.0, 7.0, 0.1, 0.004] | 0 | 0 | [720.0, 1350.0, 2800.0, 6500.0, 15000.0] | 0 | 0
Siemens NH-2-425 | Siemens NH-2-425 | 425 | [4800.0, 120.0, 7.0, 0.1, 0.004] | 0 | 0 | [850.0, 1500.0, 3050.0, 7500.0, 16500.0] | 0 | 0
Siemens NH-2-630 | Siemens NH-2-630 | 630 | [4800.0, 120.0, 7.0, 0.1, 0.004] | 0 | 0 | [1200.0, 2000.0, 4800.0, 12000.0, 26000.0] | 0 | 0

## res_bus
| vm_pu | va_degree | p_mw | q_mvar
0 | 0.98871 | -0.21742 | 0.0018158 | 0.00045508
1 | 0.98874 | -0.21685 | 0.0018465 | 0.00046278
2 | 0.98879 | -0.21586 | 0 | 0
3 | 0.98939 | -0.20406 | 0.0030318 | 0.00075985
4 | 0.98869 | -0.21778 | 0.0015044 | 0.00037703
5 | 0.9882 | -0.2273 | 0.0011159 | 0.00027966
6 | 0.9882 | -0.22724 | 0.0011946 | 0.0002994
7 | 0.98815 | -0.22831 | 0 | 0
8 | 0.98829 | -0.22548 | 0.0016983 | 0.00042562
9 | 0.98814 | -0.22848 | 0.0021413 | 0.00053666
10 | 0.98844 | -0.2226 | 0 | 0
11 | 0.99462 | -0.10311 | 0.0013588 | 0.00034054
12 | 0.99464 | -0.10272 | 0.001689 | 0.00042331
13 | 0.98865 | -0.21853 | 0 | 0
14 | 0.98842 | -0.22314 | 0.0018393 | 0.00046098
15 | 0.99465 | -0.10244 | 0.0031048 | 0.00077814
16 | 0.98821 | -0.22709 | 0.0021716 | 0.00054426
17 | 0.98821 | -0.227 | 0.001948 | 0.00048821
18 | 0.98827 | -0.22594 | 0 | 0
19 | 0.98826 | -0.22605 | 0.001498 | 0.00037542
20 | 0.98847 | -0.22199 | 0.0030688 | 0.00076911
21 | 0.98807 | -0.22973 | 0.0016632 | 0.00041684
22 | 0.98868 | -0.21795 | 0.0015079 | 0.00037791
23 | 0.99296 | -0.13498 | 0.0028409 | 0.000712
24 | 0.99275 | -0.13913 | 0.0016766 | 0.00042019
25 | 0.99307 | -0.13288 | 0 | 0
26 | 0.99263 | -0.14153 | 0 | 0
27 | 0.99323 | -0.12983 | 0 | 0
28 | 0.99251 | -0.14369 | 0.0016794 | 0.0004209
29 | 0.9931 | -0.13241 | 0.0014432 | 0.00036169
30 | 0.99436 | -0.10808 | 0 | 0
31 | 0.99234 | -0.14696 | 0.0037277 | 0.00093425
32 | 0.99125 | -0.16802 | 0 | 0
33 | 0.99139 | -0.16537 | 0 | 0
34 | 0.99103 | -0.17237 | 0.0015849 | 0.00039722
35 | 0.99522 | -0.091498 | 0.0014541 | 0.00036443
36 | 0.9957 | -0.082222 | 0 | 0
37 | 0.99608 | -0.074974 | 0 | 0
38 | 0.99514 | -0.093145 | 0.0018212 | 0.00045643
39 | 0.99712 | -0.054954 | 0 | 0
40 | 1 | 0 | -0.23937 | -0.060266
41 | 0.99251 | -0.14375 | 0.0016755 | 0.00041991
42 | 0.9931 | -0.13244 | 0.0017467 | 0.00043777
43 | 0.9909 | -0.17492 | 0.0020798 | 0.00052124
44 | 0.99056 | -0.18141 | 0.0022666 | 0.00056805
45 | 0.99428 | -0.10968 | 0 | 0
46 | 0.99426 | -0.11006 | 0.0018331 | 0.00045942
47 | 0.99433 | -0.10886 | 0.0034859 | 0.00087365
48 | 0.99602 | -0.076075 | 0.0022608 | 0.0005666
49 | 0.99481 | -0.099554 | 0 | 0
50 | 0.9988 | -0.022855 | 0.001155 | 0.00028947
51 | 0.98935 | -0.20487 | 0.0085909 | 0.0021531
52 | 0.98958 | -0.2004 | 0 | 0
53 | 0.98931 | -0.20573 | 0 | 0
54 | 0.98971 | -0.19798 | 0.0027324 | 0.00068481
55 | 0.98923 | -0.20726 | 0 | 0
56 | 0.98921 | -0.20774 | 0.0025952 | 0.00065041
57 | 0.98995 | -0.19324 | 0 | 0
58 | 0.9892 | -0.20781 | 0.0025952 | 0.00065041
59 | 0.99017 | -0.18904 | 0.0015009 | 0.00037617
60 | 0.98989 | -0.1945 | 0.0016312 | 0.00040881
61 | 0.98861 | -0.21943 | 0.0010666 | 0.00026732
62 | 0.98878 | -0.21595 | 0.0015498 | 0.00038842
63 | 0.99486 | -0.098557 | 0.0013261 | 0.00033235
64 | 0.99492 | -0.097318 | 0.0026937 | 0.00067511
65 | 0.9948 | -0.09957 | 0.0018887 | 0.00047336
66 | 0.9951 | -0.093762 | 0 | 0
67 | 0.99479 | -0.099834 | 0.0021737 | 0.00054479
68 | 0.9965 | -0.066999 | 0.003145 | 0.00078821
69 | 0.99419 | -0.11138 | 0 | 0
70 | 0.99467 | -0.10205 | 0.0016905 | 0.00042368
71 | 0.99686 | -0.060021 | 0.0018307 | 0.00045881
72 | 0.99376 | -0.11963 | 0.0022865 | 0.00057306
73 | 0.99326 | -0.1293 | 0.0033977 | 0.00085154
74 | 0.99768 | -0.044374 | 0.0014506 | 0.00036355
75 | 0.98802 | -0.23073 | 0 | 0
76 | 0.98905 | -0.21082 | 0.0015541 | 0.00038951
77 | 0.98916 | -0.20861 | 0 | 0
78 | 0.98939 | -0.20426 | 0.0016526 | 0.00041417
79 | 0.9891 | -0.20986 | 0.00083361 | 0.00020892
80 | 0.98943 | -0.2034 | 0.0033444 | 0.0008382
81 | 0.98903 | -0.21124 | 0.0022206 | 0.00055653
82 | 0.98857 | -0.22008 | 0.0013296 | 0.00033323
83 | 0.98998 | -0.19266 | 0 | 0
84 | 0.98897 | -0.21229 | 0.0011758 | 0.00029469
85 | 0.98793 | -0.23254 | 0.0038834 | 0.00097328
86 | 0.99585 | -0.07941 | 0.0015493 | 0.0003883
87 | 0.98855 | -0.22044 | 0.0015415 | 0.00038634
88 | 0.99084 | -0.17594 | 0.0017995 | 0.00045099
89 | 0.98862 | -0.21913 | 0.0029537 | 0.00074028
90 | 0.98868 | -0.2179 | 0 | 0
91 | 0.98876 | -0.21638 | 0 | 0
92 | 0.98879 | -0.21579 | 0.0031388 | 0.00078667
93 | 0.99292 | -0.13594 | 0.0033978 | 0.00085157
94 | 0.99298 | -0.1347 | 0.0033778 | 0.00084656
95 | 0.98897 | -0.21245 | 0 | 0
96 | 0.99305 | -0.13345 | 0.0025405 | 0.00063671
97 | 0.99088 | -0.17527 | 0.0033921 | 0.00085013
98 | 0.99119 | -0.16927 | 0.0033423 | 0.00083766
99 | 0.99006 | -0.19113 | 0 | 0
100 | 0.99119 | -0.16926 | 0.0033445 | 0.0008382
101 | 0.98936 | -0.20472 | 0 | 0
102 | 0.99195 | -0.15465 | 0.0033825 | 0.00084773
103 | 0.98928 | -0.20638 | 0 | 0
104 | 0.98923 | -0.20724 | 0.0042491 | 0.0010649
105 | 0.9899 | -0.19423 | 0 | 0
106 | 0.99213 | -0.15106 | 0.0020886 | 0.00052346
107 | 0.98927 | -0.20651 | 0.0016488 | 0.00041323
108 | 0.98923 | -0.20735 | 0 | 0
109 | 0.989 | -0.2118 | 0.0019482 | 0.00048828
110 | 0.98987 | -0.19482 | 0 | 0
111 | 0.98988 | -0.1946 | 0.0034544 | 0.00086575
112 | 0.99334 | -0.12772 | 0.001955 | 0.00048996
113 | 0.99335 | -0.12763 | 0.0029549 | 0.00074056
114 | 0.99317 | -0.1311 | 0.0028401 | 0.00071179
115 | 0.99339 | -0.12673 | 0.0018813 | 0.00047151
116 | 0.99566 | -0.08317 | 0.0033756 | 0.000846
117 | 0.99551 | -0.086088 | 0.0035724 | 0.00089532
118 | 0.99544 | -0.087269 | 0.0012995 | 0.00032567
119 | 0.99296 | -0.13507 | 0.0027329 | 0.00068494
120 | 0.99214 | -0.15099 | 0.002118 | 0.00053081
121 | 0.99543 | -0.087514 | 0.0014352 | 0.00035968
122 | 0.9945 | -0.10554 | 0.0051864 | 0.0012998
123 | 0.99459 | -0.10379 | 0 | 0
124 | 0.99461 | -0.10341 | 0 | 0
125 | 0.99442 | -0.1071 | 0 | 0
126 | 0.99449 | -0.10574 | 0 | 0
127 | 0.9946 | -0.10354 | 0.0035995 | 0.00090212
128 | 0.99448 | -0.10583 | 0.0031077 | 0.00077886
129 | 0.98993 | -0.1938 | 0.0017329 | 0.0004343
130 | 0.98992 | -0.19382 | 0.00070727 | 0.00017726
131 | 0.98998 | -0.19269 | 0 | 0
132 | 0.99003 | -0.1917 | 0.002351 | 0.0005892
133 | 0.99018 | -0.18889 | 0.0081249 | 0.0020363
134 | 0.98894 | -0.21292 | 0 | 0
135 | 0.98893 | -0.21307 | 0.0018258 | 0.00045758
136 | 0.98922 | -0.20751 | 0.0018021 | 0.00045165
137 | 0.98919 | -0.20799 | 0.0024619 | 0.00061701
138 | 0.99243 | -0.14534 | 0.0041717 | 0.0010455
139 | 0.98983 | -0.19557 | 0.0024316 | 0.00060943
140 | 0.99998 | 149.9956 | 0 | 0

## res_line
| p_from_mw | q_from_mvar | p_to_mw | q_to_mvar | pl_mw | ql_mvar | i_from_ka | i_to_ka | i_ka | vm_from_pu | va_from_degree | vm_to_pu | va_to_degree | loading_percent
0 | -0.0018158 | -0.00045508 | 0.0018158 | 0.00045489 | 4.9071e-08 | -1.9332e-07 | 0.0027328 | 0.0027327 | 0.0027328 | 0.98871 | -0.21742 | 0.98874 | -0.21685 | 0.75077
1 | -0.0036623 | -0.00091766 | 0.0036625 | 0.00091758 | 1.7369e-07 | -8.4399e-08 | 0.0055116 | 0.0055116 | 0.0055116 | 0.98874 | -0.21685 | 0.98879 | -0.21586 | 1.5142
2 | -0.020916 | -0.0052432 | 0.020928 | 0.0052503 | 1.176e-05 | 7.1201e-06 | 0.031477 | 0.031477 | 0.031477 | 0.98879 | -0.21586 | 0.98939 | -0.20406 | 8.6475
3 | 0.017254 | 0.0043256 | -0.017252 | -0.0043247 | 1.5792e-06 | 9.3056e-07 | 0.025965 | 0.025965 | 0.025965 | 0.98879 | -0.21586 | 0.98869 | -0.21778 | 7.1333
4 | -0.02396 | -0.0060102 | 0.023971 | 0.0060169 | 1.0928e-05 | 6.7053e-06 | 0.036036 | 0.036036 | 0.036036 | 0.98939 | -0.20406 | 0.98989 | -0.1945 | 9.9001
5 | 0.015748 | 0.0039477 | -0.015747 | -0.0039476 | 1.286e-07 | 7.4476e-08 | 0.023701 | 0.023701 | 0.023701 | 0.98869 | -0.21778 | 0.98868 | -0.21795 | 6.5113
6 | -0.0032573 | -0.00081601 | 0.0032573 | 0.000816 | 9.0215e-09 | -7.0387e-09 | 0.0049047 | 0.0049047 | 0.0049047 | 0.9882 | -0.2273 | 0.9882 | -0.22724 | 1.3474
7 | 0.0021414 | 0.00053635 | -0.0021413 | -0.00053662 | 1.0351e-07 | -2.7385e-07 | 0.0032244 | 0.0032245 | 0.0032245 | 0.9882 | -0.2273 | 0.98815 | -0.22831 | 0.88586
8 | -0.0044519 | -0.0011154 | 0.0044523 | 0.0011154 | 3.7436e-07 | -4.5055e-08 | 0.0067035 | 0.0067034 | 0.0067035 | 0.9882 | -0.22724 | 0.98829 | -0.22548 | 1.8416
9 | 0.0021413 | 0.00053662 | -0.0021413 | -0.00053666 | 1.7242e-08 | -4.5612e-08 | 0.0032245 | 0.0032246 | 0.0032246 | 0.98815 | -0.22831 | 0.98814 | -0.22848 | 0.88587
10 | -0.0061506 | -0.001541 | 0.0061514 | 0.0015412 | 8.4169e-07 | 2.0324e-07 | 0.0092604 | 0.0092603 | 0.0092604 | 0.98829 | -0.22548 | 0.98844 | -0.2226 | 2.5441
11 | -0.0079908 | -0.002002 | 0.0079924 | 0.0020026 | 1.5506e-06 | 6.2601e-07 | 0.012029 | 0.012029 | 0.012029 | 0.98844 | -0.2226 | 0.98865 | -0.21853 | 3.3047
12 | 0.0018394 | 0.0004608 | -0.0018393 | -0.00046098 | 4.6973e-08 | -1.7933e-07 | 0.002769 | 0.002769 | 0.002769 | 0.98844 | -0.2226 | 0.98842 | -0.22314 | 0.76073
13 | -0.0013588 | -0.00034054 | 0.0013588 | 0.00034035 | 2.4822e-08 | -1.9202e-07 | 0.0020328 | 0.0020327 | 0.0020328 | 0.99462 | -0.10311 | 0.99464 | -0.10272 | 0.55846
14 | -0.0030478 | -0.00076365 | 0.0030478 | 0.00076361 | 4.174e-08 | -4.2778e-08 | 0.0045595 | 0.0045595 | 0.0045595 | 0.99464 | -0.10272 | 0.99465 | -0.10244 | 1.2526
15 | 0.0039381 | 0.00098658 | -0.0039379 | -0.00098664 | 1.6978e-07 | -5.6598e-08 | 0.005927 | 0.0059271 | 0.0059271 | 0.98865 | -0.21853 | 0.98861 | -0.21943 | 1.6283
16 | -0.01193 | -0.0029892 | 0.011932 | 0.00299 | 1.468e-06 | 7.8381e-07 | 0.017956 | 0.017956 | 0.017956 | 0.98865 | -0.21853 | 0.98878 | -0.21595 | 4.933
17 | -0.0061526 | -0.0015417 | 0.0061527 | 0.0015418 | 1.1238e-07 | 2.601e-08 | 0.0092043 | 0.0092043 | 0.0092043 | 0.99465 | -0.10244 | 0.99467 | -0.10205 | 2.5287
18 | -0.0021716 | -0.00054426 | 0.0021716 | 0.00054424 | 8.9956e-09 | -2.2985e-08 | 0.00327 | 0.00327 | 0.00327 | 0.98821 | -0.22709 | 0.98821 | -0.227 | 0.89834
19 | -0.0041196 | -0.0010324 | 0.0041198 | 0.0010324 | 2.0798e-07 | -5.1568e-08 | 0.0062031 | 0.0062031 | 0.0062031 | 0.98821 | -0.227 | 0.98827 | -0.22594 | 1.7042
20 | 0.0070461 | 0.0017655 | -0.0070461 | -0.0017655 | 3.838e-08 | 1.2912e-08 | 0.010609 | 0.010609 | 0.010609 | 0.98827 | -0.22594 | 0.98826 | -0.22605 | 2.9146
21 | -0.011166 | -0.0027979 | 0.011168 | 0.002799 | 2.0998e-06 | 1.09e-06 | 0.016812 | 0.016812 | 0.016812 | 0.98827 | -0.22594 | 0.98847 | -0.22199 | 4.6187
22 | 0.0055482 | 0.0013901 | -0.0055472 | -0.0013899 | 9.7198e-07 | 1.4625e-07 | 0.0083536 | 0.0083538 | 0.0083538 | 0.98826 | -0.22605 | 0.98807 | -0.22973 | 2.295
23 | -0.014237 | -0.0035681 | 0.01424 | 0.0035697 | 2.7428e-06 | 1.5512e-06 | 0.021432 | 0.021432 | 0.021432 | 0.98847 | -0.22199 | 0.98868 | -0.21795 | 5.8878
24 | 0.003884 | 0.0009731 | -0.0038838 | -0.00097316 | 1.8451e-07 | -6.611e-08 | 0.005849 | 0.0058491 | 0.0058491 | 0.98807 | -0.22973 | 0.98802 | -0.23073 | 1.6069
25 | 0.009207 | 0.0023079 | -0.0092051 | -0.0023071 | 1.8209e-06 | 8.3553e-07 | 0.013797 | 0.013797 | 0.013797 | 0.99296 | -0.13498 | 0.99275 | -0.13913 | 3.7905
26 | -0.012048 | -0.0030199 | 0.012049 | 0.0030205 | 1.204e-06 | 6.4316e-07 | 0.018055 | 0.018055 | 0.018055 | 0.99296 | -0.13498 | 0.99307 | -0.13288 | 4.9601
27 | 0.0075286 | 0.0018869 | -0.0075277 | -0.0018866 | 8.6038e-07 | 3.1771e-07 | 0.011284 | 0.011285 | 0.011285 | 0.99275 | -0.13913 | 0.99263 | -0.14153 | 3.1001
28 | -0.012049 | -0.0030205 | 0.012051 | 0.0030215 | 1.7536e-06 | 9.3668e-07 | 0.018055 | 0.018054 | 0.018055 | 0.99307 | -0.13288 | 0.99323 | -0.12983 | 4.96
29 | 0.0075277 | 0.0018866 | -0.0075269 | -0.0018863 | 7.7529e-07 | 2.8634e-07 | 0.011285 | 0.011285 | 0.011285 | 0.99263 | -0.14153 | 0.99251 | -0.14369 | 3.1002
30 | 0.0031903 | 0.00079911 | -0.0031899 | -0.00079945 | 3.9151e-07 | -3.4087e-07 | 0.0047794 | 0.0047796 | 0.0047796 | 0.99323 | -0.12983 | 0.9931 | -0.13241 | 1.3131
31 | -0.083432 | -0.020994 | 0.083519 | 0.021049 | 8.6808e-05 | 5.5365e-05 | 0.12502 | 0.12502 | 0.12502 | 0.99323 | -0.12983 | 0.99436 | -0.10808 | 34.3473
32 | 0.068191 | 0.017173 | -0.068135 | -0.017138 | 5.579e-05 | 3.5521e-05 | 0.10219 | 0.10219 | 0.10219 | 0.99323 | -0.12983 | 0.99234 | -0.14696 | 28.0743
33 | 0.0058475 | 0.0014654 | -0.0058475 | -0.0014654 | 1.5998e-08 | 3.0652e-09 | 0.0087668 | 0.0087668 | 0.0087668 | 0.99251 | -0.14369 | 0.99251 | -0.14375 | 2.4085
34 | 0.0017467 | 0.00043775 | -0.0017467 | -0.00043777 | 2.754e-09 | -1.211e-08 | 0.0026172 | 0.0026172 | 0.0026172 | 0.9931 | -0.13241 | 0.9931 | -0.13244 | 0.71901
35 | -0.083519 | -0.021049 | 0.083585 | 0.021092 | 6.6321e-05 | 4.2299e-05 | 0.12502 | 0.12502 | 0.12502 | 0.99436 | -0.10808 | 0.99522 | -0.091498 | 34.3473
36 | 0.064408 | 0.016204 | -0.064351 | -0.016168 | 5.6602e-05 | 3.6017e-05 | 0.096601 | 0.096601 | 0.096601 | 0.99234 | -0.14696 | 0.99139 | -0.16537 | 26.5387
37 | -0.016783 | -0.0042102 | 0.016785 | 0.0042114 | 2.126e-06 | 1.2455e-06 | 0.025195 | 0.025195 | 0.025195 | 0.99125 | -0.16802 | 0.99139 | -0.16537 | 6.9218
38 | 0.016783 | 0.0042102 | -0.01678 | -0.0042081 | 3.4777e-06 | 2.0374e-06 | 0.025195 | 0.025195 | 0.025195 | 0.99125 | -0.16802 | 0.99103 | -0.17237 | 6.9218
39 | 0.047566 | 0.011956 | -0.047544 | -0.011942 | 2.1681e-05 | 1.373e-05 | 0.071406 | 0.071406 | 0.071406 | 0.99139 | -0.16537 | 0.9909 | -0.17492 | 19.617
40 | 0.015195 | 0.0038109 | -0.015188 | -0.0038071 | 6.5449e-06 | 3.7569e-06 | 0.022815 | 0.022816 | 0.022816 | 0.99103 | -0.17237 | 0.99056 | -0.18141 | 6.268
41 | -0.085039 | -0.021456 | 0.085077 | 0.02148 | 3.7789e-05 | 2.4104e-05 | 0.1272 | 0.1272 | 0.1272 | 0.99522 | -0.091498 | 0.9957 | -0.082222 | 34.9446
42 | -0.10413 | -0.026261 | 0.10417 | 0.026284 | 3.6143e-05 | 2.308e-05 | 0.15568 | 0.15568 | 0.15568 | 0.9957 | -0.082222 | 0.99608 | -0.074974 | 42.768
43 | 0.019054 | 0.0047806 | -0.019045 | -0.0047747 | 9.9177e-06 | 5.9234e-06 | 0.028478 | 0.028478 | 0.028478 | 0.9957 | -0.082222 | 0.99514 | -0.093145 | 7.8235
44 | 0.013498 | 0.0033836 | -0.013497 | -0.0033832 | 7.0851e-07 | 3.9296e-07 | 0.020164 | 0.020164 | 0.020164 | 0.99608 | -0.074974 | 0.99602 | -0.076075 | 5.5397
45 | -0.11767 | -0.029667 | 0.11778 | 0.02974 | 0.00011285 | 7.2099e-05 | 0.17584 | 0.17584 | 0.17584 | 0.99608 | -0.074974 | 0.99712 | -0.054954 | 48.3077
46 | 0.017223 | 0.0043183 | -0.017218 | -0.0043152 | 5.2589e-06 | 3.0911e-06 | 0.025755 | 0.025755 | 0.025755 | 0.99514 | -0.093145 | 0.99481 | -0.099554 | 7.0754
47 | -0.11778 | -0.02974 | 0.11809 | 0.029938 | 0.00031101 | 0.00019869 | 0.17584 | 0.17584 | 0.17584 | 0.99712 | -0.054954 | 1 | 0 | 48.3077
48 | 0.11963 | 0.030328 | -0.1195 | -0.030244 | 0.00013125 | 8.3855e-05 | 0.17813 | 0.17813 | 0.17813 | 1 | 0 | 0.9988 | -0.022855 | 48.9377
49 | 0.004172 | 0.0010455 | -0.0041717 | -0.0010455 | 3.1487e-07 | -7.5818e-08 | 0.0062549 | 0.006255 | 0.006255 | 0.99251 | -0.14375 | 0.99243 | -0.14534 | 1.7184
50 | 0.045464 | 0.011421 | -0.045462 | -0.01142 | 2.2116e-06 | 1.3991e-06 | 0.068283 | 0.068283 | 0.068283 | 0.9909 | -0.17492 | 0.99084 | -0.17594 | 18.7589
51 | 0.012922 | 0.0032391 | -0.012917 | -0.0032366 | 4.6029e-06 | 2.5267e-06 | 0.019411 | 0.019411 | 0.019411 | 0.99056 | -0.18141 | 0.99018 | -0.18889 | 5.3327
52 | 0.0018332 | 0.00045929 | -0.0018331 | -0.00045942 | 3.2799e-08 | -1.2973e-07 | 0.0027434 | 0.0027435 | 0.0027435 | 0.99428 | -0.10968 | 0.99426 | -0.11006 | 0.7537
53 | -0.0018332 | -0.00045929 | 0.0018332 | 0.00045901 | 7.1986e-08 | -2.8476e-07 | 0.0027434 | 0.0027433 | 0.0027434 | 0.99428 | -0.10968 | 0.99433 | -0.10886 | 0.75368
54 | -0.0053191 | -0.0013327 | 0.0053196 | 0.0013327 | 4.4481e-07 | 4.183e-08 | 0.00796 | 0.0079599 | 0.00796 | 0.99433 | -0.10886 | 0.99442 | -0.1071 | 2.1868
55 | 0.011236 | 0.0028166 | -0.011235 | -0.0028157 | 1.7849e-06 | 9.2257e-07 | 0.016787 | 0.016787 | 0.016787 | 0.99602 | -0.076075 | 0.99585 | -0.07941 | 4.6118
56 | 0.01203 | 0.0030152 | -0.012028 | -0.0030141 | 2.2084e-06 | 1.1773e-06 | 0.017995 | 0.017995 | 0.017995 | 0.99481 | -0.099554 | 0.99461 | -0.10341 | 4.9436
57 | 0.0051879 | 0.0012999 | -0.0051869 | -0.0012999 | 1.046e-06 | 6.8171e-08 | 0.0077599 | 0.0077601 | 0.0077601 | 0.99481 | -0.099554 | 0.99459 | -0.10379 | 2.1319
58 | 0.11834 | 0.029954 | -0.11822 | -0.029876 | 0.0001221 | 7.8009e-05 | 0.17641 | 0.17641 | 0.17641 | 0.9988 | -0.022855 | 0.99768 | -0.044374 | 48.465
59 | -0.013782 | -0.0034539 | 0.013785 | 0.0034556 | 2.9348e-06 | 1.6443e-06 | 0.020728 | 0.020728 | 0.020728 | 0.98935 | -0.20487 | 0.98958 | -0.2004 | 5.6946
60 | 0.005191 | 0.0013009 | -0.0051908 | -0.0013008 | 2.1147e-07 | 1.6547e-08 | 0.0078074 | 0.0078075 | 0.0078075 | 0.98935 | -0.20487 | 0.98931 | -0.20573 | 2.1449
61 | -0.013785 | -0.0034556 | 0.013786 | 0.0034565 | 1.5928e-06 | 8.924e-07 | 0.020728 | 0.020728 | 0.020728 | 0.98958 | -0.2004 | 0.98971 | -0.19798 | 5.6946
62 | 0.0051908 | 0.0013008 | -0.0051905 | -0.0013008 | 3.7841e-07 | 2.964e-08 | 0.0078075 | 0.0078076 | 0.0078076 | 0.98931 | -0.20573 | 0.98923 | -0.20726 | 2.1449
63 | -0.016519 | -0.0041413 | 0.016523 | 0.0041435 | 3.7261e-06 | 2.1776e-06 | 0.024836 | 0.024836 | 0.024836 | 0.98971 | -0.19798 | 0.98995 | -0.19324 | 6.8232
64 | 0.0051905 | 0.0013008 | -0.0051903 | -0.0013008 | 1.2028e-07 | 9.429e-09 | 0.0078076 | 0.0078076 | 0.0078076 | 0.98923 | -0.20726 | 0.98921 | -0.20774 | 2.1449
65 | 0.0025952 | 0.0006504 | -0.0025952 | -0.00065041 | 8.0788e-09 | -1.2977e-08 | 0.0039038 | 0.0039038 | 0.0039038 | 0.98921 | -0.20774 | 0.9892 | -0.20781 | 1.0725
66 | -0.042126 | -0.01057 | 0.042134 | 0.010575 | 8.4429e-06 | 5.3313e-06 | 0.063325 | 0.063325 | 0.063325 | 0.98995 | -0.19324 | 0.99017 | -0.18904 | 17.3969
67 | 0.025603 | 0.0064266 | -0.025602 | -0.0064257 | 1.5327e-06 | 9.4546e-07 | 0.038488 | 0.038488 | 0.038488 | 0.98995 | -0.19324 | 0.98989 | -0.1945 | 10.5737
68 | -0.043635 | -0.010952 | 0.043663 | 0.010969 | 2.729e-05 | 1.7248e-05 | 0.06558 | 0.06558 | 0.06558 | 0.99017 | -0.18904 | 0.99084 | -0.17594 | 18.0166
69 | 0.0028712 | 0.00071932 | -0.0028712 | -0.00071942 | 8.8349e-08 | -1.052e-07 | 0.0043216 | 0.0043217 | 0.0043217 | 0.98861 | -0.21943 | 0.98857 | -0.22008 | 1.1873
70 | -0.013482 | -0.0033784 | 0.013485 | 0.0033802 | 3.2909e-06 | 1.8326e-06 | 0.020288 | 0.020288 | 0.020288 | 0.98878 | -0.21595 | 0.98905 | -0.21082 | 5.5737
71 | -0.013233 | -0.0033166 | 0.013234 | 0.0033171 | 7.8061e-07 | 4.306e-07 | 0.019793 | 0.019793 | 0.019793 | 0.99486 | -0.098557 | 0.99492 | -0.097318 | 5.4377
72 | 0.011907 | 0.0029843 | -0.011907 | -0.002984 | 5.7486e-07 | 3.0516e-07 | 0.01781 | 0.01781 | 0.01781 | 0.99486 | -0.098557 | 0.9948 | -0.09957 | 4.8928
73 | -0.015928 | -0.0039922 | 0.015931 | 0.0039937 | 2.6994e-06 | 1.5629e-06 | 0.023822 | 0.023822 | 0.023822 | 0.99492 | -0.097318 | 0.9951 | -0.093762 | 6.5445
74 | 0.010018 | 0.0025106 | -0.010018 | -0.0025106 | 1.2583e-07 | 6.1129e-08 | 0.014985 | 0.014985 | 0.014985 | 0.9948 | -0.09957 | 0.99479 | -0.099834 | 4.1167
75 | -0.11153 | -0.028094 | 0.11167 | 0.028185 | 0.00014294 | 9.1305e-05 | 0.16682 | 0.16682 | 0.16682 | 0.9951 | -0.093762 | 0.9965 | -0.066999 | 45.8297
76 | 0.095596 | 0.0241 | -0.095515 | -0.024049 | 8.0508e-05 | 5.1389e-05 | 0.143 | 0.143 | 0.143 | 0.9951 | -0.093762 | 0.99419 | -0.11138 | 39.2852
77 | 0.0078441 | 0.0019658 | -0.0078432 | -0.0019654 | 8.2916e-07 | 3.2217e-07 | 0.011733 | 0.011733 | 0.011733 | 0.99479 | -0.099834 | 0.99467 | -0.10205 | 3.2234
78 | -0.11481 | -0.028973 | 0.11485 | 0.028998 | 3.8386e-05 | 2.4522e-05 | 0.17152 | 0.17152 | 0.17152 | 0.9965 | -0.066999 | 0.99686 | -0.060021 | 47.1199
79 | 0.021253 | 0.0053326 | -0.021245 | -0.0053275 | 8.3598e-06 | 5.0647e-06 | 0.031812 | 0.031812 | 0.031812 | 0.99419 | -0.11138 | 0.99376 | -0.11963 | 8.7396
80 | 0.074262 | 0.018716 | -0.074199 | -0.018676 | 6.3608e-05 | 4.0531e-05 | 0.11119 | 0.11119 | 0.11119 | 0.99419 | -0.11138 | 0.99326 | -0.1293 | 30.5457
81 | -0.11668 | -0.029457 | 0.11677 | 0.029513 | 8.7535e-05 | 5.5922e-05 | 0.17425 | 0.17425 | 0.17425 | 0.99686 | -0.060021 | 0.99768 | -0.044374 | 47.8706
82 | 0.018958 | 0.0047545 | -0.018952 | -0.0047506 | 6.4112e-06 | 3.8284e-06 | 0.028388 | 0.028388 | 0.028388 | 0.99376 | -0.11963 | 0.99339 | -0.12673 | 7.799
83 | 0.070801 | 0.017824 | -0.070782 | -0.017812 | 1.9531e-05 | 1.244e-05 | 0.1061 | 0.1061 | 0.1061 | 0.99326 | -0.1293 | 0.99296 | -0.13507 | 29.1474
84 | 0.0038838 | 0.00097316 | -0.0038834 | -0.00097328 | 3.3522e-07 | -1.2005e-07 | 0.0058491 | 0.0058492 | 0.0058492 | 0.98802 | -0.23073 | 0.98793 | -0.23254 | 1.6069
85 | -0.015039 | -0.0037697 | 0.015041 | 0.0037706 | 1.5884e-06 | 9.1036e-07 | 0.022626 | 0.022626 | 0.022626 | 0.98905 | -0.21082 | 0.98916 | -0.20861 | 6.2161
86 | -0.019271 | -0.00483 | 0.019275 | 0.0048324 | 3.9884e-06 | 2.3901e-06 | 0.02899 | 0.02899 | 0.02899 | 0.98916 | -0.20861 | 0.98939 | -0.20426 | 7.9643
87 | 0.0042305 | 0.0010593 | -0.0042303 | -0.0010594 | 2.5343e-07 | -5.2003e-08 | 0.0063637 | 0.0063638 | 0.0063638 | 0.98916 | -0.20861 | 0.9891 | -0.20986 | 1.7483
88 | -0.020928 | -0.0052465 | 0.020929 | 0.0052471 | 8.6363e-07 | 5.2287e-07 | 0.031476 | 0.031476 | 0.031476 | 0.98939 | -0.20426 | 0.98943 | -0.2034 | 8.6471
89 | 0.0033967 | 0.00085046 | -0.0033964 | -0.00085061 | 2.223e-07 | -1.4911e-07 | 0.0051097 | 0.0051098 | 0.0051098 | 0.9891 | -0.20986 | 0.98903 | -0.21124 | 1.4038
90 | -0.024273 | -0.0060853 | 0.024286 | 0.0060929 | 1.2425e-05 | 7.6324e-06 | 0.036505 | 0.036505 | 0.036505 | 0.98943 | -0.2034 | 0.98998 | -0.19266 | 10.0289
91 | 0.0011759 | 0.00029408 | -0.0011758 | -0.00029469 | 5.9082e-08 | -6.0822e-07 | 0.0017689 | 0.0017692 | 0.0017692 | 0.98903 | -0.21124 | 0.98897 | -0.21229 | 0.48603
92 | 0.0015415 | 0.00038619 | -0.0015415 | -0.00038634 | 2.6644e-08 | -1.5214e-07 | 0.0023203 | 0.0023204 | 0.0023204 | 0.98857 | -0.22008 | 0.98855 | -0.22044 | 0.63746
93 | 0.0058867 | 0.0014749 | -0.0058862 | -0.0014748 | 4.4125e-07 | 8.9161e-08 | 0.008848 | 0.008848 | 0.008848 | 0.98998 | -0.19266 | 0.9899 | -0.19423 | 2.4308
94 | -0.030172 | -0.0075678 | 0.030174 | 0.0075692 | 2.2022e-06 | 1.3727e-06 | 0.045353 | 0.045353 | 0.045353 | 0.98998 | -0.19266 | 0.99006 | -0.19113 | 12.4596
95 | 0.0096853 | 0.0024274 | -0.0096836 | -0.0024266 | 1.7346e-06 | 8.2287e-07 | 0.014472 | 0.014472 | 0.014472 | 0.99585 | -0.07941 | 0.99566 | -0.08317 | 3.9758
96 | -0.0029537 | -0.00074028 | 0.0029539 | 0.00074009 | 1.7298e-07 | -1.8856e-07 | 0.0044458 | 0.0044457 | 0.0044458 | 0.98862 | -0.21913 | 0.98868 | -0.2179 | 1.2214
97 | -0.0029539 | -0.00074009 | 0.0029541 | 0.00073986 | 2.1389e-07 | -2.3323e-07 | 0.0044457 | 0.0044456 | 0.0044457 | 0.98868 | -0.2179 | 0.98876 | -0.21638 | 1.2213
98 | -0.0029541 | -0.00073986 | 0.0029542 | 0.00073977 | 8.3584e-08 | -9.1167e-08 | 0.0044456 | 0.0044455 | 0.0044456 | 0.98876 | -0.21638 | 0.98879 | -0.21579 | 1.2213
99 | -0.0060931 | -0.0015264 | 0.006094 | 0.0015267 | 9.7011e-07 | 2.2611e-07 | 0.0091691 | 0.009169 | 0.0091691 | 0.98879 | -0.21579 | 0.98897 | -0.21245 | 2.519
100 | -0.0033978 | -0.00085157 | 0.003398 | 0.00085143 | 2.0041e-07 | -1.3835e-07 | 0.005092 | 0.0050919 | 0.005092 | 0.99292 | -0.13594 | 0.99298 | -0.1347 | 1.3989
101 | -0.0067758 | -0.001698 | 0.0067762 | 0.0016981 | 4.0557e-07 | 1.2386e-07 | 0.010154 | 0.010154 | 0.010154 | 0.99298 | -0.1347 | 0.99305 | -0.13345 | 2.7895
102 | 0.0018258 | 0.00045736 | -0.0018258 | -0.00045752 | 4.0949e-08 | -1.5946e-07 | 0.0027471 | 0.0027471 | 0.0027471 | 0.98897 | -0.21245 | 0.98894 | -0.21292 | 0.75471
103 | -0.0079198 | -0.001984 | 0.0079201 | 0.0019841 | 2.439e-07 | 9.7321e-08 | 0.011916 | 0.011916 | 0.011916 | 0.98897 | -0.21245 | 0.989 | -0.2118 | 3.2736
104 | -0.0093167 | -0.0023348 | 0.0093177 | 0.0023353 | 1.0392e-06 | 4.8109e-07 | 0.01396 | 0.01396 | 0.01396 | 0.99305 | -0.13345 | 0.99317 | -0.1311 | 3.8353
105 | -0.053652 | -0.013472 | 0.053668 | 0.013482 | 1.5352e-05 | 9.7442e-06 | 0.080579 | 0.080579 | 0.080579 | 0.99088 | -0.17527 | 0.99119 | -0.16927 | 22.1372
106 | 0.05026 | 0.012622 | -0.050222 | -0.012598 | 3.8007e-05 | 2.4095e-05 | 0.075486 | 0.075486 | 0.075486 | 0.99088 | -0.17527 | 0.99006 | -0.19113 | 20.7378
107 | -0.05701 | -0.01432 | 0.05701 | 0.01432 | 2.4334e-08 | 1.5459e-08 | 0.085597 | 0.085597 | 0.085597 | 0.99119 | -0.16927 | 0.99119 | -0.16926 | 23.5157
108 | 0.020048 | 0.0050288 | -0.020035 | -0.005021 | 1.2978e-05 | 7.8162e-06 | 0.030133 | 0.030133 | 0.030133 | 0.99006 | -0.19113 | 0.98936 | -0.20472 | 8.2782
109 | -0.060355 | -0.015158 | 0.060397 | 0.015185 | 4.2113e-05 | 2.6776e-05 | 0.090618 | 0.090618 | 0.090618 | 0.99119 | -0.16926 | 0.99195 | -0.15465 | 24.895
110 | 0.0059136 | 0.0014817 | -0.0059131 | -0.0014816 | 4.678e-07 | 9.6895e-08 | 0.008894 | 0.008894 | 0.008894 | 0.98936 | -0.20472 | 0.98928 | -0.20638 | 2.4434
111 | 0.014121 | 0.0035393 | -0.01412 | -0.0035384 | 1.6975e-06 | 9.5754e-07 | 0.021239 | 0.021239 | 0.021239 | 0.98936 | -0.20472 | 0.98923 | -0.20724 | 5.8348
112 | -0.063779 | -0.016032 | 0.06379 | 0.016039 | 1.0942e-05 | 6.962e-06 | 0.095692 | 0.095692 | 0.095692 | 0.99195 | -0.15465 | 0.99213 | -0.15106 | 26.289
113 | 0.0016488 | 0.00041318 | -0.0016488 | -0.00041323 | 1.0649e-08 | -5.2464e-08 | 0.00248 | 0.0024801 | 0.0024801 | 0.98928 | -0.20638 | 0.98927 | -0.20651 | 0.68134
114 | 0.0042643 | 0.0010684 | -0.0042641 | -0.0010685 | 1.979e-07 | -3.8038e-08 | 0.006414 | 0.0064141 | 0.0064141 | 0.98928 | -0.20638 | 0.98923 | -0.20735 | 1.7621
115 | 0.0098705 | 0.0024734 | -0.0098683 | -0.0024724 | 2.1428e-06 | 1.0387e-06 | 0.014847 | 0.014847 | 0.014847 | 0.98923 | -0.20724 | 0.989 | -0.2118 | 4.0789
116 | 0.0024318 | 0.00060913 | -0.0024317 | -0.00060926 | 6.8425e-08 | -1.3176e-07 | 0.0036553 | 0.0036554 | 0.0036554 | 0.9899 | -0.19423 | 0.98987 | -0.19482 | 1.0042
117 | 0.0034545 | 0.00086572 | -0.0034544 | -0.00086575 | 6.0872e-08 | -3.8432e-08 | 0.0051927 | 0.0051927 | 0.0051927 | 0.9899 | -0.19423 | 0.98988 | -0.1946 | 1.4266
118 | -0.065879 | -0.016563 | 0.065879 | 0.016563 | 2.2184e-07 | 1.412e-07 | 0.098824 | 0.098824 | 0.098824 | 0.99213 | -0.15106 | 0.99214 | -0.15099 | 27.1496
119 | 0.0018021 | 0.0004516 | -0.0018021 | -0.00045165 | 1.3585e-08 | -5.4597e-08 | 0.0027108 | 0.0027108 | 0.0027108 | 0.98923 | -0.20735 | 0.98922 | -0.20751 | 0.74472
120 | 0.002462 | 0.00061687 | -0.0024619 | -0.00061701 | 7.517e-08 | -1.3953e-07 | 0.0037033 | 0.0037034 | 0.0037034 | 0.98923 | -0.20735 | 0.98919 | -0.20799 | 1.0174
121 | 0.0024317 | 0.00060926 | -0.0024316 | -0.00060943 | 8.6587e-08 | -1.6671e-07 | 0.0036554 | 0.0036555 | 0.0036555 | 0.98987 | -0.19482 | 0.98983 | -0.19557 | 1.0043
122 | -0.014115 | -0.0035381 | 0.014115 | 0.0035381 | 6.0633e-08 | 3.4124e-08 | 0.021144 | 0.021144 | 0.021144 | 0.99334 | -0.12772 | 0.99335 | -0.12763 | 5.8088
123 | 0.01216 | 0.0030481 | -0.012158 | -0.0030471 | 1.9616e-06 | 1.0514e-06 | 0.018215 | 0.018215 | 0.018215 | 0.99334 | -0.12772 | 0.99317 | -0.1311 | 5.0043
124 | -0.01707 | -0.0042787 | 0.01707 | 0.0042791 | 7.3316e-07 | 4.3051e-07 | 0.02557 | 0.02557 | 0.02557 | 0.99335 | -0.12763 | 0.99339 | -0.12673 | 7.0248
125 | 0.006308 | 0.0015806 | -0.0063071 | -0.0015803 | 8.7669e-07 | 2.1902e-07 | 0.0094272 | 0.0094274 | 0.0094274 | 0.99566 | -0.08317 | 0.99551 | -0.086088 | 2.5899
126 | 0.0027348 | 0.00068502 | -0.0027346 | -0.00068524 | 1.5387e-07 | -2.2078e-07 | 0.0040876 | 0.0040877 | 0.0040877 | 0.99551 | -0.086088 | 0.99544 | -0.087269 | 1.123
127 | 0.0014352 | 0.00035957 | -0.0014352 | -0.00035968 | 1.671e-08 | -1.1517e-07 | 0.0021453 | 0.0021453 | 0.0021453 | 0.99544 | -0.087269 | 0.99543 | -0.087514 | 0.58938
128 | 0.068049 | 0.017127 | -0.067997 | -0.017094 | 5.1729e-05 | 3.2935e-05 | 0.102 | 0.102 | 0.102 | 0.99296 | -0.13507 | 0.99214 | -0.15099 | 28.0222
129 | -0.0051864 | -0.0012998 | 0.0051869 | 0.0012999 | 4.3189e-07 | 2.8234e-08 | 0.0077602 | 0.0077601 | 0.0077602 | 0.9945 | -0.10554 | 0.99459 | -0.10379 | 2.1319
130 | 0.0035995 | 0.0009021 | -0.0035995 | -0.00090212 | 2.2598e-08 | -1.2506e-08 | 0.0053852 | 0.0053852 | 0.0053852 | 0.99461 | -0.10341 | 0.9946 | -0.10354 | 1.4794
131 | 0.0084285 | 0.002112 | -0.0084276 | -0.0021116 | 9.3643e-07 | 3.9552e-07 | 0.01261 | 0.01261 | 0.01261 | 0.99461 | -0.10341 | 0.99449 | -0.10574 | 3.4642
132 | -0.0053196 | -0.0013327 | 0.0053199 | 0.0013327 | 3.4432e-07 | 3.2347e-08 | 0.0079599 | 0.0079598 | 0.0079599 | 0.99442 | -0.1071 | 0.99449 | -0.10574 | 2.1868
133 | 0.0031077 | 0.00077884 | -0.0031077 | -0.00077886 | 1.3849e-08 | -1.3298e-08 | 0.0046499 | 0.0046499 | 0.0046499 | 0.99449 | -0.10574 | 0.99448 | -0.10583 | 1.2775
134 | 0.00070727 | 0.00017724 | -0.00070727 | -0.00017726 | 6.7633e-10 | -2.0084e-08 | 0.0010631 | 0.0010631 | 0.0010631 | 0.98993 | -0.1938 | 0.98992 | -0.19382 | 0.29207
135 | -0.0024402 | -0.00061154 | 0.0024403 | 0.00061129 | 1.2956e-07 | -2.4727e-07 | 0.0036679 | 0.0036678 | 0.0036679 | 0.98993 | -0.1938 | 0.98998 | -0.19269 | 1.0077
136 | -0.0024403 | -0.00061129 | 0.0024404 | 0.00061107 | 1.1434e-07 | -2.1827e-07 | 0.0036678 | 0.0036677 | 0.0036678 | 0.98998 | -0.19269 | 0.99003 | -0.1917 | 1.0076
137 | -0.0047913 | -0.0012003 | 0.004792 | 0.0012003 | 6.4185e-07 | -1.3716e-08 | 0.0072012 | 0.007201 | 0.0072012 | 0.99003 | -0.1917 | 0.99018 | -0.18889 | 1.9783
138 | 0.0018258 | 0.00045752 | -0.0018258 | -0.00045758 | 1.3632e-08 | -5.308e-08 | 0.0027471 | 0.0027472 | 0.0027472 | 0.98894 | -0.21292 | 0.98893 | -0.21307 | 0.75471

## res_trafo
| p_hv_mw | q_hv_mvar | p_lv_mw | q_lv_mvar | pl_mw | ql_mvar | i_hv_ka | i_lv_ka | vm_hv_pu | va_hv_degree | vm_lv_pu | va_lv_degree | loading_percent
0 | -1.2729e-15 | -1.3162e-15 | 0.00165 | 1.2699e-07 | 0.00165 | 1.2699e-07 | 5.2857e-17 | 0.0023815 | 0.99998 | 149.9956 | 1 | 0 | 0.2619

## res_ext_grid
| p_mw | q_mvar
0 | 0.24121 | 0.060728

## res_load
| p_mw | q_mvar
0 | 0.0018158 | 0.00045508
1 | 0.0018465 | 0.00046278
2 | 0.0030318 | 0.00075985
3 | 0.0015044 | 0.00037703
4 | 0.0011159 | 0.00027966
5 | 0.0011946 | 0.0002994
6 | 0.0016983 | 0.00042562
7 | 0.0021413 | 0.00053666
8 | 0.0013588 | 0.00034054
9 | 0.001689 | 0.00042331
10 | 0.0018393 | 0.00046098
11 | 0.0031048 | 0.00077814
12 | 0.0021716 | 0.00054426
13 | 0.001948 | 0.00048821
14 | 0.001498 | 0.00037542
15 | 0.0030688 | 0.00076911
16 | 0.0016632 | 0.00041684
17 | 0.0015079 | 0.00037791
18 | 0.0028409 | 0.000712
19 | 0.0016766 | 0.00042019
20 | 0.0016794 | 0.0004209
21 | 0.0014432 | 0.00036169
22 | 0.0037277 | 0.00093425
23 | 0.0015849 | 0.00039722
24 | 0.0014541 | 0.00036443
25 | 0.0018212 | 0.00045643
26 | 0.0018443 | 0.00046222
27 | 0.0016755 | 0.00041991
28 | 0.0017467 | 0.00043777
29 | 0.0020798 | 0.00052124
30 | 0.0022666 | 0.00056805
31 | 0.0018331 | 0.00045942
32 | 0.0034859 | 0.00087365
33 | 0.0022608 | 0.0005666
34 | 0.001155 | 0.00028947
35 | 0.0085909 | 0.0021531
36 | 0.0027324 | 0.00068481
37 | 0.0025952 | 0.00065041
38 | 0.0025952 | 0.00065041
39 | 0.0015009 | 0.00037617
40 | 0.0016312 | 0.00040881
41 | 0.0010666 | 0.00026732
42 | 0.0015498 | 0.00038842
43 | 0.0013261 | 0.00033235
44 | 0.0026937 | 0.00067511
45 | 0.0018887 | 0.00047336
46 | 0.0021737 | 0.00054479
47 | 0.003145 | 0.00078821
48 | 0.0016905 | 0.00042368
49 | 0.0018307 | 0.00045881
50 | 0.0022865 | 0.00057306
51 | 0.0033977 | 0.00085154
52 | 0.0014506 | 0.00036355
53 | 0.0015541 | 0.00038951
54 | 0.0016526 | 0.00041417
55 | 0.00083361 | 0.00020892
56 | 0.0033444 | 0.0008382
57 | 0.0022206 | 0.00055653
58 | 0.0013296 | 0.00033323
59 | 0.0011758 | 0.00029469
60 | 0.0038834 | 0.00097328
61 | 0.0015493 | 0.0003883
62 | 0.0015415 | 0.00038634
63 | 0.0017995 | 0.00045099
64 | 0.0029537 | 0.00074028
65 | 0.0031388 | 0.00078667
66 | 0.0033978 | 0.00085157
67 | 0.0033778 | 0.00084656
68 | 0.0025405 | 0.00063671
69 | 0.0033921 | 0.00085013
70 | 0.0033423 | 0.00083766
71 | 0.0033445 | 0.0008382
72 | 0.0033825 | 0.00084773
73 | 0.0042491 | 0.0010649
74 | 0.0020886 | 0.00052346
75 | 0.0016488 | 0.00041323
76 | 0.0019482 | 0.00048828
77 | 0.0034544 | 0.00086575
78 | 0.001955 | 0.00048996
79 | 0.0029549 | 0.00074056
80 | 0.0028401 | 0.00071179
81 | 0.0018813 | 0.00047151
82 | 0.0033756 | 0.000846
83 | 0.0035724 | 0.00089532
84 | 0.0012995 | 0.00032567
85 | 0.0027329 | 0.00068494
86 | 0.002118 | 0.00053081
87 | 0.0014352 | 0.00035968
88 | 0.0051864 | 0.0012998
89 | 0.0035995 | 0.00090212
90 | 0.0031077 | 0.00077886
91 | 0.0017329 | 0.0004343
92 | 0.00070727 | 0.00017726
93 | 0.002351 | 0.0005892
94 | 0.0081249 | 0.0020363
95 | 0.0018258 | 0.00045758
96 | 0.0018021 | 0.00045165
97 | 0.0024619 | 0.00061701
98 | 0.0041717 | 0.0010455
99 | 0.0024316 | 0.00060943

## dtypes
| element | column | dtype
0 | bus | name | object
1 | bus | vn_kv | float64
2 | bus | type | object
3 | bus | zone | object
4 | bus | in_service | bool
5 | load | name | object
6 | load | bus | uint32
7 | load | p_mw | float64
8 | load | q_mvar | float64
9 | load | const_z_percent | float64
10 | load | const_i_percent | float64
11 | load | sn_mva | float64
12 | load | scaling | float64
13 | load | in_service | bool
14 | load | type | object
15 | ext_grid | name | object
16 | ext_grid | bus | uint32
17 | ext_grid | vm_pu | float64
18 | ext_grid | va_degree | float64
19 | ext_grid | slack_weight | float64
20 | ext_grid | in_service | bool
21 | line | name | object
22 | line | std_type | object
23 | line | from_bus | uint32
24 | line | to_bus | uint32
25 | line | length_km | float64
26 | line | r_ohm_per_km | float64
27 | line | x_ohm_per_km | float64
28 | line | c_nf_per_km | float64
29 | line | g_us_per_km | float64
30 | line | max_i_ka | float64
31 | line | df | float64
32 | line | parallel | uint32
33 | line | type | object
34 | line | in_service | bool
35 | trafo | name | object
36 | trafo | std_type | object
37 | trafo | hv_bus | uint32
38 | trafo | lv_bus | uint32
39 | trafo | sn_mva | float64
40 | trafo | vn_hv_kv | float64
41 | trafo | vn_lv_kv | float64
42 | trafo | vk_percent | float64
43 | trafo | vkr_percent | float64
44 | trafo | pfe_kw | float64
45 | trafo | i0_percent | float64
46 | trafo | shift_degree | float64
47 | trafo | tap_side | object
48 | trafo | tap_neutral | int32
49 | trafo | tap_min | int32
50 | trafo | tap_max | int32
51 | trafo | tap_step_percent | float64
52 | trafo | tap_step_degree | float64
53 | trafo | tap_pos | int32
54 | trafo | tap_phase_shifter | bool
55 | trafo | parallel | uint32
56 | trafo | df | float64
57 | trafo | in_service | bool
58 | line_geodata | coords | object
59 | bus_geodata | x | float64
60 | bus_geodata | y | float64
61 | bus_geodata | coords | object
62 | res_bus | vm_pu | float64
63 | res_bus | va_degree | float64
64 | res_bus | p_mw | float64
65 | res_bus | q_mvar | float64
66 | res_line | p_from_mw | float64
67 | res_line | q_from_mvar | float64
68 | res_line | p_to_mw | float64
69 | res_line | q_to_mvar | float64
70 | res_line | pl_mw | float64
71 | res_line | ql_mvar | float64
72 | res_line | i_from_ka | float64
73 | res_line | i_to_ka | float64
74 | res_line | i_ka | float64
75 | res_line | vm_from_pu | float64
76 | res_line | va_from_degree | float64
77 | res_line | vm_to_pu | float64
78 | res_line | va_to_degree | float64
79 | res_line | loading_percent | float64
80 | res_trafo | p_hv_mw | float64
81 | res_trafo | q_hv_mvar | float64
82 | res_trafo | p_lv_mw | float64
83 | res_trafo | q_lv_mvar | float64
84 | res_trafo | pl_mw | float64
85 | res_trafo | ql_mvar | float64
86 | res_trafo | i_hv_ka | float64
87 | res_trafo | i_lv_ka | float64
88 | res_trafo | vm_hv_pu | float64
89 | res_trafo | va_hv_degree | float64
90 | res_trafo | vm_lv_pu | float64
91 | res_trafo | va_lv_degree | float64
92 | res_trafo | loading_percent | float64
93 | res_ext_grid | p_mw | float64
94 | res_ext_grid | q_mvar | float64
95 | res_load | p_mw | float64
96 | res_load | q_mvar | float64

## parameters
| version | format_version | converged | OPF_converged | name | f_hz | sn_mva
0 | 2.14.6 | 2.14.0 | TRUE | FALSE |  | 50 | 1