## bus
| name | vn_kv | type | zone | in_service
0 | bus_LV_230-75_0_3_node_0 | 0.4 | n |  | TRUE
1 | bus_LV_230-75_0_3_node_1 | 0.4 | n |  | TRUE
2 | bus_LV_230-75_0_3_node_2 | 0.4 | n |  | TRUE
3 | bus_LV_230-75_0_3_node_4 | 0.4 | n |  | TRUE
4 | bus_LV_230-75_0_3_node_37 | 0.4 | n |  | TRUE
5 | bus_LV_230-75_0_3_node_5 | 0.4 | n |  | TRUE
6 | bus_LV_230-75_0_3_node_13 | 0.4 | n |  | TRUE
7 | bus_LV_230-75_0_3_node_6 | 0.4 | n |  | TRUE
8 | bus_LV_230-75_0_3_node_48 | 0.4 | n |  | TRUE
9 | bus_LV_230-75_0_3_node_20 | 0.4 | n |  | TRUE
10 | bus_LV_230-75_0_3_node_7 | 0.4 | n |  | TRUE
11 | bus_LV_230-75_0_3_node_12 | 0.4 | n |  | TRUE
12 | bus_LV_230-75_0_3_node_30 | 0.4 | n |  | TRUE
13 | bus_LV_230-75_0_3_node_8 | 0.4 | n |  | TRUE
14 | bus_LV_230-75_0_3_node_103 | 0.4 | n |  | TRUE
15 | bus_LV_230-75_0_3_node_10 | 0.4 | n |  | TRUE
16 | bus_LV_230-75_0_3_node_130 | 0.4 | n |  | TRUE
17 | bus_LV_230-75_0_3_node_42 | 0.4 | n |  | TRUE
18 | bus_LV_230-75_0_3_node_128 | 0.4 | n |  | TRUE
19 | bus_LV_230-75_0_3_node_15 | 0.4 | n |  | TRUE
20 | bus_LV_230-75_0_3_node_96 | 0.4 | n |  | TRUE
21 | bus_LV_230-75_0_3_node_93 | 0.4 | n |  | TRUE
22 | bus_LV_230-75_0_3_node_16 | 0.4 | n |  | TRUE
23 | bus_LV_230-75_0_3_node_50 | 0.4 | n |  | TRUE
24 | bus_LV_230-75_0_3_node_49 | 0.4 | n |  | TRUE
25 | bus_LV_230-75_0_3_node_17 | 0.4 | n |  | TRUE
26 | bus_LV_230-75_0_3_node_40 | 0.4 | n |  | TRUE
27 | bus_LV_230-75_0_3_node_38 | 0.4 | n |  | TRUE
28 | bus_LV_230-75_0_3_node_127 | 0.4 | n |  | TRUE
29 | bus_LV_230-75_0_3_node_21 | 0.4 | n |  | TRUE
30 | bus_LV_230-75_0_3_node_35 | 0.4 | n |  | TRUE
31 | bus_LV_230-75_0_3_node_125 | 0.4 | n |  | TRUE
32 | bus_LV_230-75_0_3_node_29 | 0.4 | n |  | TRUE
33 | bus_LV_230-75_0_3_node_27 | 0.4 | n |  | TRUE
34 | bus_LV_230-75_0_3_node_126 | 0.4 | n |  | TRUE
35 | bus_LV_230-75_0_3_node_28 | 0.4 | n |  | TRUE
36 | bus_LV_230-75_0_3_node_26 | 0.4 | n |  | TRUE
37 | bus_LV_230-75_0_3_node_129 | 0.4 | n |  | TRUE
38 | bus_LV_230-75_0_3_node_98 | 0.4 | n |  | TRUE
39 | bus_LV_230-75_0_3_node_94 | 0.4 | n |  | TRUE
40 | bus_LV_230-75_0_3_node_99 | 0.4 | n |  | TRUE
41 | bus_LV_230-75_0_3_node_39 | 0.4 | n |  | TRUE
42 | bus_LV_230-75_0_3_node_31 | 0.4 | n |  | TRUE
43 | bus_LV_230-75_0_3_node_32 | 0.4 | n |  | TRUE
44 | bus_LV_230-75_0_3_node_33 | 0.4 | n |  | TRUE
45 | bus_LV_230-75_0_3_node_36 | 0.4 | n |  | TRUE
46 | bus_LV_230-75_0_3_node_44 | 0.4 | n |  | TRUE
47 | bus_LV_230-75_0_3_node_22 | 0.4 | n |  | TRUE
48 | bus_LV_230-75_0_3_node_23 | 0.4 | n |  | TRUE
49 | bus_LV_230-75_0_3_node_24 | 0.4 | n |  | TRUE
50 | bus_LV_230-75_0_3_node_84 | 0.4 | n |  | TRUE
51 | bus_LV_230-75_0_3_node_85 | 0.4 | n |  | TRUE
52 | bus_LV_230-75_0_3_node_46 | 0.4 | n |  | TRUE
53 | bus_LV_230-75_0_3_node_47 | 0.4 | n |  | TRUE
54 | bus_LV_230-75_0_3_node_41 | 0.4 | n |  | TRUE
55 | bus_LV_230-75_0_3_node_43 | 0.4 | n |  | TRUE
56 | bus_LV_230-75_0_3_node_119 | 0.4 | n |  | TRUE
57 | bus_LV_230-75_0_3_node_105 | 0.4 | n |  | TRUE
58 | bus_LV_230-75_0_3_node_124 | 0.4 | n |  | TRUE
59 | bus_LV_230-75_0_3_node_118 | 0.4 | n |  | TRUE
60 | bus_LV_230-75_0_3_node_97 | 0.4 | n |  | TRUE
61 | bus_LV_230-75_0_3_node_51 | 0.4 | n |  | TRUE
62 | bus_LV_230-75_0_3_node_52 | 0.4 | n |  | TRUE
63 | bus_LV_230-75_0_3_node_53 | 0.4 | n |  | TRUE
64 | bus_LV_230-75_0_3_node_54 | 0.4 | n |  | TRUE
65 | bus_LV_230-75_0_3_node_55 | 0.4 | n |  | TRUE
66 | bus_LV_230-75_0_3_node_56 | 0.4 | n |  | TRUE
67 | bus_LV_230-75_0_3_node_57 | 0.4 | n |  | TRUE
68 | bus_LV_230-75_0_3_node_65 | 0.4 | n |  | TRUE
69 | bus_LV_230-75_0_3_node_73 | 0.4 | n |  | TRUE
70 | bus_LV_230-75_0_3_node_95 | 0.4 | n |  | TRUE
71 | bus_LV_230-75_0_3_node_74 | 0.4 | n |  | TRUE
72 | bus_LV_230-75_0_3_node_58 | 0.4 | n |  | TRUE
73 | bus_LV_230-75_0_3_node_59 | 0.4 | n |  | TRUE
74 | bus_LV_230-75_0_3_node_60 | 0.4 | n |  | TRUE
75 | bus_LV_230-75_0_3_node_61 | 0.4 | n |  | TRUE
76 | bus_LV_230-75_0_3_node_62 | 0.4 | n |  | TRUE
77 | bus_LV_230-75_0_3_node_63 | 0.4 | n |  | TRUE
78 | bus_LV_230-75_0_3_node_64 | 0.4 | n |  | TRUE
79 | bus_LV_230-75_0_3_node_104 | 0.4 | n |  | TRUE
80 | bus_LV_230-75_0_3_node_113 | 0.4 | n |  | TRUE
81 | bus_LV_230-75_0_3_node_111 | 0.4 | n |  | TRUE
82 | bus_LV_230-75_0_3_node_66 | 0.4 | n |  | TRUE
83 | bus_LV_230-75_0_3_node_67 | 0.4 | n |  | TRUE
84 | bus_LV_230-75_0_3_node_68 | 0.4 | n |  | TRUE
85 | bus_LV_230-75_0_3_node_69 | 0.4 | n |  | TRUE
86 | bus_LV_230-75_0_3_node_70 | 0.4 | n |  | TRUE
87 | bus_LV_230-75_0_3_node_71 | 0.4 | n |  | TRUE
88 | bus_LV_230-75_0_3_node_72 | 0.4 | n |  | TRUE
89 | bus_LV_230-75_0_3_node_117 | 0.4 | n |  | TRUE
90 | bus_LV_230-75_0_3_node_112 | 0.4 | n |  | TRUE
91 | bus_LV_230-75_0_3_node_116 | 0.4 | n |  | TRUE
92 | bus_LV_230-75_0_3_node_109 | 0.4 | n |  | TRUE
93 | bus_LV_230-75_0_3_node_75 | 0.4 | n |  | TRUE
94 | bus_LV_230-75_0_3_node_76 | 0.4 | n |  | TRUE
95 | bus_LV_230-75_0_3_node_77 | 0.4 | n |  | TRUE
96 | bus_LV_230-75_0_3_node_81 | 0.4 | n |  | TRUE
97 | bus_LV_230-75_0_3_node_78 | 0.4 | n |  | TRUE
98 | bus_LV_230-75_0_3_node_100 | 0.4 | n |  | TRUE
99 | bus_LV_230-75_0_3_node_82 | 0.4 | n |  | TRUE
100 | bus_LV_230-75_0_3_node_101 | 0.4 | n |  | TRUE
101 | bus_LV_230-75_0_3_node_83 | 0.4 | n |  | TRUE
102 | bus_LV_230-75_0_3_node_102 | 0.4 | n |  | TRUE
103 | bus_LV_230-75_0_3_node_79 | 0.4 | n |  | TRUE
104 | bus_LV_230-75_0_3_node_86 | 0.4 | n |  | TRUE
105 | bus_LV_230-75_0_3_node_87 | 0.4 | n |  | TRUE
106 | bus_LV_230-75_0_3_node_88 | 0.4 | n |  | TRUE
107 | bus_LV_230-75_0_3_node_89 | 0.4 | n |  | TRUE
108 | bus_LV_230-75_0_3_node_90 | 0.4 | n |  | TRUE
109 | bus_LV_230-75_0_3_node_114 | 0.4 | n |  | TRUE
110 | bus_LV_230-75_0_3_node_106 | 0.4 | n |  | TRUE
111 | bus_LV_230-75_0_3_node_107 | 0.4 | n |  | TRUE
112 | bus_LV_230-75_0_3_node_108 | 0.4 | n |  | TRUE
113 | bus_LV_230-75_0_3_node_110 | 0.4 | n |  | TRUE
114 | bus_LV_230-75_0_3_node_115 | 0.4 | n |  | TRUE
115 | bus_LV_230-75_0_3_node_120 | 0.4 | n |  | TRUE
116 | bus_LV_230-75_0_3_node_121 | 0.4 | n |  | TRUE
117 | bus_LV_230-75_0_3_node_122 | 0.4 | n |  | TRUE
118 | bus_LV_230-75_0_3_node_123 | 0.4 | n |  | TRUE
119 | bus_MV_371_0_node_144 | 20 | n |  | TRUE

## load
| name | bus | p_mw | q_mvar | const_z_percent | const_i_percent | sn_mva | scaling | in_service | type
0 | LV_230-75_0_3_load_0 | 0 | 0.014066 | 0.0035252 | 0 | 0 |  | 1 | TRUE | wye
1 | LV_230-75_0_3_load_1 | 1 | 0.0020692 | 0.0005186 | 0 | 0 |  | 1 | TRUE | wye
2 | LV_230-75_0_3_load_37 | 4 | 0.0011294 | 0.00028306 | 0 | 0 |  | 1 | TRUE | wye
3 | LV_230-75_0_3_load_48 | 8 | 0.0065739 | 0.0016476 | 0 | 0 |  | 1 | TRUE | wye
4 | LV_230-75_0_3_load_30 | 12 | 0.0044318 | 0.0011107 | 0 | 0 |  | 1 | TRUE | wye
5 | LV_230-75_0_3_load_103 | 14 | 0.00034136 | 8.5553e-05 | 0 | 0 |  | 1 | TRUE | wye
6 | LV_230-75_0_3_load_130 | 16 | 0.00054962 | 0.00013775 | 0 | 0 |  | 1 | TRUE | wye
7 | LV_230-75_0_3_load_42 | 17 | 0.0012168 | 0.00030495 | 0 | 0 |  | 1 | TRUE | wye
8 | LV_230-75_0_3_load_128 | 18 | 0.0053022 | 0.0013289 | 0 | 0 |  | 1 | TRUE | wye
9 | LV_230-75_0_3_load_93 | 21 | 0.0017037 | 0.000427 | 0 | 0 |  | 1 | TRUE | wye
10 | LV_230-75_0_3_load_50 | 23 | 0.0022485 | 0.00056354 | 0 | 0 |  | 1 | TRUE | wye
11 | LV_230-75_0_3_load_49 | 24 | 0.00042953 | 0.00010765 | 0 | 0 |  | 1 | TRUE | wye
12 | LV_230-75_0_3_load_40 | 26 | 0.00018605 | 4.663e-05 | 0 | 0 |  | 1 | TRUE | wye
13 | LV_230-75_0_3_load_38 | 27 | 0.00017466 | 4.3775e-05 | 0 | 0 |  | 1 | TRUE | wye
14 | LV_230-75_0_3_load_127 | 28 | 0.0019383 | 0.00048579 | 0 | 0 |  | 1 | TRUE | wye
15 | LV_230-75_0_3_load_125 | 31 | 0.012109 | 0.0030348 | 0 | 0 |  | 1 | TRUE | wye
16 | LV_230-75_0_3_load_29 | 32 | 0.021038 | 0.0052726 | 0 | 0 |  | 1 | TRUE | wye
17 | LV_230-75_0_3_load_27 | 33 | 0.0002501 | 6.268e-05 | 0 | 0 |  | 1 | TRUE | wye
18 | LV_230-75_0_3_load_126 | 34 | 0.0063668 | 0.0015957 | 0 | 0 |  | 1 | TRUE | wye
19 | LV_230-75_0_3_load_28 | 35 | 0.0050899 | 0.0012757 | 0 | 0 |  | 1 | TRUE | wye
20 | LV_230-75_0_3_load_129 | 37 | 0.0055922 | 0.0014015 | 0 | 0 |  | 1 | TRUE | wye
21 | LV_230-75_0_3_load_98 | 38 | 0.001344 | 0.00033684 | 0 | 0 |  | 1 | TRUE | wye
22 | LV_230-75_0_3_load_94 | 39 | 0.00067974 | 0.00017036 | 0 | 0 |  | 1 | TRUE | wye
23 | LV_230-75_0_3_load_99 | 40 | 0.0021702 | 0.0005439 | 0 | 0 |  | 1 | TRUE | wye
24 | LV_230-75_0_3_load_32 | 43 | 0.0024217 | 0.00060693 | 0 | 0 |  | 1 | TRUE | wye
25 | LV_230-75_0_3_load_36 | 45 | 0.0020775 | 0.00052068 | 0 | 0 |  | 1 | TRUE | wye
26 | LV_230-75_0_3_load_22 | 47 | 0.0035741 | 0.00089575 | 0 | 0 |  | 1 | TRUE | wye
27 | LV_230-75_0_3_load_23 | 48 | 0.0026302 | 0.0006592 | 0 | 0 |  | 1 | TRUE | wye
28 | LV_230-75_0_3_load_24 | 49 | 0.0003299 | 8.2682e-05 | 0 | 0 |  | 1 | TRUE | wye
29 | LV_230-75_0_3_load_84 | 50 | 0.0083105 | 0.0020828 | 0 | 0 |  | 1 | TRUE | wye
30 | LV_230-75_0_3_load_46 | 52 | 0.0023459 | 0.00058795 | 0 | 0 |  | 1 | TRUE | wye
31 | LV_230-75_0_3_load_47 | 53 | 0.0011734 | 0.00029409 | 0 | 0 |  | 1 | TRUE | wye
32 | LV_230-75_0_3_load_41 | 54 | 9.3995e-05 | 2.3557e-05 | 0 | 0 |  | 1 | TRUE | wye
33 | LV_230-75_0_3_load_43 | 55 | 0.00021437 | 5.3725e-05 | 0 | 0 |  | 1 | TRUE | wye
34 | LV_230-75_0_3_load_119 | 56 | 0.0011732 | 0.00029402 | 0 | 0 |  | 1 | TRUE | wye
35 | LV_230-75_0_3_load_105 | 57 | 0.0011744 | 0.00029433 | 0 | 0 |  | 1 | TRUE | wye
36 | LV_230-75_0_3_load_124 | 58 | 0.0011732 | 0.00029402 | 0 | 0 |  | 1 | TRUE | wye
37 | LV_230-75_0_3_load_118 | 59 | 0.0014134 | 0.00035424 | 0 | 0 |  | 1 | TRUE | wye
38 | LV_230-75_0_3_load_97 | 60 | 0.0018101 | 0.00045365 | 0 | 0 |  | 1 | TRUE | wye
39 | LV_230-75_0_3_load_51 | 61 | 0.0017448 | 0.00043729 | 0 | 0 |  | 1 | TRUE | wye
40 | LV_230-75_0_3_load_52 | 62 | 0.0045477 | 0.0011398 | 0 | 0 |  | 1 | TRUE | wye
41 | LV_230-75_0_3_load_53 | 63 | 0.0049345 | 0.0012367 | 0 | 0 |  | 1 | TRUE | wye
42 | LV_230-75_0_3_load_54 | 64 | 0.0012837 | 0.00032172 | 0 | 0 |  | 1 | TRUE | wye
43 | LV_230-75_0_3_load_55 | 65 | 0.0023276 | 0.00058334 | 0 | 0 |  | 1 | TRUE | wye
44 | LV_230-75_0_3_load_56 | 66 | 0.0029735 | 0.00074523 | 0 | 0 |  | 1 | TRUE | wye
45 | LV_230-75_0_3_load_57 | 67 | 0.0047624 | 0.0011936 | 0 | 0 |  | 1 | TRUE | wye
46 | LV_230-75_0_3_load_65 | 68 | 0.00072251 | 0.00018108 | 0 | 0 |  | 1 | TRUE | wye
47 | LV_230-75_0_3_load_73 | 69 | 0.001566 | 0.00039249 | 0 | 0 |  | 1 | TRUE | wye
48 | LV_230-75_0_3_load_74 | 71 | 0.0043739 | 0.0010962 | 0 | 0 |  | 1 | TRUE | wye
49 | LV_230-75_0_3_load_58 | 72 | 0.0018383 | 0.00046072 | 0 | 0 |  | 1 | TRUE | wye
50 | LV_230-75_0_3_load_59 | 73 | 0.0013437 | 0.00033676 | 0 | 0 |  | 1 | TRUE | wye
51 | LV_230-75_0_3_load_60 | 74 | 0.0013432 | 0.00033664 | 0 | 0 |  | 1 | TRUE | wye
52 | LV_230-75_0_3_load_61 | 75 | 0.001174 | 0.00029423 | 0 | 0 |  | 1 | TRUE | wye
53 | LV_230-75_0_3_load_62 | 76 | 0.0012581 | 0.00031532 | 0 | 0 |  | 1 | TRUE | wye
54 | LV_230-75_0_3_load_63 | 77 | 0.0013446 | 0.00033698 | 0 | 0 |  | 1 | TRUE | wye
55 | LV_230-75_0_3_load_64 | 78 | 0.0015241 | 0.00038199 | 0 | 0 |  | 1 | TRUE | wye
56 | LV_230-75_0_3_load_104 | 79 | 0.0011756 | 0.00029463 | 0 | 0 |  | 1 | TRUE | wye
57 | LV_230-75_0_3_load_113 | 80 | 0.0012367 | 0.00030994 | 0 | 0 |  | 1 | TRUE | wye
58 | LV_230-75_0_3_load_111 | 81 | 0.0011728 | 0.00029393 | 0 | 0 |  | 1 | TRUE | wye
59 | LV_230-75_0_3_load_66 | 82 | 0.0089769 | 0.0022498 | 0 | 0 |  | 1 | TRUE | wye
60 | LV_230-75_0_3_load_67 | 83 | 0.0016033 | 0.00040183 | 0 | 0 |  | 1 | TRUE | wye
61 | LV_230-75_0_3_load_68 | 84 | 0.0013181 | 0.00033036 | 0 | 0 |  | 1 | TRUE | wye
62 | LV_230-75_0_3_load_69 | 85 | 0.0012745 | 0.00031941 | 0 | 0 |  | 1 | TRUE | wye
63 | LV_230-75_0_3_load_70 | 86 | 0.0013296 | 0.00033323 | 0 | 0 |  | 1 | TRUE | wye
64 | LV_230-75_0_3_load_71 | 87 | 0.0014036 | 0.00035178 | 0 | 0 |  | 1 | TRUE | wye
65 | LV_230-75_0_3_load_72 | 88 | 0.0012723 | 0.00031887 | 0 | 0 |  | 1 | TRUE | wye
66 | LV_230-75_0_3_load_117 | 89 | 0.0013988 | 0.00035057 | 0 | 0 |  | 1 | TRUE | wye
67 | LV_230-75_0_3_load_112 | 90 | 0.0012799 | 0.00032078 | 0 | 0 |  | 1 | TRUE | wye
68 | LV_230-75_0_3_load_116 | 91 | 0.0013988 | 0.00035057 | 0 | 0 |  | 1 | TRUE | wye
69 | LV_230-75_0_3_load_109 | 92 | 0.0013001 | 0.00032583 | 0 | 0 |  | 1 | TRUE | wye
70 | LV_230-75_0_3_load_77 | 95 | 0.0062323 | 0.001562 | 0 | 0 |  | 1 | TRUE | wye
71 | LV_230-75_0_3_load_81 | 96 | 0.0066889 | 0.0016764 | 0 | 0 |  | 1 | TRUE | wye
72 | LV_230-75_0_3_load_78 | 97 | 0.0046911 | 0.0011757 | 0 | 0 |  | 1 | TRUE | wye
73 | LV_230-75_0_3_load_100 | 98 | 0.0064145 | 0.0016076 | 0 | 0 |  | 1 | TRUE | wye
74 | LV_230-75_0_3_load_101 | 100 | 0.0067276 | 0.0016861 | 0 | 0 |  | 1 | TRUE | wye
75 | LV_230-75_0_3_load_102 | 102 | 0.0050689 | 0.0012704 | 0 | 0 |  | 1 | TRUE | wye
76 | LV_230-75_0_3_load_79 | 103 | 0.0046931 | 0.0011762 | 0 | 0 |  | 1 | TRUE | wye
77 | LV_230-75_0_3_load_86 | 104 | 0.0014872 | 0.00037273 | 0 | 0 |  | 1 | TRUE | wye
78 | LV_230-75_0_3_load_88 | 106 | 0.001306 | 0.00032732 | 0 | 0 |  | 1 | TRUE | wye
79 | LV_230-75_0_3_load_89 | 107 | 0.0014036 | 0.00035178 | 0 | 0 |  | 1 | TRUE | wye
80 | LV_230-75_0_3_load_90 | 108 | 0.0014628 | 0.0003666 | 0 | 0 |  | 1 | TRUE | wye
81 | LV_230-75_0_3_load_114 | 109 | 0.0011732 | 0.00029402 | 0 | 0 |  | 1 | TRUE | wye
82 | LV_230-75_0_3_load_106 | 110 | 0.0024605 | 0.00061665 | 0 | 0 |  | 1 | TRUE | wye
83 | LV_230-75_0_3_load_107 | 111 | 0.0013258 | 0.00033226 | 0 | 0 |  | 1 | TRUE | wye
84 | LV_230-75_0_3_load_115 | 114 | 0.0010896 | 0.00027308 | 0 | 0 |  | 1 | TRUE | wye
85 | LV_230-75_0_3_load_120 | 115 | 0.0010719 | 0.00026865 | 0 | 0 |  | 1 | TRUE | wye
86 | LV_230-75_0_3_load_121 | 116 | 0.0010649 | 0.00026688 | 0 | 0 |  | 1 | TRUE | wye
87 | LV_230-75_0_3_load_122 | 117 | 0.0015135 | 0.00037932 | 0 | 0 |  | 1 | TRUE | wye
88 | LV_230-75_0_3_load_123 | 118 | 0.0014123 | 0.00035396 | 0 | 0 |  | 1 | TRUE | wye

## ext_grid
| name | bus | vm_pu | va_degree | slack_weight | in_service
0 |  | 19 | 1 | 0 | 1 | TRUE

## line
| name | std_type | from_bus | to_bus | length_km | r_ohm_per_km | x_ohm_per_km | c_nf_per_km | g_us_per_km | max_i_ka | df | parallel | type | in_service
0 | LV_230-75_0_3_line_0 |  | 0 | 1 | 0.040321 | 0.125 | 0.08 | 261 | 0 | 0.364 | 1 | 1 | cs | TRUE
1 | LV_230-75_0_3_line_1 |  | 0 | 2 | 0.061315 | 0.125 | 0.08 | 261 | 0 | 0.364 | 1 | 1 | cs | TRUE
2 | LV_230-75_0_3_line_2 |  | 2 | 3 | 0.095269 | 0.125 | 0.08 | 261 | 0 | 0.364 | 1 | 1 | cs | TRUE
3 | LV_230-75_0_3_line_3 |  | 3 | 4 | 0.027971 | 0.125 | 0.08 | 261 | 0 | 0.364 | 1 | 1 | cs | TRUE
4 | LV_230-75_0_3_line_4 |  | 4 | 7 | 0.026414 | 0.125 | 0.08 | 261 | 0 | 0.364 | 1 | 1 | cs | TRUE
5 | LV_230-75_0_3_line_5 |  | 5 | 6 | 0.16946 | 0.125 | 0.08 | 261 | 0 | 0.364 | 1 | 1 | cs | TRUE
6 | LV_230-75_0_3_line_6 |  | 5 | 7 | 0.059066 | 0.125 | 0.08 | 261 | 0 | 0.364 | 1 | 1 | cs | TRUE
7 | LV_230-75_0_3_line_7 |  | 5 | 8 | 0.16809 | 0.125 | 0.08 | 261 | 0 | 0.364 | 1 | 1 | cs | TRUE
8 | LV_230-75_0_3_line_8 |  | 6 | 18 | 0.027892 | 0.125 | 0.08 | 261 | 0 | 0.364 | 1 | 1 | cs | TRUE
9 | LV_230-75_0_3_line_9 |  | 6 | 13 | 0.14458 | 0.125 | 0.08 | 261 | 0 | 0.364 | 1 | 1 | cs | TRUE
10 | LV_230-75_0_3_line_10 |  | 6 | 15 | 0.13094 | 0.125 | 0.08 | 261 | 0 | 0.364 | 1 | 1 | cs | TRUE
11 | LV_230-75_0_3_line_11 |  | 7 | 9 | 0.50204 | 0.125 | 0.08 | 261 | 0 | 0.364 | 1 | 1 | cs | TRUE
12 | LV_230-75_0_3_line_12 |  | 8 | 24 | 0.008652 | 0.125 | 0.08 | 261 | 0 | 0.364 | 1 | 1 | cs | TRUE
13 | LV_230-75_0_3_line_13 |  | 9 | 28 | 0.17426 | 0.125 | 0.08 | 261 | 0 | 0.364 | 1 | 1 | cs | TRUE
14 | LV_230-75_0_3_line_14 |  | 10 | 11 | 0.1205 | 0.125 | 0.08 | 261 | 0 | 0.364 | 1 | 1 | cs | TRUE
15 | LV_230-75_0_3_line_15 |  | 10 | 12 | 0.12884 | 0.125 | 0.08 | 261 | 0 | 0.364 | 1 | 1 | cs | TRUE
16 | LV_230-75_0_3_line_16 |  | 11 | 17 | 0.074608 | 0.125 | 0.08 | 261 | 0 | 0.364 | 1 | 1 | cs | TRUE
17 | LV_230-75_0_3_line_17 |  | 12 | 32 | 0.20703 | 0.125 | 0.08 | 261 | 0 | 0.364 | 1 | 1 | cs | TRUE
18 | LV_230-75_0_3_line_18 |  | 13 | 14 | 0.012298 | 0.125 | 0.08 | 261 | 0 | 0.364 | 1 | 1 | cs | TRUE
19 | LV_230-75_0_3_line_19 |  | 14 | 33 | 0.019606 | 0.125 | 0.08 | 261 | 0 | 0.364 | 1 | 1 | cs | TRUE
20 | LV_230-75_0_3_line_20 |  | 15 | 16 | 0.012759 | 0.125 | 0.08 | 261 | 0 | 0.364 | 1 | 1 | cs | TRUE
21 | LV_230-75_0_3_line_21 |  | 17 | 26 | 0.047854 | 0.125 | 0.08 | 261 | 0 | 0.364 | 1 | 1 | cs | TRUE
22 | LV_230-75_0_3_line_22 |  | 18 | 37 | 0.049522 | 0.125 | 0.08 | 261 | 0 | 0.364 | 1 | 1 | cs | TRUE
23 | LV_230-75_0_3_line_23 |  | 19 | 20 | 0.047743 | 0.125 | 0.08 | 261 | 0 | 0.364 | 1 | 2 | cs | TRUE
24 | LV_230-75_0_3_line_24 |  | 19 | 21 | 0.011902 | 0.125 | 0.08 | 261 | 0 | 0.364 | 1 | 1 | cs | TRUE
25 | LV_230-75_0_3_line_25 |  | 20 | 38 | 0.015104 | 0.125 | 0.08 | 261 | 0 | 0.364 | 1 | 2 | cs | TRUE
26 | LV_230-75_0_3_line_26 |  | 21 | 39 | 0.022544 | 0.125 | 0.08 | 261 | 0 | 0.364 | 1 | 1 | cs | TRUE
27 | LV_230-75_0_3_line_27 |  | 22 | 23 | 0.027564 | 0.125 | 0.08 | 261 | 0 | 0.364 | 1 | 1 | cs | TRUE
28 | LV_230-75_0_3_line_28 |  | 22 | 24 | 0.033971 | 0.125 | 0.08 | 261 | 0 | 0.364 | 1 | 1 | cs | TRUE
29 | LV_230-75_0_3_line_29 |  | 23 | 40 | 0.025604 | 0.125 | 0.08 | 261 | 0 | 0.364 | 1 | 1 | cs | TRUE
30 | LV_230-75_0_3_line_30 |  | 25 | 26 | 0.026477 | 0.125 | 0.08 | 261 | 0 | 0.364 | 1 | 1 | cs | TRUE
31 | LV_230-75_0_3_line_31 |  | 25 | 27 | 0.016739 | 0.125 | 0.08 | 261 | 0 | 0.364 | 1 | 1 | cs | TRUE
32 | LV_230-75_0_3_line_32 |  | 27 | 41 | 0.010021 | 0.125 | 0.08 | 261 | 0 | 0.364 | 1 | 1 | cs | TRUE
33 | LV_230-75_0_3_line_33 |  | 29 | 30 | 0.01061 | 0.125 | 0.08 | 261 | 0 | 0.364 | 1 | 1 | cs | TRUE
34 | LV_230-75_0_3_line_34 |  | 29 | 31 | 0.12947 | 0.125 | 0.08 | 261 | 0 | 0.364 | 1 | 1 | cs | TRUE
35 | LV_230-75_0_3_line_35 |  | 30 | 46 | 0.027539 | 0.125 | 0.08 | 261 | 0 | 0.364 | 1 | 1 | cs | TRUE
36 | LV_230-75_0_3_line_36 |  | 30 | 43 | 0.081556 | 0.125 | 0.08 | 261 | 0 | 0.364 | 1 | 1 | cs | TRUE
37 | LV_230-75_0_3_line_37 |  | 31 | 34 | 0.006096 | 0.125 | 0.08 | 261 | 0 | 0.364 | 1 | 1 | cs | TRUE
38 | LV_230-75_0_3_line_38 |  | 32 | 42 | 0.047789 | 0.125 | 0.08 | 261 | 0 | 0.364 | 1 | 1 | cs | TRUE
39 | LV_230-75_0_3_line_39 |  | 33 | 36 | 0.034584 | 0.125 | 0.08 | 261 | 0 | 0.364 | 1 | 1 | cs | TRUE
40 | LV_230-75_0_3_line_40 |  | 35 | 36 | 0.075137 | 0.125 | 0.08 | 261 | 0 | 0.364 | 1 | 1 | cs | TRUE
41 | LV_230-75_0_3_line_41 |  | 36 | 49 | 0.017854 | 0.125 | 0.08 | 261 | 0 | 0.364 | 1 | 1 | cs | TRUE
42 | LV_230-75_0_3_line_42 |  | 38 | 79 | 0.0039358 | 0.125 | 0.08 | 261 | 0 | 0.364 | 1 | 2 | cs | TRUE
43 | LV_230-75_0_3_line_43 |  | 39 | 70 | 0.037434 | 0.125 | 0.08 | 261 | 0 | 0.364 | 1 | 1 | cs | TRUE
44 | LV_230-75_0_3_line_44 |  | 40 | 60 | 0.0025517 | 0.125 | 0.08 | 261 | 0 | 0.364 | 1 | 1 | cs | TRUE
45 | LV_230-75_0_3_line_45 |  | 41 | 54 | 0.01222 | 0.125 | 0.08 | 261 | 0 | 0.364 | 1 | 1 | cs | TRUE
46 | LV_230-75_0_3_line_46 |  | 42 | 43 | 0.0967 | 0.125 | 0.08 | 261 | 0 | 0.364 | 1 | 1 | cs | TRUE
47 | LV_230-75_0_3_line_47 |  | 42 | 44 | 0.011319 | 0.125 | 0.08 | 261 | 0 | 0.364 | 1 | 1 | cs | TRUE
48 | LV_230-75_0_3_line_48 |  | 44 | 45 | 0.037718 | 0.125 | 0.08 | 261 | 0 | 0.364 | 1 | 1 | cs | TRUE
49 | LV_230-75_0_3_line_49 |  | 46 | 52 | 0.025596 | 0.125 | 0.08 | 261 | 0 | 0.364 | 1 | 1 | cs | TRUE
50 | LV_230-75_0_3_line_50 |  | 46 | 53 | 0.01478 | 0.125 | 0.08 | 261 | 0 | 0.364 | 1 | 1 | cs | TRUE
51 | LV_230-75_0_3_line_51 |  | 47 | 48 | 0.021992 | 0.125 | 0.08 | 261 | 0 | 0.364 | 1 | 1 | cs | TRUE
52 | LV_230-75_0_3_line_52 |  | 47 | 49 | 0.02409 | 0.125 | 0.08 | 261 | 0 | 0.364 | 1 | 1 | cs | TRUE
53 | LV_230-75_0_3_line_53 |  | 50 | 51 | 0.045635 | 0.125 | 0.08 | 261 | 0 | 0.364 | 1 | 1 | cs | TRUE
54 | LV_230-75_0_3_line_54 |  | 51 | 104 | 0.010044 | 0.125 | 0.08 | 261 | 0 | 0.364 | 1 | 1 | cs | TRUE
55 | LV_230-75_0_3_line_55 |  | 51 | 105 | 0.034419 | 0.125 | 0.08 | 261 | 0 | 0.364 | 1 | 1 | cs | TRUE
56 | LV_230-75_0_3_line_56 |  | 53 | 56 | 0.0060281 | 0.125 | 0.08 | 261 | 0 | 0.364 | 1 | 1 | cs | TRUE
57 | LV_230-75_0_3_line_57 |  | 54 | 55 | 0.003198 | 0.125 | 0.08 | 261 | 0 | 0.364 | 1 | 1 | cs | TRUE
58 | LV_230-75_0_3_line_58 |  | 56 | 59 | 0.006817 | 0.125 | 0.08 | 261 | 0 | 0.364 | 1 | 1 | cs | TRUE
59 | LV_230-75_0_3_line_59 |  | 57 | 58 | 0.0066301 | 0.125 | 0.08 | 261 | 0 | 0.364 | 1 | 1 | cs | TRUE
60 | LV_230-75_0_3_line_60 |  | 58 | 109 | 0.0071735 | 0.125 | 0.08 | 261 | 0 | 0.364 | 1 | 1 | cs | TRUE
61 | LV_230-75_0_3_line_61 |  | 59 | 107 | 0.029472 | 0.125 | 0.08 | 261 | 0 | 0.364 | 1 | 1 | cs | TRUE
62 | LV_230-75_0_3_line_62 |  | 60 | 70 | 0.021686 | 0.125 | 0.08 | 261 | 0 | 0.364 | 1 | 1 | cs | TRUE
63 | LV_230-75_0_3_line_63 |  | 61 | 62 | 0.010944 | 0.125 | 0.08 | 261 | 0 | 0.364 | 1 | 1 | cs | TRUE
64 | LV_230-75_0_3_line_64 |  | 61 | 63 | 0.0054382 | 0.125 | 0.08 | 261 | 0 | 0.364 | 1 | 1 | cs | TRUE
65 | LV_230-75_0_3_line_65 |  | 62 | 64 | 0.011687 | 0.125 | 0.08 | 261 | 0 | 0.364 | 1 | 1 | cs | TRUE
66 | LV_230-75_0_3_line_66 |  | 63 | 65 | 0.011433 | 0.125 | 0.08 | 261 | 0 | 0.364 | 1 | 1 | cs | TRUE
67 | LV_230-75_0_3_line_67 |  | 64 | 66 | 0.0020772 | 0.125 | 0.08 | 261 | 0 | 0.364 | 1 | 1 | cs | TRUE
68 | LV_230-75_0_3_line_68 |  | 65 | 67 | 0.013236 | 0.125 | 0.08 | 261 | 0 | 0.364 | 1 | 1 | cs | TRUE
69 | LV_230-75_0_3_line_69 |  | 66 | 68 | 0.024586 | 0.125 | 0.08 | 261 | 0 | 0.364 | 1 | 1 | cs | TRUE
70 | LV_230-75_0_3_line_70 |  | 67 | 69 | 0.00077 | 0.125 | 0.08 | 261 | 0 | 0.364 | 1 | 1 | cs | TRUE
71 | LV_230-75_0_3_line_71 |  | 68 | 70 | 0.014594 | 0.125 | 0.08 | 261 | 0 | 0.364 | 1 | 1 | cs | TRUE
72 | LV_230-75_0_3_line_72 |  | 69 | 71 | 0.014567 | 0.125 | 0.08 | 261 | 0 | 0.364 | 1 | 1 | cs | TRUE
73 | LV_230-75_0_3_line_73 |  | 71 | 93 | 0.0028126 | 0.125 | 0.08 | 261 | 0 | 0.364 | 1 | 1 | cs | TRUE
74 | LV_230-75_0_3_line_74 |  | 72 | 73 | 0.0054543 | 0.125 | 0.08 | 261 | 0 | 0.364 | 1 | 2 | cs | TRUE
75 | LV_230-75_0_3_line_75 |  | 72 | 74 | 0.0011732 | 0.125 | 0.08 | 261 | 0 | 0.364 | 1 | 2 | cs | TRUE
76 | LV_230-75_0_3_line_76 |  | 73 | 75 | 0.0029934 | 0.125 | 0.08 | 261 | 0 | 0.364 | 1 | 2 | cs | TRUE
77 | LV_230-75_0_3_line_77 |  | 74 | 76 | 0.013396 | 0.125 | 0.08 | 261 | 0 | 0.364 | 1 | 2 | cs | TRUE
78 | LV_230-75_0_3_line_78 |  | 75 | 77 | 0.0037443 | 0.125 | 0.08 | 261 | 0 | 0.364 | 1 | 2 | cs | TRUE
79 | LV_230-75_0_3_line_79 |  | 76 | 78 | 0.0019676 | 0.125 | 0.08 | 261 | 0 | 0.364 | 1 | 2 | cs | TRUE
80 | LV_230-75_0_3_line_80 |  | 77 | 79 | 0.002847 | 0.125 | 0.08 | 261 | 0 | 0.364 | 1 | 2 | cs | TRUE
81 | LV_230-75_0_3_line_81 |  | 78 | 80 | 0.0069332 | 0.125 | 0.08 | 261 | 0 | 0.364 | 1 | 2 | cs | TRUE
82 | LV_230-75_0_3_line_82 |  | 80 | 81 | 0.0033429 | 0.125 | 0.08 | 261 | 0 | 0.364 | 1 | 2 | cs | TRUE
83 | LV_230-75_0_3_line_83 |  | 81 | 112 | 0.006557 | 0.125 | 0.08 | 261 | 0 | 0.364 | 1 | 2 | cs | TRUE
84 | LV_230-75_0_3_line_84 |  | 82 | 83 | 0.012912 | 0.125 | 0.08 | 261 | 0 | 0.364 | 1 | 1 | cs | TRUE
85 | LV_230-75_0_3_line_85 |  | 82 | 84 | 0.0033001 | 0.125 | 0.08 | 261 | 0 | 0.364 | 1 | 1 | cs | TRUE
86 | LV_230-75_0_3_line_86 |  | 83 | 85 | 0.0079902 | 0.125 | 0.08 | 261 | 0 | 0.364 | 1 | 1 | cs | TRUE
87 | LV_230-75_0_3_line_87 |  | 84 | 86 | 0.015998 | 0.125 | 0.08 | 261 | 0 | 0.364 | 1 | 1 | cs | TRUE
88 | LV_230-75_0_3_line_88 |  | 85 | 87 | 0.0082435 | 0.125 | 0.08 | 261 | 0 | 0.364 | 1 | 1 | cs | TRUE
89 | LV_230-75_0_3_line_89 |  | 86 | 88 | 0.0022865 | 0.125 | 0.08 | 261 | 0 | 0.364 | 1 | 1 | cs | TRUE
90 | LV_230-75_0_3_line_90 |  | 87 | 89 | 0.0091856 | 0.125 | 0.08 | 261 | 0 | 0.364 | 1 | 1 | cs | TRUE
91 | LV_230-75_0_3_line_91 |  | 88 | 90 | 0.0028859 | 0.125 | 0.08 | 261 | 0 | 0.364 | 1 | 1 | cs | TRUE
92 | LV_230-75_0_3_line_92 |  | 89 | 91 | 0.008682 | 0.125 | 0.08 | 261 | 0 | 0.364 | 1 | 1 | cs | TRUE
93 | LV_230-75_0_3_line_93 |  | 90 | 92 | 0.0075203 | 0.125 | 0.08 | 261 | 0 | 0.364 | 1 | 1 | cs | TRUE
94 | LV_230-75_0_3_line_94 |  | 91 | 108 | 0.0016425 | 0.125 | 0.08 | 261 | 0 | 0.364 | 1 | 1 | cs | TRUE
95 | LV_230-75_0_3_line_95 |  | 92 | 111 | 0.0080711 | 0.125 | 0.08 | 261 | 0 | 0.364 | 1 | 1 | cs | TRUE
96 | LV_230-75_0_3_line_96 |  | 93 | 94 | 0.029235 | 0.125 | 0.08 | 261 | 0 | 0.364 | 1 | 1 | cs | TRUE
97 | LV_230-75_0_3_line_97 |  | 93 | 95 | 0.026023 | 0.125 | 0.08 | 261 | 0 | 0.364 | 1 | 1 | cs | TRUE
98 | LV_230-75_0_3_line_98 |  | 94 | 96 | 0.018792 | 0.125 | 0.08 | 261 | 0 | 0.364 | 1 | 1 | cs | TRUE
99 | LV_230-75_0_3_line_99 |  | 95 | 97 | 0.026091 | 0.125 | 0.08 | 261 | 0 | 0.364 | 1 | 1 | cs | TRUE
100 | LV_230-75_0_3_line_100 |  | 96 | 98 | 0.029298 | 0.125 | 0.08 | 261 | 0 | 0.364 | 1 | 1 | cs | TRUE
101 | LV_230-75_0_3_line_101 |  | 97 | 103 | 0.017347 | 0.125 | 0.08 | 261 | 0 | 0.364 | 1 | 1 | cs | TRUE
102 | LV_230-75_0_3_line_102 |  | 98 | 99 | 0.017285 | 0.125 | 0.08 | 261 | 0 | 0.364 | 1 | 1 | cs | TRUE
103 | LV_230-75_0_3_line_103 |  | 99 | 100 | 0.019191 | 0.125 | 0.08 | 261 | 0 | 0.364 | 1 | 1 | cs | TRUE
104 | LV_230-75_0_3_line_104 |  | 100 | 101 | 0.018971 | 0.125 | 0.08 | 261 | 0 | 0.364 | 1 | 1 | cs | TRUE
105 | LV_230-75_0_3_line_105 |  | 101 | 102 | 0.016963 | 0.125 | 0.08 | 261 | 0 | 0.364 | 1 | 1 | cs | TRUE
106 | LV_230-75_0_3_line_106 |  | 104 | 106 | 0.020022 | 0.125 | 0.08 | 261 | 0 | 0.364 | 1 | 1 | cs | TRUE
107 | LV_230-75_0_3_line_107 |  | 105 | 107 | 0.01554 | 0.125 | 0.08 | 261 | 0 | 0.364 | 1 | 1 | cs | TRUE
108 | LV_230-75_0_3_line_108 |  | 105 | 108 | 0.018062 | 0.125 | 0.08 | 261 | 0 | 0.364 | 1 | 1 | cs | TRUE
109 | LV_230-75_0_3_line_109 |  | 109 | 113 | 0.016078 | 0.125 | 0.08 | 261 | 0 | 0.364 | 1 | 1 | cs | TRUE
110 | LV_230-75_0_3_line_110 |  | 110 | 111 | 0.01474 | 0.125 | 0.08 | 261 | 0 | 0.364 | 1 | 1 | cs | TRUE
111 | LV_230-75_0_3_line_111 |  | 110 | 112 | 0.01752 | 0.125 | 0.08 | 261 | 0 | 0.364 | 1 | 2 | cs | TRUE
112 | LV_230-75_0_3_line_112 |  | 112 | 113 | 0.011649 | 0.125 | 0.08 | 261 | 0 | 0.364 | 1 | 1 | cs | TRUE
113 | LV_230-75_0_3_line_113 |  | 113 | 114 | 0.0031934 | 0.125 | 0.08 | 261 | 0 | 0.364 | 1 | 1 | cs | TRUE
114 | LV_230-75_0_3_line_114 |  | 114 | 115 | 0.0071246 | 0.125 | 0.08 | 261 | 0 | 0.364 | 1 | 1 | cs | TRUE
115 | LV_230-75_0_3_line_115 |  | 115 | 116 | 0.0073027 | 0.125 | 0.08 | 261 | 0 | 0.364 | 1 | 1 | cs | TRUE
116 | LV_230-75_0_3_line_116 |  | 116 | 117 | 0.0070666 | 0.125 | 0.08 | 261 | 0 | 0.364 | 1 | 1 | cs | TRUE
117 | LV_230-75_0_3_line_117 |  | 117 | 118 | 0.0041252 | 0.125 | 0.08 | 261 | 0 | 0.364 | 1 | 1 | cs | TRUE

## trafo
| name | std_type | hv_bus | lv_bus | sn_mva | vn_hv_kv | vn_lv_kv | vk_percent | vkr_percent | pfe_kw | i0_percent | shift_degree | tap_side | tap_neutral | tap_min | tap_max | tap_step_percent | tap_step_degree | tap_pos | tap_phase_shifter | parallel | df | in_service
0 | LV_230-75_0_3_trafo_15 | 0.63 MVA 20/0.4 kV | 119 | 19 | 0.63 | 20 | 0.4 | 6 | 1.206 | 1.65 | 0.2619 | 150 | hv | 0 | -2 | 2 | 2.5 | 0 | 0 | FALSE | 1 | 1 | TRUE

## line_geodata
| x0 | y0 | x1 | y1 | x2 | y2 | x3 | y3 | x4 | y4 | x5 | y5 | x6 | y6 | x7 | y7 | x8 | y8 | x9 | y9 | x10 | y10 | x11 | y11 | x12 | y12 | x13 | y13 | x14 | y14 | x15 | y15 | x16 | y16 | x17 | y17 | x18 | y18 | x19 | y19 | x20 | y20 | x21 | y21 | x22 | y22 | x23 | y23 | x24 | y24 | x25 | y25 | x26 | y26 | x27 | y27 | x28 | y28 | x29 | y29 | x30 | y30 | x31 | y31 | x32 | y32 | x33 | y33 | x34 | y34 | x35 | y35 | x36 | y36 | x37 | y37 | x38 | y38 | x39 | y39 | x40 | y40 | x41 | y41 | x42 | y42 | x43 | y43 | x44 | y44 | x45 | y45
0 | 2694479.3864 | 1263481.7033 | 2694500.0234 | 1263508.2911 | 2694504.1102 | 1263513.5543
1 | 2694441.7904 | 1263433.2667 | 2694458.1776 | 1263454.3788 | 2694479.3864 | 1263481.7033
2 | 2694441.7904 | 1263433.2667 | 2694460.2677 | 1263419.2948 | 2694470.728 | 1263420.4851 | 2694473.0092 | 1263427.6496 | 2694477.6705 | 1263433.4287 | 2694487.0817 | 1263445.0997 | 2694492.6892 | 1263449.1815 | 2694496.4771 | 1263453.9903 | 2694498.1918 | 1263443.8095 | 2694504.8247 | 1263438.8892
3 | 2694504.8247 | 1263438.8892 | 2694508.2145 | 1263440.3223 | 2694510.8837 | 1263443.4787 | 2694523.4428 | 1263459.2448
4 | 2694539.9005 | 1263479.9053 | 2694523.4428 | 1263459.2448
5 | 2694551.3301 | 1263523.6236 | 2694572.3477 | 1263503.4321 | 2694577.1107 | 1263508.9683 | 2694585.8003 | 1263500.7562 | 2694608.6103 | 1263479.2035 | 2694613.4805 | 1263486.0425 | 2694616.0128 | 1263485.983 | 2694619.9462 | 1263488.7481 | 2694629.7753 | 1263514.2928 | 2694646.4967 | 1263557.7513
6 | 2694539.9005 | 1263479.9053 | 2694525.9675 | 1263491.4253 | 2694547.9484 | 1263519.3327 | 2694551.3301 | 1263523.6236
7 | 2694551.3301 | 1263523.6236 | 2694547.4046 | 1263526.9524 | 2694518.3107 | 1263559.8919 | 2694505.4232 | 1263571.9958 | 2694471.8007 | 1263603.6176 | 2694464.8756 | 1263609.3895 | 2694456.1364 | 1263615.5438 | 2694446.8566 | 1263620.6442 | 2694436.3875 | 1263625.2141 | 2694427.8574 | 1263628.1914 | 2694423.6115 | 1263629.3595
8 | 2694646.4967 | 1263557.7513 | 2694633.1746 | 1263562.6421 | 2694621.8421 | 1263570.3419
9 | 2694779.8406 | 1263548.2679 | 2694773.6543 | 1263546.0002 | 2694765.516 | 1263542.378 | 2694761.1177 | 1263540.417 | 2694748.0432 | 1263535.0254 | 2694729.323 | 1263528.409 | 2694717.9821 | 1263526.7149 | 2694706.8437 | 1263527.893 | 2694697.4487 | 1263531.2342 | 2694690.6823 | 1263534.6064 | 2694683.7649 | 1263538.4654 | 2694674.6137 | 1263544.9242 | 2694667.3678 | 1263549.0783 | 2694651.6301 | 1263555.6762 | 2694646.4967 | 1263557.7513
10 | 2694646.4967 | 1263557.7513 | 2694655.4784 | 1263584.45 | 2694660.2064 | 1263604.3864 | 2694663.7024 | 1263624.581 | 2694655.6876 | 1263625.4756 | 2694654.9968 | 1263640.8549 | 2694654.5857 | 1263660.8757 | 2694660.2792 | 1263670.3856 | 2694660.3293 | 1263677.6034
11 | 2694287.5077 | 1263509.4002 | 2694279.9446 | 1263485.2823 | 2694277.658 | 1263477.9732 | 2694276.7524 | 1263475.2343 | 2694275.3991 | 1263471.2873 | 2694281.3032 | 1263469.5356 | 2694291.5763 | 1263465.9298 | 2694309.9482 | 1263459.006 | 2694324.8705 | 1263452.5053 | 2694338.8881 | 1263446.0459 | 2694354.3155 | 1263438.5859 | 2694368.6392 | 1263429.9519 | 2694383.4592 | 1263419.958 | 2694396.8182 | 1263410.4079 | 2694409.8862 | 1263400.6864 | 2694432.5384 | 1263382.8669 | 2694438.9083 | 1263381.6788 | 2694445.4444 | 1263380.4599 | 2694451.3389 | 1263379.3198 | 2694457.8628 | 1263378.8681 | 2694464.7236 | 1263379.4892 | 2694475.9456 | 1263381.5702 | 2694486.8616 | 1263391.4859 | 2694495.6407 | 1263398.8767 | 2694501.4314 | 1263404.6961 | 2694507.7537 | 1263409.312 | 2694514.6585 | 1263413.3034 | 2694521.1562 | 1263415.8982 | 2694528.0004 | 1263417.5534 | 2694533.0892 | 1263418.2686 | 2694537.4677 | 1263418.65 | 2694540.7679 | 1263418.625 | 2694546.1118 | 1263418.4658 | 2694552.2136 | 1263417.5515 | 2694559.0288 | 1263415.8369 | 2694582.8464 | 1263406.1876 | 2694586.0562 | 1263414.6347 | 2694591.4733 | 1263417.4347 | 2694593.7786 | 1263421.1969 | 2694598.3296 | 1263432.9237 | 2694587.7607 | 1263440.8722 | 2694555.1132 | 1263466.571 | 2694552.8908 | 1263463.7443 | 2694543.9451 | 1263471.0183 | 2694546.6571 | 1263474.3199 | 2694539.9005 | 1263479.9053
12 | 2694423.6115 | 1263629.3595 | 2694418.4596 | 1263630.7768 | 2694415.2177 | 1263631.4388
13 | 2694287.5077 | 1263509.4002 | 2694293.4793 | 1263527.0208 | 2694297.7849 | 1263537.6314 | 2694300.9703 | 1263543.3757 | 2694304.5865 | 1263548.5598 | 2694310.0215 | 1263554.4846 | 2694315.2818 | 1263559.0834 | 2694320.8213 | 1263562.708 | 2694329.2155 | 1263566.8341 | 2694335.4372 | 1263568.7794 | 2694342.2546 | 1263570.2226 | 2694352.4293 | 1263571.3525 | 2694361.0434 | 1263571.6124 | 2694388.2074 | 1263570.7674 | 2694400.1958 | 1263571.0701 | 2694412.411 | 1263572.266 | 2694424.6897 | 1263574.6751 | 2694428.5579 | 1263575.7559
14 | 2694642.7379 | 1263918.9627 | 2694646.3611 | 1263983.4065 | 2694650.024 | 1263983.2872 | 2694650.3002 | 1263988.6182 | 2694651.1963 | 1264010.7394 | 2694651.9071 | 1264030.7894 | 2694655.8032 | 1264033.5095
15 | 2694642.7379 | 1263918.9627 | 2694600.4094 | 1263926.992 | 2694549.0131 | 1263933.0305 | 2694515.4234 | 1263938.3355
16 | 2694655.8032 | 1264033.5095 | 2694656.2433 | 1264045.5375 | 2694656.7714 | 1264060.0688 | 2694656.9052 | 1264080.3987 | 2694656.1712 | 1264097.5342 | 2694655.3558 | 1264107.9963 | 2694655.3515 | 1264108.0519
17 | 2694308.9876 | 1263949.4792 | 2694377.6772 | 1263947.5389 | 2694450.433 | 1263946.444 | 2694475.0407 | 1263944.7134 | 2694515.4234 | 1263938.3355
18 | 2694779.8406 | 1263548.2679 | 2694777.4603 | 1263560.333
19 | 2694777.4603 | 1263560.333 | 2694776.1424 | 1263567.0127 | 2694765.2492 | 1263573.729
20 | 2694660.464 | 1263690.3604 | 2694660.3293 | 1263677.6034
21 | 2694651.3029 | 1264155.7337 | 2694654.417 | 1264120.0467 | 2694655.3515 | 1264108.0519
22 | 2694621.8421 | 1263570.3419 | 2694580.8804 | 1263598.1736
23 | 2694308.7536 | 1263674.5286 | 2694300.0984 | 1263682.9863 | 2694292.0763 | 1263692.3771 | 2694279.8788 | 1263712.2766
24 | 2694308.7536 | 1263674.5286 | 2694305.787 | 1263668.7655 | 2694305.0367 | 1263666.2181 | 2694304.8849 | 1263663.4579
25 | 2694279.8788 | 1263712.2766 | 2694266.2959 | 1263708.0567 | 2694265.4718 | 1263707.7468
26 | 2694304.8849 | 1263663.4579 | 2694312.5937 | 1263642.2723
27 | 2694383.0967 | 1263633.2143 | 2694379.8559 | 1263616.3266 | 2694377.4038 | 1263611.3724 | 2694374.1921 | 1263607.7515
28 | 2694383.0967 | 1263633.2143 | 2694386.9952 | 1263632.5093 | 2694387.9268 | 1263634.081 | 2694389.6098 | 1263635.3088 | 2694391.6209 | 1263635.7969 | 2694394.3193 | 1263635.7066 | 2694415.2177 | 1263631.4388
29 | 2694349.5401 | 1263604.9971 | 2694363.2413 | 1263603.8069 | 2694368.8104 | 1263604.6298 | 2694374.1921 | 1263607.7515
30 | 2694649.0011 | 1264182.1106 | 2694651.3029 | 1264155.7337
31 | 2694649.0011 | 1264182.1106 | 2694665.6152 | 1264184.1505
32 | 2694675.5618 | 1264185.3717 | 2694665.6152 | 1264184.1505
33 | 2694253.8887 | 1263773.7012 | 2694255.5339 | 1263772.5709 | 2694257.0524 | 1263770.8826 | 2694262.8886 | 1263773.3665
34 | 2694262.8886 | 1263773.3665 | 2694315.437 | 1263780.1654 | 2694370.6561 | 1263765.4899 | 2694377.166 | 1263761.1681 | 2694388.5219 | 1263759.176
35 | 2694253.8887 | 1263773.7012 | 2694249.8692 | 1263774.9159 | 2694242.2005 | 1263776.3281 | 2694226.7439 | 1263778.5948
36 | 2694253.8887 | 1263773.7012 | 2694257.0073 | 1263778.4325 | 2694258.1432 | 1263782.3093 | 2694259.2538 | 1263822.2483 | 2694259.741 | 1263854.1399
37 | 2694388.5219 | 1263759.176 | 2694394.5262 | 1263758.1227
38 | 2694261.2179 | 1263950.8286 | 2694308.9876 | 1263949.4792
39 | 2694740.8607 | 1263597.2387 | 2694747.2635 | 1263586.944 | 2694752.6924 | 1263581.471 | 2694765.2492 | 1263573.729
40 | 2694740.8607 | 1263597.2387 | 2694718.1531 | 1263639.1869 | 2694711.2695 | 1263652.6987 | 2694706.7575 | 1263664.1119
41 | 2694740.8607 | 1263597.2387 | 2694755.1513 | 1263607.9415
42 | 2694265.4718 | 1263707.7468 | 2694261.7879 | 1263706.3612
43 | 2694325.3938 | 1263607.0947 | 2694312.5937 | 1263642.2723
44 | 2694349.5401 | 1263604.9971 | 2694346.998 | 1263605.218
45 | 2694675.5618 | 1264185.3717 | 2694674.7219 | 1264197.563
46 | 2694261.2179 | 1263950.8286 | 2694259.741 | 1263854.1399
47 | 2694262.2584 | 1263962.0988 | 2694261.2179 | 1263950.8286
48 | 2694262.2584 | 1263962.0988 | 2694281.8445 | 1263962.5447 | 2694282.2759 | 1263980.6661
49 | 2694226.1199 | 1263753.0085 | 2694226.7439 | 1263778.5948
50 | 2694226.7439 | 1263778.5948 | 2694215.5873 | 1263779.54 | 2694212.0042 | 1263779.5652
51 | 2694776.3984 | 1263618.7584 | 2694779.7676 | 1263619.9917 | 2694793.3017 | 1263607.5207
52 | 2694776.3984 | 1263618.7584 | 2694763.0886 | 1263613.8861 | 2694755.1513 | 1263607.9415
53 | 2694120.7837 | 1263771.891 | 2694106.2628 | 1263766.967 | 2694093.7054 | 1263765.5216 | 2694080.8683 | 1263766.9741 | 2694076.3691 | 1263768.4745
54 | 2694120.7837 | 1263771.891 | 2694121.1132 | 1263765.3909 | 2694120.3799 | 1263761.932
55 | 2694154.1485 | 1263779.9063 | 2694143.7068 | 1263779.006 | 2694135.4359 | 1263777.0839 | 2694120.7837 | 1263771.891
56 | 2694212.0042 | 1263779.5652 | 2694205.9762 | 1263779.6074
57 | 2694674.7219 | 1264197.563 | 2694674.5022 | 1264200.7535
58 | 2694205.9762 | 1263779.6074 | 2694199.1594 | 1263779.6552
59 | 2694244.9813 | 1263731.3727 | 2694251.1549 | 1263733.7904
60 | 2694238.3507 | 1263728.6372 | 2694242.249 | 1263730.3026 | 2694244.9813 | 1263731.3727
61 | 2694199.1594 | 1263779.6552 | 2694169.688 | 1263779.8617
62 | 2694325.3938 | 1263607.0947 | 2694346.998 | 1263605.218
63 | 2694273.9616 | 1263619.2455 | 2694263.152 | 1263620.9526
64 | 2694257.7463 | 1263621.5012 | 2694261.2018 | 1263621.2606 | 2694263.152 | 1263620.9526
65 | 2694273.9616 | 1263619.2455 | 2694277.3186 | 1263618.7154 | 2694285.2953 | 1263616.4641
66 | 2694246.3408 | 1263622.2953 | 2694257.7463 | 1263621.5012
67 | 2694285.2953 | 1263616.4641 | 2694287.2943 | 1263615.8999
68 | 2694246.3408 | 1263622.2953 | 2694242.4907 | 1263622.5634 | 2694233.1185 | 1263622.2734
69 | 2694310.956 | 1263609.2218 | 2694287.2943 | 1263615.8999
70 | 2694232.3489 | 1263622.2496 | 2694233.1185 | 1263622.2734
71 | 2694325.3938 | 1263607.0947 | 2694310.956 | 1263609.2218 | 2694310.956 | 1263609.2218
72 | 2694232.3489 | 1263622.2496 | 2694223.9602 | 1263621.9899 | 2694217.7887 | 1263621.7922
73 | 2694214.9775 | 1263621.7021 | 2694217.7887 | 1263621.7922
74 | 2694247.7706 | 1263700.913 | 2694252.8543 | 1263702.8889
75 | 2694247.7706 | 1263700.913 | 2694246.6771 | 1263700.4879
76 | 2694252.8543 | 1263702.8889 | 2694255.6444 | 1263703.9734
77 | 2694246.6771 | 1263700.4879 | 2694234.1913 | 1263695.635 | 2694234.1913 | 1263695.635
78 | 2694259.1343 | 1263705.3298 | 2694255.6444 | 1263703.9734
79 | 2694233.0128 | 1263697.2106 | 2694234.1913 | 1263695.635
80 | 2694259.1343 | 1263705.3298 | 2694261.7879 | 1263706.3612 | 2694261.7879 | 1263706.3612
81 | 2694233.0128 | 1263697.2106 | 2694228.8599 | 1263702.7625
82 | 2694228.8599 | 1263702.7625 | 2694226.8576 | 1263705.4394
83 | 2694222.9301 | 1263710.69 | 2694226.8576 | 1263705.4394
84 | 2694156.3669 | 1263714.8135 | 2694155.4793 | 1263715.7643 | 2694152.0447 | 1263722.3483 | 2694151.3342 | 1263726.4732
85 | 2694156.3669 | 1263714.8135 | 2694158.6187 | 1263712.4011
86 | 2694149.9778 | 1263734.3474 | 2694149.9778 | 1263734.3474 | 2694151.3342 | 1263726.4732
87 | 2694172.66 | 1263705.7566 | 2694169.934 | 1263705.942 | 2694161.1967 | 1263709.6393 | 2694158.6187 | 1263712.4011
88 | 2694149.9778 | 1263734.3474 | 2694149.9518 | 1263742.5909
89 | 2694172.66 | 1263705.7566 | 2694174.9412 | 1263705.6014
90 | 2694149.9518 | 1263742.5909 | 2694149.9425 | 1263745.5448 | 2694150.6996 | 1263751.7303
91 | 2694177.8204 | 1263705.4055 | 2694174.9412 | 1263705.6014
92 | 2694151.7545 | 1263760.348 | 2694150.6996 | 1263751.7303
93 | 2694177.8204 | 1263705.4055 | 2694178.6745 | 1263705.3474 | 2694185.2886 | 1263706.1632
94 | 2694151.954 | 1263761.9783 | 2694151.7545 | 1263760.348
95 | 2694193.1965 | 1263707.7182 | 2694188.2004 | 1263706.5223 | 2694185.2886 | 1263706.1632
96 | 2694214.9775 | 1263621.7021 | 2694207.7537 | 1263626.3798 | 2694187.1078 | 1263624.7718
97 | 2694214.9775 | 1263621.7021 | 2694203.661 | 1263620.8434 | 2694189.018 | 1263619.8907
98 | 2694187.1078 | 1263624.7718 | 2694185.5473 | 1263633.821 | 2694181.9365 | 1263642.7255
99 | 2694189.018 | 1263619.8907 | 2694183.7408 | 1263619.5473 | 2694172.294 | 1263616.9407 | 2694163.5866 | 1263614.4292
100 | 2694181.9365 | 1263642.7255 | 2694176.5688 | 1263655.9627 | 2694161.803 | 1263653.2462
101 | 2694163.5866 | 1263614.4292 | 2694146.9196 | 1263609.6219
102 | 2694144.8034 | 1263650.1188 | 2694161.803 | 1263653.2462
103 | 2694144.8034 | 1263650.1188 | 2694125.8696 | 1263646.9876
104 | 2694107.1531 | 1263643.8924 | 2694125.8696 | 1263646.9876
105 | 2694107.1531 | 1263643.8924 | 2694090.4756 | 1263640.7929
106 | 2694116.2276 | 1263742.3455 | 2694120.3799 | 1263761.932
107 | 2694154.1485 | 1263779.9063 | 2694161.3123 | 1263779.9204 | 2694169.688 | 1263779.8617
108 | 2694154.1485 | 1263779.9063 | 2694151.954 | 1263761.9783
109 | 2694223.5658 | 1263722.3207 | 2694238.3507 | 1263728.6372
110 | 2694206.6641 | 1263704.1811 | 2694197.8063 | 1263708.8216 | 2694193.1965 | 1263707.7182
111 | 2694222.9301 | 1263710.69 | 2694206.6641 | 1263704.1811 | 2694206.6641 | 1263704.1811
112 | 2694222.9301 | 1263710.69 | 2694223.5658 | 1263722.3207
113 | 2694223.5658 | 1263722.3207 | 2694221.5782 | 1263723.1897 | 2694221.0376 | 1263724.0595
114 | 2694217.2766 | 1263730.1105 | 2694221.0376 | 1263724.0595
115 | 2694217.2766 | 1263730.1105 | 2694213.4215 | 1263736.3128
116 | 2694213.4215 | 1263736.3128 | 2694210.669 | 1263740.7413 | 2694210.025 | 1263742.4782
117 | 2694208.5909 | 1263746.3461 | 2694210.025 | 1263742.4782

## bus_geodata
| x | y | coords
0 | 2694479.3864 | 1263481.7033
1 | 2694504.1102 | 1263513.5543
2 | 2694441.7904 | 1263433.2667
3 | 2694504.8247 | 1263438.8892
4 | 2694523.4428 | 1263459.2448
5 | 2694551.3301 | 1263523.6236
6 | 2694646.4967 | 1263557.7513
7 | 2694539.9005 | 1263479.9053
8 | 2694423.6115 | 1263629.3595
9 | 2694287.5077 | 1263509.4002
10 | 2694642.7379 | 1263918.9627
11 | 2694655.8033 | 1264033.5095
12 | 2694515.4234 | 1263938.3355
13 | 2694779.8406 | 1263548.2679
14 | 2694777.4603 | 1263560.333
15 | 2694660.3293 | 1263677.6034
16 | 2694660.464 | 1263690.3604
17 | 2694655.3515 | 1264108.0519
18 | 2694621.8421 | 1263570.3419
19 | 2694308.7536 | 1263674.5286
20 | 2694279.8788 | 1263712.2766
21 | 2694304.8849 | 1263663.4579
22 | 2694383.0967 | 1263633.2143
23 | 2694374.1921 | 1263607.7515
24 | 2694415.2177 | 1263631.4388
25 | 2694649.0011 | 1264182.1106
26 | 2694651.3029 | 1264155.7337
27 | 2694665.6152 | 1264184.1505
28 | 2694428.5579 | 1263575.7559
29 | 2694262.8886 | 1263773.3665
30 | 2694253.8887 | 1263773.7012
31 | 2694388.5219 | 1263759.176
32 | 2694308.9876 | 1263949.4792
33 | 2694765.2492 | 1263573.729
34 | 2694394.5262 | 1263758.1227
35 | 2694706.7575 | 1263664.1119
36 | 2694740.8607 | 1263597.2387
37 | 2694580.8804 | 1263598.1736
38 | 2694265.4718 | 1263707.7468
39 | 2694312.5937 | 1263642.2723
40 | 2694349.5401 | 1263604.9971
41 | 2694675.5618 | 1264185.3717
42 | 2694261.2179 | 1263950.8286
43 | 2694259.741 | 1263854.1399
44 | 2694262.2584 | 1263962.0988
45 | 2694282.2759 | 1263980.6661
46 | 2694226.7439 | 1263778.5948
47 | 2694776.3984 | 1263618.7584
48 | 2694793.3017 | 1263607.5207
49 | 2694755.1513 | 1263607.9415
50 | 2694076.3691 | 1263768.4745
51 | 2694120.7837 | 1263771.891
52 | 2694226.1199 | 1263753.0085
53 | 2694212.0042 | 1263779.5652
54 | 2694674.7219 | 1264197.563
55 | 2694674.5022 | 1264200.7535
56 | 2694205.9762 | 1263779.6074
57 | 2694251.1549 | 1263733.7904
58 | 2694244.9813 | 1263731.3727
59 | 2694199.1594 | 1263779.6552
60 | 2694346.998 | 1263605.218
61 | 2694263.152 | 1263620.9526
62 | 2694273.9616 | 1263619.2455
63 | 2694257.7463 | 1263621.5012
64 | 2694285.2953 | 1263616.4641
65 | 2694246.3408 | 1263622.2953
66 | 2694287.2943 | 1263615.8999
67 | 2694233.1185 | 1263622.2734
68 | 2694310.956 | 1263609.2218
69 | 2694232.3489 | 1263622.2495
70 | 2694325.3938 | 1263607.0947
71 | 2694217.7887 | 1263621.7922
72 | 2694247.7706 | 1263700.913
73 | 2694252.8543 | 1263702.8889
74 | 2694246.6771 | 1263700.4879
75 | 2694255.6444 | 1263703.9734
76 | 2694234.1913 | 1263695.635
77 | 2694259.1343 | 1263705.3298
78 | 2694233.0128 | 1263697.2106
79 | 2694261.7879 | 1263706.3612
80 | 2694228.8599 | 1263702.7625
81 | 2694226.8576 | 1263705.4394
82 | 2694156.3669 | 1263714.8135
83 | 2694151.3342 | 1263726.4732
84 | 2694158.6187 | 1263712.4011
85 | 2694149.9778 | 1263734.3474
86 | 2694172.66 | 1263705.7566
87 | 2694149.9518 | 1263742.5909
88 | 2694174.9412 | 1263705.6014
89 | 2694150.6996 | 1263751.7303
90 | 2694177.8204 | 1263705.4055
91 | 2694151.7545 | 1263760.348
92 | 2694185.2886 | 1263706.1632
93 | 2694214.9775 | 1263621.7021
94 | 2694187.1078 | 1263624.7718
95 | 2694189.018 | 1263619.8907
96 | 2694181.9365 | 1263642.7255
97 | 2694163.5866 | 1263614.4292
98 | 2694161.803 | 1263653.2462
99 | 2694144.8034 | 1263650.1188
100 | 2694125.8696 | 1263646.9876
101 | 2694107.1531 | 1263643.8924
102 | 2694090.4756 | 1263640.7929
103 | 2694146.9196 | 1263609.6219
104 | 2694120.3799 | 1263761.932
105 | 2694154.1485 | 1263779.9063
106 | 2694116.2276 | 1263742.3455
107 | 2694169.688 | 1263779.8617
108 | 2694151.954 | 1263761.9783
109 | 2694238.3507 | 1263728.6372
110 | 2694206.6641 | 1263704.1811
111 | 2694193.1965 | 1263707.7182
112 | 2694222.9301 | 1263710.69
113 | 2694223.5658 | 1263722.3207
114 | 2694221.0376 | 1263724.0595
115 | 2694217.2766 | 1263730.1105
116 | 2694213.4215 | 1263736.3128
117 | 2694210.025 | 1263742.4782
118 | 2694208.5909 | 1263746.3461
119 | 2694279.8788 | 1263712.2766

## line_std_types
| c_nf_per_km | r_ohm_per_km | x_ohm_per_km | max_i_ka | type | q_mm2 | alpha | voltage_rating
NAYY 4x50 SE | 210 | 0.642 | 0.083 | 0.142 | cs | 50 | 0.00403 | LV
NAYY 4x120 SE | 264 | 0.225 | 0.08 | 0.242 | cs | 120 | 0.00403 | LV
NAYY 4x150 SE | 261 | 0.208 | 0.08 | 0.27 | cs | 150 | 0.00403 | LV
NA2XS2Y 1x95 RM/25 12/20 kV | 216 | 0.313 | 0.132 | 0.252 | cs | 95 | 0.00403 | MV
NA2XS2Y 1x185 RM/25 12/20 kV | 273 | 0.161 | 0.117 | 0.362 | cs | 185 | 0.00403 | MV
NA2XS2Y 1x240 RM/25 12/20 kV | 304 | 0.122 | 0.112 | 0.421 | cs | 240 | 0.00403 | MV
NA2XS2Y 1x95 RM/25 6/10 kV | 315 | 0.313 | 0.123 | 0.249 | cs | 95 | 0.00403 | MV
NA2XS2Y 1x185 RM/25 6/10 kV | 406 | 0.161 | 0.11 | 0.358 | cs | 185 | 0.00403 | MV
NA2XS2Y 1x240 RM/25 6/10 kV | 456 | 0.122 | 0.105 | 0.416 | cs | 240 | 0.00403 | MV
NA2XS2Y 1x150 RM/25 12/20 kV | 250 | 0.206 | 0.116 | 0.319 | cs | 150 | 0.00403 | MV
NA2XS2Y 1x120 RM/25 12/20 kV | 230 | 0.253 | 0.119 | 0.283 | cs | 120 | 0.00403 | MV
NA2XS2Y 1x70 RM/25 12/20 kV | 190 | 0.443 | 0.132 | 0.22 | cs | 70 | 0.00403 | MV
NA2XS2Y 1x150 RM/25 6/10 kV | 360 | 0.206 | 0.11 | 0.315 | cs | 150 | 0.00403 | MV
NA2XS2Y 1x120 RM/25 6/10 kV | 340 | 0.253 | 0.113 | 0.28 | cs | 120 | 0.00403 | MV
NA2XS2Y 1x70 RM/25 6/10 kV | 280 | 0.443 | 0.123 | 0.217 | cs | 70 | 0.00403 | MV
N2XS(FL)2Y 1x120 RM/35 64/110 kV | 112 | 0.153 | 0.166 | 0.366 | cs | 120 | 0.00393 | HV
N2XS(FL)2Y 1x185 RM/35 64/110 kV | 125 | 0.099 | 0.156 | 0.457 | cs | 185 | 0.00393 | HV
N2XS(FL)2Y 1x240 RM/35 64/110 kV | 135 | 0.075 | 0.149 | 0.526 | cs | 240 | 0.00393 | HV
N2XS(FL)2Y 1x300 RM/35 64/110 kV | 144 | 0.06 | 0.144 | 0.588 | cs | 300 | 0.00393 | HV
15-AL1/3-ST1A 0.4 | 11 | 1.8769 | 0.35 | 0.105 | ol | 16 | 0.00403 | LV
24-AL1/4-ST1A 0.4 | 11.25 | 1.2012 | 0.335 | 0.14 | ol | 24 | 0.00403 | LV
48-AL1/8-ST1A 0.4 | 12.2 | 0.5939 | 0.3 | 0.21 | ol | 48 | 0.00403 | LV
94-AL1/15-ST1A 0.4 | 13.2 | 0.306 | 0.29 | 0.35 | ol | 94 | 0.00403 | LV
34-AL1/6-ST1A 10.0 | 9.7 | 0.8342 | 0.36 | 0.17 | ol | 34 | 0.00403 | MV
48-AL1/8-ST1A 10.0 | 10.1 | 0.5939 | 0.35 | 0.21 | ol | 48 | 0.00403 | MV
70-AL1/11-ST1A 10.0 | 10.4 | 0.4132 | 0.339 | 0.29 | ol | 70 | 0.00403 | MV
94-AL1/15-ST1A 10.0 | 10.75 | 0.306 | 0.33 | 0.35 | ol | 94 | 0.00403 | MV
122-AL1/20-ST1A 10.0 | 11.1 | 0.2376 | 0.323 | 0.41 | ol | 122 | 0.00403 | MV
149-AL1/24-ST1A 10.0 | 11.25 | 0.194 | 0.315 | 0.47 | ol | 149 | 0.00403 | MV
34-AL1/6-ST1A 20.0 | 9.15 | 0.8342 | 0.382 | 0.17 | ol | 34 | 0.00403 | MV
48-AL1/8-ST1A 20.0 | 9.5 | 0.5939 | 0.372 | 0.21 | ol | 48 | 0.00403 | MV
70-AL1/11-ST1A 20.0 | 9.7 | 0.4132 | 0.36 | 0.29 | ol | 70 | 0.00403 | MV
94-AL1/15-ST1A 20.0 | 10 | 0.306 | 0.35 | 0.35 | ol | 94 | 0.00403 | MV
122-AL1/20-ST1A 20.0 | 10.3 | 0.2376 | 0.344 | 0.41 | ol | 122 | 0.00403 | MV
149-AL1/24-ST1A 20.0 | 10.5 | 0.194 | 0.337 | 0.47 | ol | 149 | 0.00403 | MV
184-AL1/30-ST1A 20.0 | 10.75 | 0.1571 | 0.33 | 0.535 | ol | 184 | 0.00403 | MV
243-AL1/39-ST1A 20.0 | 11 | 0.1188 | 0.32 | 0.645 | ol | 243 | 0.00403 | MV
48-AL1/8-ST1A 110.0 | 8 | 0.5939 | 0.46 | 0.21 | ol | 48 | 0.00403 | HV
70-AL1/11-ST1A 110.0 | 8.4 | 0.4132 | 0.45 | 0.29 | ol | 70 | 0.00403 | HV
94-AL1/15-ST1A 110.0 | 8.65 | 0.306 | 0.44 | 0.35 | ol | 94 | 0.00403 | HV
122-AL1/20-ST1A 110.0 | 8.5 | 0.2376 | 0.43 | 0.41 | ol | 122 | 0.00403 | HV
149-AL1/24-ST1A 110.0 | 8.75 | 0.194 | 0.41 | 0.47 | ol | 149 | 0.00403 | HV
184-AL1/30-ST1A 110.0 | 8.8 | 0.1571 | 0.4 | 0.535 | ol | 184 | 0.00403 | HV
243-AL1/39-ST1A 110.0 | 9 | 0.1188 | 0.39 | 0.645 | ol | 243 | 0.00403 | HV
305-AL1/39-ST1A 110.0 | 9.2 | 0.0949 | 0.38 | 0.74 | ol | 305 | 0.00403 | HV
490-AL1/64-ST1A 110.0 | 9.75 | 0.059 | 0.37 | 0.96 | ol | 490 | 0.00403 | HV
679-AL1/86-ST1A 110.0 | 9.95 | 0.042 | 0.36 | 1.15 | ol | 679 | 0.00403 | HV
490-AL1/64-ST1A 220.0 | 10 | 0.059 | 0.285 | 0.96 | ol | 490 | 0.00403 | HV
679-AL1/86-ST1A 220.0 | 11.7 | 0.042 | 0.275 | 1.15 | ol | 679 | 0.00403 | HV
490-AL1/64-ST1A 380.0 | 11 | 0.059 | 0.253 | 0.96 | ol | 490 | 0.00403 | HV
679-AL1/86-ST1A 380.0 | 14.6 | 0.042 | 0.25 | 1.15 | ol | 679 | 0.00403 | HV

## trafo_std_types
| i0_percent | pfe_kw | vkr_percent | sn_mva | vn_lv_kv | vn_hv_kv | vk_percent | shift_degree | vector_group | tap_side | tap_neutral | tap_min | tap_max | tap_step_degree | tap_step_percent | tap_phase_shifter
160 MVA 380/110 kV | 0.06 | 60 | 0.25 | 160 | 110 | 380 | 12.2 | 0 | Yy0 | hv | 0 | -9 | 9 | 0 | 1.5 | FALSE
100 MVA 220/110 kV | 0.06 | 55 | 0.26 | 100 | 110 | 220 | 12 | 0 | Yy0 | hv | 0 | -9 | 9 | 0 | 1.5 | FALSE
63 MVA 110/20 kV | 0.04 | 22 | 0.32 | 63 | 20 | 110 | 18 | 150 | YNd5 | hv | 0 | -9 | 9 | 0 | 1.5 | FALSE
40 MVA 110/20 kV | 0.05 | 18 | 0.34 | 40 | 20 | 110 | 16.2 | 150 | YNd5 | hv | 0 | -9 | 9 | 0 | 1.5 | FALSE
25 MVA 110/20 kV | 0.07 | 14 | 0.41 | 25 | 20 | 110 | 12 | 150 | YNd5 | hv | 0 | -9 | 9 | 0 | 1.5 | FALSE
63 MVA 110/10 kV | 0.04 | 22 | 0.32 | 63 | 10 | 110 | 18 | 150 | YNd5 | hv | 0 | -9 | 9 | 0 | 1.5 | FALSE
40 MVA 110/10 kV | 0.05 | 18 | 0.34 | 40 | 10 | 110 | 16.2 | 150 | YNd5 | hv | 0 | -9 | 9 | 0 | 1.5 | FALSE
25 MVA 110/10 kV | 0.07 | 14 | 0.41 | 25 | 10 | 110 | 12 | 150 | YNd5 | hv | 0 | -9 | 9 | 0 | 1.5 | FALSE
0.25 MVA 20/0.4 kV | 0.32 | 0.8 | 1.44 | 0.25 | 0.4 | 20 | 6 | 150 | Yzn5 | hv | 0 | -2 | 2 | 0 | 2.5 | FALSE
0.4 MVA 20/0.4 kV | 0.3375 | 1.35 | 1.425 | 0.4 | 0.4 | 20 | 6 | 150 | Dyn5 | hv | 0 | -2 | 2 | 0 | 2.5 | FALSE
0.63 MVA 20/0.4 kV | 0.2619 | 1.65 | 1.206 | 0.63 | 0.4 | 20 | 6 | 150 | Dyn5 | hv | 0 | -2 | 2 | 0 | 2.5 | FALSE
0.25 MVA 10/0.4 kV | 0.24 | 0.6 | 1.2 | 0.25 | 0.4 | 10 | 4 | 150 | Dyn5 | hv | 0 | -2 | 2 | 0 | 2.5 | FALSE
0.4 MVA 10/0.4 kV | 0.2375 | 0.95 | 1.325 | 0.4 | 0.4 | 10 | 4 | 150 | Dyn5 | hv | 0 | -2 | 2 | 0 | 2.5 | FALSE
0.63 MVA 10/0.4 kV | 0.1873 | 1.18 | 1.0794 | 0.63 | 0.4 | 10 | 4 | 150 | Dyn5 | hv | 0 | -2 | 2 | 0 | 2.5 | FALSE

## trafo3w_std_types
| sn_hv_mva | sn_mv_mva | sn_lv_mva | vn_hv_kv | vn_mv_kv | vn_lv_kv | vk_hv_percent | vk_mv_percent | vk_lv_percent | vkr_hv_percent | vkr_mv_percent | vkr_lv_percent | pfe_kw | i0_percent | shift_mv_degree | shift_lv_degree | vector_group | tap_side | tap_neutral | tap_min | tap_max | tap_step_percent
63/25/38 MVA 110/20/10 kV | 63 | 25 | 38 | 110 | 20 | 10 | 10.4 | 10.4 | 10.4 | 0.28 | 0.32 | 0.35 | 35 | 0.89 | 0 | 0 | YN0yn0yn0 | hv | 0 | -10 | 10 | 1.2
63/25/38 MVA 110/10/10 kV | 63 | 25 | 38 | 110 | 10 | 10 | 10.4 | 10.4 | 10.4 | 0.28 | 0.32 | 0.35 | 35 | 0.89 | 0 | 0 | YN0yn0yn0 | hv | 0 | -10 | 10 | 1.2

## fuse_std_types
| fuse_type | i_rated_a | t_avg | t_min | t_total | x_avg | x_min | x_total
HV 100A | HV 100A | 100 | 0 | [10.0, 3.64, 0.854, 0.281, 0.1, 0.0531, 0.022, 0.01] | [10.0, 4.267, 1.21, 0.403, 0.1, 0.058, 0.022, 0.01] | 0 | [300.0, 350.0, 450.0, 550.0, 700.0, 850.0, 1200.0, 1752.0] | [600.0, 700.0, 900.0, 1150.0, 1665.0, 2000.0, 3000.0, 4313.0]
HV 10A | HV 10A | 10 | 0 | [10.0, 1675.0, 0.344, 0.156, 0.1, 0.0417, 0.0171, 0.01] | [10.0, 1.3, 0.3, 0.155, 0.1, 0.0555, 0.023, 0.01] | 0 | [30.0, 32.0, 35.0, 37.0, 39.0, 50.0, 70.0, 88.0] | [60.0, 70.0, 80.0, 87.0, 94.0, 110.0, 150.0, 216.0]
HV 125A | HV 125A | 125 | 0 | [10.0, 1.82, 0.344, 0.1, 0.0467, 0.0269, 0.01] | [10.0, 2.478, 0.426, 0.1, 0.0427, 0.0211, 0.01] | 0 | [375.0, 500.0, 700.0, 925.0, 1200.0, 1500.0, 2341.0] | [750.0, 1000.0, 1500.0, 2200.0, 3000.0, 4000.0, 5765.0]
HV 160A | HV 160A | 160 | 0 | [10.0, 4.15, 1.03, 0.198, 0.1, 0.051, 0.0172, 0.01] | [10.0, 2.3, 0.734, 0.274, 0.1, 0.046, 0.0177, 0.01] | 0 | [480.0, 550.0, 700.0, 1000.0, 1260.0, 1600.0, 2500.0, 3227.0] | [960.0, 1300.0, 1700.0, 2200.0, 2996.0, 4000.0, 6000.0, 7946.0]
HV 16A | HV 16A | 16 | 0 | [10.0, 0.352, 0.164, 0.1, 0.0649, 0.0342, 0.01] | [10.0, 2.34, 0.722, 0.181, 0.1, 0.055, 0.0296, 0.01] | 0 | [48.0, 60.0, 65.0, 71.0, 80.0, 100.0, 162.0] | [96.0, 110.0, 125.0, 150.0, 168.0, 200.0, 250.0, 398.0]
HV 200A | HV 200A | 200 | 0 | [10.0, 4.267, 1.21, 0.403, 0.1, 0.058, 0.022, 0.01] | [10.0, 3.73, 1.654, 0.328, 0.1, 0.0531, 0.019, 0.01] | 0 | [600.0, 700.0, 900.0, 1150.0, 1665.0, 2000.0, 3000.0, 4313.0] | [1200.0, 1500.0, 1800.0, 2700.0, 3960.0, 5000.0, 7500.0, 10620.0]
HV 20A | HV 20A | 20 | 0 | [10.0, 1.3, 0.3, 0.155, 0.1, 0.0555, 0.023, 0.01] | [10.0, 1.3, 0.161, 0.1, 0.0611, 0.0399, 0.0141, 0.01] | 0 | [60.0, 70.0, 80.0, 87.0, 94.0, 110.0, 150.0, 216.0] | [120.0, 150.0, 200.0, 223.0, 260.0, 300.0, 450.0, 532.0]
HV 25A | HV 25A | 25 | 0 | [10.0, 2.512, 0.833, 0.299, 0.1, 0.0372, 0.0223, 0.01] | [10.0, 3.125, 0.597, 0.198, 0.1, 0.0378, 0.022, 0.01] | 0 | [75.0, 82.0, 90.0, 100.0, 124.0, 170.0, 200.0, 289.0] | [150.0, 170.0, 210.0, 250.0, 294.0, 400.0, 500.0, 711.0]
HV 31.5A | HV 31.5A | 31.5 | 0 | [10.0, 2.34, 0.722, 0.181, 0.1, 0.055, 0.0296, 0.01] | [10.0, 2.84, 0.368, 0.164, 0.1, 0.0621, 0.0378, 0.0195, 0.01] | 0 | [95.0, 110.0, 125.0, 150.0, 165.0, 200.0, 250.0, 390.0] | [189.0, 220.0, 300.0, 350.0, 393.0, 450.0, 530.0, 700.0, 960.0]
HV 40A | HV 40A | 40 | 0 | [10.0, 1.3, 0.161, 0.1, 0.0611, 0.0399, 0.0141, 0.01] | [10.0, 2.05, 0.369, 0.198, 0.1, 0.051, 0.0298, 0.01] | 0 | [120.0, 150.0, 200.0, 223.0, 260.0, 300.0, 450.0, 532.0] | [240.0, 300.0, 400.0, 450.0, 530.0, 650.0, 800.0, 1311.0]
HV 50A | HV 50A | 50 | 0 | [10.0, 3.215, 0.597, 0.198, 0.1, 0.0378, 0.022, 0.01] | [10.0, 3.64, 0.854, 0.281, 0.1, 0.0531, 0.022, 0.01] | 0 | [150.0, 170.0, 210.0, 250.0, 294.0, 400.0, 500.0, 711.0] | [300.0, 350.0, 450.0, 550.0, 700.0, 850.0, 1200.0, 1752.0]
HV 6.3A | HV 6.3A | 6.3 | 0 | [10.0, 1.39, 0.344, 0.168, 0.1, 0.056, 0.0263, 0.01] | [10.0, 1.711, 0.516, 0.198, 0.1, 0.0634, 0.0303, 0.01] | 0 | [19.0, 19.5, 20.4, 20.8, 22.0, 25.0, 32.0, 48.0] | [38.0, 40.0, 43.0, 48.0, 53.0, 60.0, 75.0, 118.0]
HV 63A | HV 63A | 63 | 0 | [10.0, 2.84, 0.368, 0.164, 0.1, 0.0621, 0.0378, 0.0195, 0.01] | [10.0, 1.82, 0.344, 0.1, 0.0467, 0.0269, 0.01] | 0 | [189.0, 220.0, 300.0, 350.0, 393.0, 450.0, 530.0, 700.0, 961.0] | [378.0, 500.0, 700.0, 934.0, 1200.0, 1500.0, 2366.0]
HV 80A | HV 80A | 80 | 0 | [10.0, 2.05, 0.369, 0.198, 0.1, 0.051, 0.0298, 0.01] | [10.0, 4.15, 1.03, 0.198, 0.1, 0.051, 0.0172, 0.01] | 0 | [240.0, 300.0, 400.0, 450.0, 530.0, 650.0, 800.0, 1311.0] | [480.0, 550.0, 700.0, 1000.0, 1260.0, 1600.0, 2500.0, 3227.0]
Siemens NH-1-100 | Siemens NH-1-100 | 100 | [5400.0, 2000.0, 400.0, 20.0, 1.0, 0.2, 0.012, 0.004] | 0 | 0 | [150.0, 190.0, 250.0, 430.0, 900.0, 1250.0, 2700.0, 3600.0] | 0 | 0
Siemens NH-1-125 | Siemens NH-1-125 | 125 | [4800.0, 120.0, 7.0, 0.1, 0.004] | 0 | 0 | [180.0, 400.0, 740.0, 2000.0, 4250.0] | 0 | 0
Siemens NH-1-16 | Siemens NH-1-16 | 16 | [4000.0, 400.0, 2.0, 0.1, 0.04, 0.01] | 0 | 0 | [26.0, 35.0, 75.0, 150.0, 200.0, 300.0] | 0 | 0
Siemens NH-1-160 | Siemens NH-1-160 | 160 | [4800.0, 120.0, 7.0, 0.1, 0.004] | 0 | 0 | [210.0, 500.0, 900.0, 2300.0, 5000.0] | 0 | 0
Siemens NH-1-25 | Siemens NH-1-25 | 25 | [4000.0, 1000.0, 10.0, 0.2, 0.02, 0.01] | 0 | 0 | [40.0, 50.0, 100.0, 210.0, 400.0, 500.0] | 0 | 0
Siemens NH-1-50 | Siemens NH-1-50 | 50 | [4000.0, 40.0, 4.0, 1.0, 0.02, 0.01] | 0 | 0 | [86.0, 200.0, 300.0, 400.0, 1000.0, 1280.0] | 0 | 0
Siemens NH-1-63 | Siemens NH-1-63 | 63 | [4000.0, 100.0, 10.0, 2.0, 0.04, 0.01] | 0 | 0 | [100.0, 200.0, 300.0, 400.0, 1000.0, 1500.0] | 0 | 0
Siemens NH-1-80 | Siemens NH-1-80 | 80 | [4800.0, 120.0, 7.0, 0.1, 0.01] | 0 | 0 | [150.58, 250.0, 450.0, 1150.0, 2470.0] | 0 | 0
Siemens NH-2-1000 | Siemens NH-2-1000 | 1000 | [4800.0, 120.0, 7.0, 0.1, 0.004] | 0 | 0 | [1900.0, 3500.0, 8400.0, 24000.0, 52000.0] | 0 | 0
Siemens NH-2-200 | Siemens NH-2-200 | 200 | [4800.0, 120.0, 7.0, 0.1, 0.004] | 0 | 0 | [280.0, 650.0, 1200.0, 3000.0, 7000.0] | 0 | 0
Siemens NH-2-224 | Siemens NH-2-224 | 224 | [4800.0, 120.0, 7.0, 0.2, 0.04, 0.004] | 0 | 0 | [400.0, 750.0, 1453.0, 3025.0, 4315.0, 7600.0] | 0 | 0
Siemens NH-2-250 | Siemens NH-2-250 | 250 | [4800.0, 120.0, 7.0, 0.1, 0.004] | 0 | 0 | [450.0, 800.0, 1650.0, 4000.0, 8500.0] | 0 | 0
Siemens NH-2-315 | Siemens NH-2-315 | 315 | [4800.0, 120.0, 7.0, 0.1, 0.004] | 0 | 0 | [550.0, 920.0, 1900.0, 5000.0, 11000.0] | 0 | 0
Siemens NH-2-355 | Siemens NH-2-355 | 355 | [4800.0, 120.0, 6.0, 0.1, 0.004] | 0 | 0 | [650.0, 1116.27, 2350.0, 5840.0, 12790.0] | 0 | 0
Siemens NH-2-400 | Siemens NH-2-400 | 400 | [4800.0, 120.0, 7.0, 0.1, 0.004] | 0 | 0 | [720.0, 1350.0, 2800.0, 6500.0, 15000.0] | 0 | 0
Siemens NH-2-425 | Siemens NH-2-425 | 425 | [4800.0, 120.0, 7.0, 0.1, 0.004] | 0 | 0 | [850.0, 1500.0, 3050.0, 7500.0, 16500.0] | 0 | 0
Siemens NH-2-630 | Siemens NH-2-630 | 630 | [4800.0, 120.0, 7.0, 0.1, 0.004] | 0 | 0 | [1200.0, 2000.0, 4800.0, 12000.0, 26000.0] | 0 | 0

## res_bus
| vm_pu | va_degree | p_mw | q_mvar
0 | 0.97489 | -0.48401 | 0.014066 | 0.0035252
1 | 0.97482 | -0.48554 | 0.0020692 | 0.0005186
2 | 0.97581 | -0.46588 | 0 | 0
3 | 0.97724 | -0.43778 | 0 | 0
4 | 0.97766 | -0.42954 | 0.0011294 | 0.00028306
5 | 0.97914 | -0.40055 | 0 | 0
6 | 0.97541 | -0.47378 | 0 | 0
7 | 0.97809 | -0.42122 | 0 | 0
8 | 0.98585 | -0.27029 | 0.0065739 | 0.0016476
9 | 0.97719 | -0.4391 | 0 | 0
10 | 0.97103 | -0.56016 | 0 | 0
11 | 0.97082 | -0.56438 | 0 | 0
12 | 0.97126 | -0.55564 | 0.0044318 | 0.0011107
13 | 0.97376 | -0.50622 | 0 | 0
14 | 0.97362 | -0.50898 | 0.00034136 | 8.5553e-05
15 | 0.97534 | -0.47511 | 0 | 0
16 | 0.97533 | -0.47523 | 0.00054962 | 0.00013775
17 | 0.97069 | -0.56699 | 0.0012168 | 0.00030495
18 | 0.97513 | -0.47935 | 0.0053022 | 0.0013289
19 | 1 | 0 | -0.25513 | -0.065061
20 | 0.99733 | -0.050576 | 0 | 0
21 | 0.99859 | -0.026654 | 0.0017037 | 0.000427
22 | 0.98782 | -0.23226 | 0 | 0
23 | 0.9891 | -0.20771 | 0.0022485 | 0.00056354
24 | 0.98625 | -0.26261 | 0.00042953 | 0.00010765
25 | 0.97065 | -0.56782 | 0 | 0
26 | 0.97066 | -0.56758 | 0.00018605 | 4.663e-05
27 | 0.97064 | -0.56797 | 0.00017466 | 4.3775e-05
28 | 0.97687 | -0.44527 | 0.0019383 | 0.00048579
29 | 0.97859 | -0.41127 | 0 | 0
30 | 0.97877 | -0.40771 | 0 | 0
31 | 0.97637 | -0.45491 | 0.012109 | 0.0030348
32 | 0.97248 | -0.53144 | 0.021038 | 0.0052726
33 | 0.97341 | -0.51326 | 0.0002501 | 6.268e-05
34 | 0.97633 | -0.45562 | 0.0063668 | 0.0015957
35 | 0.97267 | -0.52771 | 0.0050899 | 0.0012757
36 | 0.97303 | -0.52066 | 0 | 0
37 | 0.97487 | -0.48443 | 0.0055922 | 0.0014015
38 | 0.99648 | -0.066632 | 0.001344 | 0.00033684
39 | 0.99595 | -0.076674 | 0.00067974 | 0.00017036
40 | 0.99034 | -0.18394 | 0.0021702 | 0.0005439
41 | 0.97063 | -0.56803 | 0 | 0
42 | 0.9737 | -0.50736 | 0 | 0
43 | 0.97635 | -0.45513 | 0.0024217 | 0.00060693
44 | 0.97367 | -0.50779 | 0 | 0
45 | 0.9736 | -0.50923 | 0.0020775 | 0.00052068
46 | 0.98006 | -0.3825 | 0 | 0
47 | 0.97278 | -0.52556 | 0.0035741 | 0.00089575
48 | 0.97273 | -0.52663 | 0.0026302 | 0.0006592
49 | 0.97292 | -0.52281 | 0.0003299 | 8.2682e-05
50 | 0.98312 | -0.32314 | 0.0083105 | 0.0020828
51 | 0.98347 | -0.31631 | 0 | 0
52 | 0.98001 | -0.38359 | 0.0023459 | 0.00058795
53 | 0.98079 | -0.36838 | 0.0011734 | 0.00029409
54 | 0.97063 | -0.5681 | 9.3995e-05 | 2.3557e-05
55 | 0.97063 | -0.56811 | 0.00021437 | 5.3725e-05
56 | 0.98109 | -0.36249 | 0.0011732 | 0.00029402
57 | 0.99359 | -0.12182 | 0.0011744 | 0.00029433
58 | 0.99359 | -0.12168 | 0.0011732 | 0.00029402
59 | 0.98144 | -0.3557 | 0.0014134 | 0.00035424
60 | 0.99047 | -0.18148 | 0.0018101 | 0.00045365
61 | 0.98767 | -0.23584 | 0.0017448 | 0.00043729
62 | 0.98827 | -0.22407 | 0.0045477 | 0.0011398
63 | 0.98738 | -0.24153 | 0.0049345 | 0.0012367
64 | 0.98897 | -0.21057 | 0.0012837 | 0.00032172
65 | 0.98681 | -0.25248 | 0.0023276 | 0.00058334
66 | 0.9891 | -0.20812 | 0.0029735 | 0.00074523
67 | 0.98619 | -0.26462 | 0.0047624 | 0.0011936
68 | 0.99066 | -0.17793 | 0.00072251 | 0.00018108
69 | 0.98615 | -0.26526 | 0.001566 | 0.00039249
70 | 0.9916 | -0.15987 | 0 | 0
71 | 0.98555 | -0.27699 | 0.0043739 | 0.0010962
72 | 0.99545 | -0.086166 | 0.0018383 | 0.00046072
73 | 0.99574 | -0.080659 | 0.0013437 | 0.00033676
74 | 0.99539 | -0.087332 | 0.0013432 | 0.00033664
75 | 0.9959 | -0.077602 | 0.001174 | 0.00029423
76 | 0.9947 | -0.1005 | 0.0012581 | 0.00031532
77 | 0.99611 | -0.073742 | 0.0013446 | 0.00033698
78 | 0.9946 | -0.10241 | 0.0015241 | 0.00038199
79 | 0.99626 | -0.070774 | 0.0011756 | 0.00029463
80 | 0.99425 | -0.10906 | 0.0012367 | 0.00030994
81 | 0.99409 | -0.11224 | 0.0011728 | 0.00029393
82 | 0.98836 | -0.22192 | 0.0089769 | 0.0022498
83 | 0.98743 | -0.2398 | 0.0016033 | 0.00040183
84 | 0.98862 | -0.21683 | 0.0013181 | 0.00033036
85 | 0.98686 | -0.25065 | 0.0012745 | 0.00031941
86 | 0.98992 | -0.19181 | 0.0013296 | 0.00033323
87 | 0.98629 | -0.26167 | 0.0014036 | 0.00035178
88 | 0.99011 | -0.18818 | 0.0012723 | 0.00031887
89 | 0.98567 | -0.27373 | 0.0013988 | 0.00035057
90 | 0.99035 | -0.18354 | 0.0012799 | 0.00032078
91 | 0.98509 | -0.28493 | 0.0013988 | 0.00035057
92 | 0.99099 | -0.1713 | 0.0013001 | 0.00032583
93 | 0.98545 | -0.27904 | 0 | 0
94 | 0.98478 | -0.29211 | 0 | 0
95 | 0.98507 | -0.28634 | 0.0062323 | 0.001562
96 | 0.98434 | -0.30053 | 0.0066889 | 0.0016764
97 | 0.98485 | -0.29073 | 0.0046911 | 0.0011757
98 | 0.98385 | -0.31013 | 0.0064145 | 0.0016076
99 | 0.98366 | -0.31381 | 0 | 0
100 | 0.98346 | -0.31788 | 0.0067276 | 0.0016861
101 | 0.98337 | -0.31962 | 0 | 0
102 | 0.98329 | -0.32117 | 0.0050689 | 0.0012704
103 | 0.98477 | -0.2922 | 0.0046931 | 0.0011762
104 | 0.98345 | -0.31681 | 0.0014872 | 0.00037273
105 | 0.98382 | -0.30942 | 0 | 0
106 | 0.98342 | -0.31728 | 0.001306 | 0.00032732
107 | 0.98299 | -0.32563 | 0.0014036 | 0.00035178
108 | 0.98498 | -0.28701 | 0.0014628 | 0.0003666
109 | 0.99361 | -0.12138 | 0.0011732 | 0.00029402
110 | 0.99298 | -0.13337 | 0.0024605 | 0.00061665
111 | 0.99169 | -0.15798 | 0.0013258 | 0.00033226
112 | 0.99376 | -0.1184 | 0 | 0
113 | 0.99366 | -0.12038 | 0 | 0
114 | 0.99364 | -0.12073 | 0.0010896 | 0.00027308
115 | 0.99361 | -0.12137 | 0.0010719 | 0.00026865
116 | 0.99358 | -0.12188 | 0.0010649 | 0.00026688
117 | 0.99356 | -0.12225 | 0.0015135 | 0.00037932
118 | 0.99356 | -0.12235 | 0.0014123 | 0.00035396
119 | 0.99998 | 149.9956 | 0 | 0

## res_line
| p_from_mw | q_from_mvar | p_to_mw | q_to_mvar | pl_mw | ql_mvar | i_from_ka | i_to_ka | i_ka | vm_from_pu | va_from_degree | vm_to_pu | va_to_degree | loading_percent
0 | 0.0020694 | 0.00051819 | -0.0020692 | -0.0005186 | 1.5084e-07 | -4.0617e-07 | 0.0031584 | 0.0031586 | 0.0031586 | 0.97489 | -0.48401 | 0.97482 | -0.48554 | 0.86775
1 | -0.016135 | -0.0040434 | 0.016149 | 0.0040516 | 1.3946e-05 | 8.1599e-06 | 0.024628 | 0.024627 | 0.024628 | 0.97489 | -0.48401 | 0.97581 | -0.46588 | 6.7658
2 | -0.016149 | -0.0040516 | 0.016171 | 0.0040642 | 2.1667e-05 | 1.2675e-05 | 0.024627 | 0.024627 | 0.024627 | 0.97581 | -0.46588 | 0.97724 | -0.43778 | 6.7657
3 | -0.016171 | -0.0040642 | 0.016177 | 0.004068 | 6.3614e-06 | 3.7207e-06 | 0.024627 | 0.024627 | 0.024627 | 0.97724 | -0.43778 | 0.97766 | -0.42954 | 6.7656
4 | -0.017307 | -0.004351 | 0.017313 | 0.0043551 | 6.8752e-06 | 4.0688e-06 | 0.026346 | 0.026346 | 0.026346 | 0.97766 | -0.42954 | 0.97809 | -0.42122 | 7.2378
5 | 0.023777 | 0.0059958 | -0.023694 | -0.0059447 | 8.3036e-05 | 5.102e-05 | 0.036148 | 0.036149 | 0.036149 | 0.97914 | -0.40055 | 0.97541 | -0.47378 | 9.931
6 | 0.019273 | 0.0048452 | -0.019254 | -0.0048338 | 1.9009e-05 | 1.1424e-05 | 0.029295 | 0.029295 | 0.029295 | 0.97914 | -0.40055 | 0.97809 | -0.42122 | 8.0481
7 | -0.04305 | -0.010841 | 0.04332 | 0.011012 | 0.00026995 | 0.00017064 | 0.065443 | 0.065442 | 0.065443 | 0.97914 | -0.40055 | 0.98585 | -0.27029 | 17.9787
8 | 0.010899 | 0.0027321 | -0.010896 | -0.0027306 | 2.8915e-06 | 1.5025e-06 | 0.016626 | 0.016627 | 0.016627 | 0.97541 | -0.47378 | 0.97513 | -0.47935 | 4.5678
9 | 0.012246 | 0.0030766 | -0.012227 | -0.0030663 | 1.8929e-05 | 1.0313e-05 | 0.018684 | 0.018685 | 0.018685 | 0.97541 | -0.47378 | 0.97376 | -0.50622 | 5.1332
10 | 0.00054966 | 0.00013598 | -0.00054963 | -0.00013759 | 3.4497e-08 | -1.6122e-06 | 0.00083789 | 0.00083847 | 0.00083847 | 0.97541 | -0.47378 | 0.97534 | -0.47511 | 0.23035
11 | 0.0019405 | 0.00047872 | -0.0019389 | -0.00048397 | 1.6391e-06 | -5.2461e-06 | 0.0029495 | 0.0029517 | 0.0029517 | 0.97809 | -0.42122 | 0.97719 | -0.4391 | 0.81092
12 | -0.049894 | -0.012659 | 0.049913 | 0.012671 | 1.8428e-05 | 1.1684e-05 | 0.075364 | 0.075364 | 0.075364 | 0.98585 | -0.27029 | 0.98625 | -0.26261 | 20.7045
13 | 0.0019389 | 0.00048397 | -0.0019383 | -0.00048579 | 5.6951e-07 | -1.8179e-06 | 0.0029517 | 0.0029525 | 0.0029525 | 0.97719 | -0.4391 | 0.97687 | -0.44527 | 0.81113
14 | 0.0018865 | 0.0004692 | -0.0018861 | -0.00047045 | 3.7738e-07 | -1.2488e-06 | 0.0028896 | 0.0028901 | 0.0028901 | 0.97103 | -0.56016 | 0.97082 | -0.56438 | 0.79399
15 | -0.0018865 | -0.0004692 | 0.0018869 | 0.00046786 | 4.0333e-07 | -1.336e-06 | 0.0028896 | 0.002889 | 0.0028896 | 0.97103 | -0.56016 | 0.97126 | -0.55564 | 0.79384
16 | 0.0018861 | 0.00047045 | -0.0018859 | -0.00047122 | 2.3372e-07 | -7.7281e-07 | 0.0028901 | 0.0028904 | 0.0028904 | 0.97082 | -0.56438 | 0.97069 | -0.56699 | 0.79408
17 | -0.0063187 | -0.0015786 | 0.006326 | 0.0015807 | 7.2723e-06 | 2.0888e-06 | 0.0096788 | 0.0096779 | 0.0096788 | 0.97126 | -0.55564 | 0.97248 | -0.53144 | 2.659
18 | 0.012227 | 0.0030663 | -0.012225 | -0.0030654 | 1.6101e-06 | 8.7747e-07 | 0.018685 | 0.018685 | 0.018685 | 0.97376 | -0.50622 | 0.97362 | -0.50898 | 5.1332
19 | 0.011884 | 0.0029799 | -0.011882 | -0.0029786 | 2.4255e-06 | 1.3086e-06 | 0.018163 | 0.018163 | 0.018163 | 0.97362 | -0.50898 | 0.97341 | -0.51326 | 4.9899
20 | 0.00054963 | 0.00013759 | -0.00054962 | -0.00013775 | 3.364e-09 | -1.5708e-07 | 0.00083847 | 0.00083853 | 0.00083853 | 0.97534 | -0.47511 | 0.97533 | -0.47523 | 0.23037
21 | 0.00066911 | 0.00016627 | -0.00066909 | -0.00016685 | 1.8865e-08 | -5.7945e-07 | 0.0010252 | 0.0010254 | 0.0010254 | 0.97069 | -0.56699 | 0.97066 | -0.56758 | 0.28171
22 | 0.0055936 | 0.0014018 | -0.0055922 | -0.0014015 | 1.3531e-06 | 2.4834e-07 | 0.0085356 | 0.0085359 | 0.0085359 | 0.97513 | -0.47935 | 0.97487 | -0.48443 | 2.345
23 | 0.12313 | 0.031596 | -0.12283 | -0.031404 | 0.00030135 | 0.00019162 | 0.18348 | 0.18348 | 0.18348 | 1 | 0 | 0.99733 | -0.050576 | 25.2029
24 | 0.13035 | 0.033465 | -0.13018 | -0.033357 | 0.00016841 | 0.00010762 | 0.19425 | 0.19425 | 0.19425 | 1 | 0 | 0.99859 | -0.026654 | 53.3649
25 | 0.12283 | 0.031404 | -0.12273 | -0.031344 | 9.5335e-05 | 6.062e-05 | 0.18348 | 0.18348 | 0.18348 | 0.99733 | -0.050576 | 0.99648 | -0.066632 | 25.2029
26 | 0.12848 | 0.03293 | -0.12817 | -0.032732 | 0.00031071 | 0.00019856 | 0.19171 | 0.19171 | 0.19171 | 0.99859 | -0.026654 | 0.99595 | -0.076674 | 52.6675
27 | -0.050416 | -0.012825 | 0.050475 | 0.012863 | 5.9722e-05 | 3.7869e-05 | 0.076012 | 0.076012 | 0.076012 | 0.98782 | -0.23226 | 0.9891 | -0.20771 | 20.8825
28 | 0.050416 | 0.012825 | -0.050342 | -0.012779 | 7.3605e-05 | 4.6673e-05 | 0.076012 | 0.076012 | 0.076012 | 0.98782 | -0.23226 | 0.98625 | -0.26261 | 20.8825
29 | -0.052724 | -0.013427 | 0.052784 | 0.013465 | 6.0523e-05 | 3.8406e-05 | 0.079395 | 0.079395 | 0.079395 | 0.9891 | -0.20771 | 0.99034 | -0.18394 | 21.8117
30 | -0.00048303 | -0.00012054 | 0.00048304 | 0.00012022 | 5.4407e-09 | -3.2379e-07 | 0.00074031 | 0.00074019 | 0.00074031 | 0.97065 | -0.56782 | 0.97066 | -0.56758 | 0.20338
31 | 0.00048303 | 0.00012054 | -0.00048303 | -0.00012074 | 3.4405e-09 | -2.0469e-07 | 0.00074031 | 0.00074038 | 0.00074038 | 0.97065 | -0.56782 | 0.97064 | -0.56797 | 0.2034
32 | 0.00030836 | 7.6969e-05 | -0.00030836 | -7.7093e-05 | 8.3948e-10 | -1.2333e-07 | 0.00047262 | 0.00047266 | 0.00047266 | 0.97064 | -0.56797 | 0.97063 | -0.56803 | 0.12985
33 | -0.018514 | -0.0046535 | 0.018518 | 0.0046554 | 3.1543e-06 | 1.8855e-06 | 0.028157 | 0.028157 | 0.028157 | 0.97859 | -0.41127 | 0.97877 | -0.40771 | 7.7355
34 | 0.018514 | 0.0046535 | -0.018476 | -0.0046305 | 3.8492e-05 | 2.3012e-05 | 0.028157 | 0.028158 | 0.028158 | 0.97859 | -0.41127 | 0.97637 | -0.45491 | 7.7357
35 | -0.050559 | -0.012747 | 0.05062 | 0.012785 | 6.1056e-05 | 3.8729e-05 | 0.076891 | 0.076891 | 0.076891 | 0.97877 | -0.40771 | 0.98006 | -0.3825 | 21.1238
36 | 0.032041 | 0.0080913 | -0.031968 | -0.0080458 | 7.2635e-05 | 4.5464e-05 | 0.048734 | 0.048734 | 0.048734 | 0.97877 | -0.40771 | 0.97635 | -0.45513 | 13.3884
37 | 0.006367 | 0.0015957 | -0.0063668 | -0.0015957 | 2.1524e-07 | 6.152e-08 | 0.0097035 | 0.0097035 | 0.0097035 | 0.97637 | -0.45491 | 0.97633 | -0.45562 | 2.6658
38 | -0.027364 | -0.0068533 | 0.027395 | 0.0068728 | 3.1415e-05 | 1.9512e-05 | 0.041869 | 0.041869 | 0.041869 | 0.97248 | -0.53144 | 0.9737 | -0.50736 | 11.5024
39 | 0.011632 | 0.0029159 | -0.011627 | -0.0029137 | 4.1004e-06 | 2.1945e-06 | 0.017781 | 0.017781 | 0.017781 | 0.97341 | -0.51326 | 0.97303 | -0.52066 | 4.8849
40 | -0.0050899 | -0.0012757 | 0.0050916 | 0.0012758 | 1.7083e-06 | 1.6037e-07 | 0.0077866 | 0.0077863 | 0.0077866 | 0.97267 | -0.52771 | 0.97303 | -0.52066 | 2.1392
41 | 0.0065358 | 0.0016379 | -0.0065352 | -0.0016377 | 6.6886e-07 | 2.0632e-07 | 0.0099949 | 0.009995 | 0.009995 | 0.97303 | -0.52066 | 0.97292 | -0.52281 | 2.7459
42 | 0.12139 | 0.031007 | -0.12136 | -0.030991 | 2.4302e-05 | 1.5451e-05 | 0.18147 | 0.18147 | 0.18147 | 0.99648 | -0.066632 | 0.99626 | -0.070774 | 24.9272
43 | 0.12749 | 0.032561 | -0.12698 | -0.032235 | 0.00051047 | 0.00032622 | 0.19069 | 0.19069 | 0.19069 | 0.99595 | -0.076674 | 0.9916 | -0.15987 | 52.3886
44 | -0.054955 | -0.014009 | 0.054961 | 0.014013 | 6.5373e-06 | 4.1511e-06 | 0.082655 | 0.082655 | 0.082655 | 0.99034 | -0.18394 | 0.99047 | -0.18148 | 22.7075
45 | 0.00030836 | 7.7093e-05 | -0.00030836 | -7.7243e-05 | 1.0239e-09 | -1.5039e-07 | 0.00047266 | 0.00047271 | 0.00047271 | 0.97063 | -0.56803 | 0.97063 | -0.5681 | 0.12987
46 | -0.029473 | -0.007393 | 0.029547 | 0.0074389 | 7.3573e-05 | 4.5881e-05 | 0.045044 | 0.045043 | 0.045044 | 0.9737 | -0.50736 | 0.97635 | -0.45513 | 12.3746
47 | 0.0020777 | 0.00052019 | -0.0020777 | -0.0005203 | 4.279e-08 | -1.134e-07 | 0.003175 | 0.0031751 | 0.0031751 | 0.9737 | -0.50736 | 0.97367 | -0.50779 | 0.87227
48 | 0.0020777 | 0.0005203 | -0.0020775 | -0.00052068 | 1.4259e-07 | -3.7782e-07 | 0.0031751 | 0.0031752 | 0.0031752 | 0.97367 | -0.50779 | 0.9736 | -0.50923 | 0.87232
49 | 0.0023461 | 0.0005877 | -0.0023459 | -0.00058795 | 1.2178e-07 | -2.4459e-07 | 0.0035619 | 0.003562 | 0.003562 | 0.98006 | -0.3825 | 0.98001 | -0.38359 | 0.97857
50 | -0.052966 | -0.013373 | 0.053002 | 0.013396 | 3.5874e-05 | 2.2773e-05 | 0.080452 | 0.080452 | 0.080452 | 0.98006 | -0.3825 | 0.98079 | -0.36838 | 22.1023
51 | 0.0026304 | 0.00065901 | -0.0026302 | -0.0006592 | 1.3351e-07 | -1.8756e-07 | 0.0040235 | 0.0040236 | 0.0040236 | 0.97278 | -0.52556 | 0.97273 | -0.52663 | 1.1054
52 | -0.0062044 | -0.0015548 | 0.0062053 | 0.001555 | 8.1367e-07 | 2.2163e-07 | 0.0094905 | 0.0094904 | 0.0094905 | 0.97278 | -0.52556 | 0.97292 | -0.52281 | 2.6073
53 | -0.0083105 | -0.0020828 | 0.0083132 | 0.002084 | 2.7076e-06 | 1.154e-06 | 0.012578 | 0.012578 | 0.012578 | 0.98312 | -0.32314 | 0.98347 | -0.31631 | 3.4556
54 | 0.0027933 | 0.00069973 | -0.0027932 | -0.00069981 | 6.7276e-08 | -8.4393e-08 | 0.0042262 | 0.0042263 | 0.0042263 | 0.98347 | -0.31631 | 0.98345 | -0.31681 | 1.1611
55 | -0.011107 | -0.0027837 | 0.01111 | 0.0027856 | 3.6448e-06 | 1.8958e-06 | 0.016804 | 0.016804 | 0.016804 | 0.98347 | -0.31631 | 0.98382 | -0.30942 | 4.6166
56 | -0.054175 | -0.01369 | 0.05419 | 0.0137 | 1.5286e-05 | 9.7072e-06 | 0.082233 | 0.082233 | 0.082233 | 0.98079 | -0.36838 | 0.98109 | -0.36249 | 22.5914
57 | 0.00021437 | 5.3686e-05 | -0.00021437 | -5.3725e-05 | 1.2949e-10 | -3.9445e-08 | 0.00032862 | 0.00032863 | 0.00032863 | 0.97063 | -0.5681 | 0.97063 | -0.56811 | 0.090283
58 | -0.055363 | -0.013994 | 0.055381 | 0.014005 | 1.8043e-05 | 1.1461e-05 | 0.084012 | 0.084012 | 0.084012 | 0.98109 | -0.36249 | 0.98144 | -0.3557 | 23.0802
59 | -0.0011744 | -0.00029433 | 0.0011744 | 0.00029424 | 7.6906e-09 | -8.0949e-08 | 0.0017588 | 0.0017587 | 0.0017588 | 0.99359 | -0.12182 | 0.99359 | -0.12168 | 0.48318
60 | -0.0023475 | -0.00058827 | 0.0023476 | 0.0005882 | 3.3249e-08 | -7.1631e-08 | 0.0035157 | 0.0035157 | 0.0035157 | 0.99359 | -0.12168 | 0.99361 | -0.12138 | 0.96585
61 | -0.056795 | -0.014359 | 0.056877 | 0.014412 | 8.2035e-05 | 5.213e-05 | 0.086155 | 0.086155 | 0.086155 | 0.98144 | -0.3557 | 0.98299 | -0.32563 | 23.6689
62 | -0.056771 | -0.014467 | 0.05683 | 0.014504 | 5.9273e-05 | 3.7656e-05 | 0.085375 | 0.085375 | 0.085375 | 0.99047 | -0.18148 | 0.9916 | -0.15987 | 23.4546
63 | -0.060377 | -0.015187 | 0.060411 | 0.015209 | 3.3971e-05 | 2.1601e-05 | 0.090983 | 0.090983 | 0.090983 | 0.98767 | -0.23584 | 0.98827 | -0.22407 | 24.9953
64 | 0.058632 | 0.01475 | -0.058616 | -0.01474 | 1.592e-05 | 1.0119e-05 | 0.088354 | 0.088354 | 0.088354 | 0.98767 | -0.23584 | 0.98738 | -0.24153 | 24.2731
65 | -0.064958 | -0.016349 | 0.065 | 0.016375 | 4.1944e-05 | 2.6695e-05 | 0.09783 | 0.09783 | 0.09783 | 0.98827 | -0.22407 | 0.98897 | -0.21057 | 26.8764
66 | 0.053681 | 0.013503 | -0.053653 | -0.013485 | 2.8073e-05 | 1.782e-05 | 0.080918 | 0.080918 | 0.080918 | 0.98738 | -0.24153 | 0.98681 | -0.25248 | 22.2301
67 | -0.066284 | -0.016697 | 0.066292 | 0.016702 | 7.7523e-06 | 4.9348e-06 | 0.099761 | 0.099761 | 0.099761 | 0.98897 | -0.21057 | 0.9891 | -0.20812 | 27.407
68 | 0.051326 | 0.012902 | -0.051296 | -0.012883 | 2.9741e-05 | 1.8866e-05 | 0.077408 | 0.077408 | 0.077408 | 0.98681 | -0.25248 | 0.98619 | -0.26462 | 21.2659
69 | -0.069265 | -0.017447 | 0.069365 | 0.017511 | 0.00010017 | 6.3794e-05 | 0.10423 | 0.10423 | 0.10423 | 0.9891 | -0.20812 | 0.99066 | -0.17793 | 28.6359
70 | 0.046534 | 0.01169 | -0.046532 | -0.011689 | 1.4239e-06 | 9.0145e-07 | 0.070222 | 0.070222 | 0.070222 | 0.98619 | -0.26462 | 0.98615 | -0.26526 | 19.2918
71 | -0.070088 | -0.017692 | 0.070149 | 0.017731 | 6.0704e-05 | 3.8662e-05 | 0.10532 | 0.10532 | 0.10532 | 0.99066 | -0.17793 | 0.9916 | -0.15987 | 28.9341
72 | 0.044966 | 0.011296 | -0.044941 | -0.01128 | 2.5155e-05 | 1.5914e-05 | 0.067859 | 0.067859 | 0.067859 | 0.98615 | -0.26526 | 0.98555 | -0.27699 | 18.6427
73 | 0.040567 | 0.010184 | -0.040563 | -0.010182 | 3.9576e-06 | 2.497e-06 | 0.061256 | 0.061256 | 0.061256 | 0.98555 | -0.27699 | 0.98545 | -0.27904 | 16.8284
74 | -0.11624 | -0.029673 | 0.11627 | 0.029693 | 3.0943e-05 | 1.9661e-05 | 0.17394 | 0.17394 | 0.17394 | 0.99545 | -0.086166 | 0.99574 | -0.080659 | 23.8934
75 | 0.1144 | 0.029212 | -0.11439 | -0.029208 | 6.447e-06 | 4.0956e-06 | 0.1712 | 0.1712 | 0.1712 | 0.99545 | -0.086166 | 0.99539 | -0.087332 | 23.516
76 | -0.11761 | -0.030029 | 0.11763 | 0.03004 | 1.7376e-05 | 1.1043e-05 | 0.17595 | 0.17595 | 0.17595 | 0.99574 | -0.080659 | 0.9959 | -0.077602 | 24.1692
77 | 0.11305 | 0.028871 | -0.11298 | -0.028826 | 7.1896e-05 | 4.5666e-05 | 0.16919 | 0.16919 | 0.16919 | 0.99539 | -0.087332 | 0.9947 | -0.1005 | 23.2402
78 | -0.1188 | -0.030335 | 0.11882 | 0.030349 | 2.217e-05 | 1.4092e-05 | 0.17771 | 0.17771 | 0.17771 | 0.9959 | -0.077602 | 0.99611 | -0.073742 | 24.4102
79 | 0.11172 | 0.02851 | -0.11171 | -0.028504 | 1.0327e-05 | 6.5582e-06 | 0.16731 | 0.16731 | 0.16731 | 0.9947 | -0.1005 | 0.9946 | -0.10241 | 22.9816
80 | -0.12017 | -0.030686 | 0.12019 | 0.030697 | 1.7241e-05 | 1.096e-05 | 0.17971 | 0.17971 | 0.17971 | 0.99611 | -0.073742 | 0.99626 | -0.070774 | 24.6861
81 | 0.11018 | 0.028122 | -0.11015 | -0.028099 | 3.5403e-05 | 2.2478e-05 | 0.16503 | 0.16503 | 0.16503 | 0.9946 | -0.10241 | 0.99425 | -0.10906 | 22.6684
82 | 0.10891 | 0.027789 | -0.1089 | -0.027779 | 1.6689e-05 | 1.0594e-05 | 0.16318 | 0.16318 | 0.16318 | 0.99425 | -0.10906 | 0.99409 | -0.11224 | 22.4142
83 | 0.10772 | 0.027485 | -0.10769 | -0.027465 | 3.2035e-05 | 2.0332e-05 | 0.16142 | 0.16142 | 0.16142 | 0.99409 | -0.11224 | 0.99376 | -0.1184 | 22.1731
84 | 0.078289 | 0.019917 | -0.078222 | -0.019874 | 6.7391e-05 | 4.2965e-05 | 0.11797 | 0.11797 | 0.11797 | 0.98836 | -0.22192 | 0.98743 | -0.2398 | 32.4102
85 | -0.087266 | -0.022167 | 0.087287 | 0.02218 | 2.1396e-05 | 1.3651e-05 | 0.13149 | 0.13149 | 0.13149 | 0.98836 | -0.22192 | 0.98862 | -0.21683 | 36.1231
86 | 0.076618 | 0.019472 | -0.076578 | -0.019446 | 4.0011e-05 | 2.5505e-05 | 0.11556 | 0.11556 | 0.11556 | 0.98743 | -0.2398 | 0.98686 | -0.25065 | 31.7465
87 | -0.088605 | -0.022511 | 0.088712 | 0.022579 | 0.00010687 | 6.8193e-05 | 0.13347 | 0.13347 | 0.13347 | 0.98862 | -0.21683 | 0.98992 | -0.19181 | 36.6682
88 | 0.075304 | 0.019127 | -0.075264 | -0.019102 | 3.9918e-05 | 2.5442e-05 | 0.11364 | 0.11364 | 0.11364 | 0.98686 | -0.25065 | 0.98629 | -0.26167 | 31.2186
89 | -0.090042 | -0.022912 | 0.090058 | 0.022922 | 1.5736e-05 | 1.0041e-05 | 0.13547 | 0.13547 | 0.13547 | 0.98992 | -0.19181 | 0.99011 | -0.18818 | 37.2172
90 | 0.07386 | 0.01875 | -0.073817 | -0.018722 | 4.2838e-05 | 2.7299e-05 | 0.11152 | 0.11152 | 0.11152 | 0.98629 | -0.26167 | 0.98567 | -0.27373 | 30.6368
91 | -0.09133 | -0.023241 | 0.09135 | 0.023254 | 2.0425e-05 | 1.3035e-05 | 0.13738 | 0.13738 | 0.13738 | 0.99011 | -0.18818 | 0.99035 | -0.18354 | 37.7425
92 | 0.072419 | 0.018372 | -0.07238 | -0.018347 | 3.8971e-05 | 2.4831e-05 | 0.10941 | 0.10941 | 0.10941 | 0.98567 | -0.27373 | 0.98509 | -0.28493 | 30.0567
93 | -0.09263 | -0.023575 | 0.092685 | 0.02361 | 5.4728e-05 | 3.4929e-05 | 0.13931 | 0.13931 | 0.13931 | 0.99035 | -0.18354 | 0.99099 | -0.1713 | 38.2708
94 | 0.070981 | 0.017997 | -0.070974 | -0.017992 | 7.0905e-06 | 4.517e-06 | 0.10729 | 0.10729 | 0.10729 | 0.98509 | -0.28493 | 0.98498 | -0.28701 | 29.4762
95 | -0.093985 | -0.023935 | 0.094045 | 0.023974 | 6.0394e-05 | 3.8548e-05 | 0.14126 | 0.14126 | 0.14126 | 0.99099 | -0.1713 | 0.99169 | -0.15798 | 38.8071
96 | 0.024939 | 0.0062636 | -0.024923 | -0.006254 | 1.5551e-05 | 9.5802e-06 | 0.037662 | 0.037662 | 0.037662 | 0.98545 | -0.27904 | 0.98478 | -0.29211 | 10.3468
97 | 0.015624 | 0.0039179 | -0.015619 | -0.0039148 | 5.4321e-06 | 3.1451e-06 | 0.023593 | 0.023593 | 0.023593 | 0.98545 | -0.27904 | 0.98507 | -0.28634 | 6.4817
98 | 0.024923 | 0.006254 | -0.024913 | -0.0062478 | 9.9956e-06 | 6.1582e-06 | 0.037662 | 0.037663 | 0.037663 | 0.98478 | -0.29211 | 0.98434 | -0.30053 | 10.3468
99 | 0.0093865 | 0.0023528 | -0.0093845 | -0.0023519 | 1.967e-06 | 9.2683e-07 | 0.014179 | 0.014179 | 0.014179 | 0.98507 | -0.28634 | 0.98485 | -0.29073 | 3.8954
100 | 0.018224 | 0.0045714 | -0.018216 | -0.0045665 | 8.3395e-06 | 4.965e-06 | 0.027551 | 0.027551 | 0.027551 | 0.98434 | -0.30053 | 0.98385 | -0.31013 | 7.569
101 | 0.0046934 | 0.0011762 | -0.0046931 | -0.0011762 | 3.2711e-07 | -1.136e-08 | 0.0070913 | 0.0070914 | 0.0070914 | 0.98485 | -0.29073 | 0.98477 | -0.2922 | 1.9482
102 | 0.011802 | 0.0029588 | -0.0118 | -0.0029577 | 2.0652e-06 | 1.1022e-06 | 0.01785 | 0.01785 | 0.01785 | 0.98385 | -0.31013 | 0.98366 | -0.31381 | 4.9038
103 | 0.0118 | 0.0029577 | -0.011797 | -0.0029565 | 2.2929e-06 | 1.2239e-06 | 0.01785 | 0.01785 | 0.01785 | 0.98366 | -0.31381 | 0.98346 | -0.31788 | 4.9038
104 | 0.0050697 | 0.0012704 | -0.0050693 | -0.0012704 | 4.1858e-07 | 2.7199e-08 | 0.0076706 | 0.0076707 | 0.0076707 | 0.98346 | -0.31788 | 0.98337 | -0.31962 | 2.1073
105 | 0.0050693 | 0.0012704 | -0.0050689 | -0.0012704 | 3.7429e-07 | 2.4363e-08 | 0.0076707 | 0.0076708 | 0.0076708 | 0.98337 | -0.31962 | 0.98329 | -0.32117 | 2.1074
106 | 0.0013061 | 0.00032708 | -0.001306 | -0.00032732 | 2.9319e-08 | -2.3528e-07 | 0.0019761 | 0.0019761 | 0.0019761 | 0.98345 | -0.31681 | 0.98342 | -0.31728 | 0.5429
107 | 0.058326 | 0.014792 | -0.058281 | -0.014763 | 4.5415e-05 | 2.8868e-05 | 0.088279 | 0.088279 | 0.088279 | 0.98382 | -0.30942 | 0.98299 | -0.32563 | 24.2526
108 | -0.069436 | -0.017578 | 0.069511 | 0.017625 | 7.4793e-05 | 4.7638e-05 | 0.10508 | 0.10508 | 0.10508 | 0.98382 | -0.30942 | 0.98498 | -0.28701 | 28.8691
109 | -0.0035208 | -0.00088222 | 0.0035209 | 0.00088212 | 1.6761e-07 | -1.0098e-07 | 0.0052726 | 0.0052725 | 0.0052726 | 0.99361 | -0.12138 | 0.99366 | -0.12038 | 1.4485
110 | 0.095485 | 0.024379 | -0.095371 | -0.024306 | 0.00011342 | 7.2399e-05 | 0.14325 | 0.14325 | 0.14325 | 0.99298 | -0.13337 | 0.99169 | -0.15798 | 39.3536
111 | -0.097945 | -0.024995 | 0.098016 | 0.02504 | 7.0922e-05 | 4.4936e-05 | 0.14693 | 0.14693 | 0.14693 | 0.99298 | -0.13337 | 0.99376 | -0.1184 | 20.1833
112 | 0.0096745 | 0.0024243 | -0.0096736 | -0.0024239 | 9.1669e-07 | 4.3577e-07 | 0.014486 | 0.014486 | 0.014486 | 0.99376 | -0.1184 | 0.99366 | -0.12038 | 3.9797
113 | 0.0061527 | 0.0015418 | -0.0061526 | -0.0015418 | 1.0166e-07 | 2.3696e-08 | 0.0092136 | 0.0092136 | 0.0092136 | 0.99366 | -0.12038 | 0.99364 | -0.12073 | 2.5312
114 | 0.005063 | 0.0012687 | -0.0050628 | -0.0012687 | 1.5358e-07 | 6.0122e-09 | 0.0075819 | 0.0075819 | 0.0075819 | 0.99364 | -0.12073 | 0.99361 | -0.12137 | 2.0829
115 | 0.0039909 | 0.001 | -0.0039908 | -0.0010001 | 9.7819e-08 | -3.1979e-08 | 0.0059766 | 0.0059766 | 0.0059766 | 0.99361 | -0.12137 | 0.99358 | -0.12188 | 1.6419
116 | 0.0029259 | 0.00073317 | -0.0029258 | -0.00073323 | 5.0881e-08 | -5.8957e-08 | 0.0043818 | 0.0043819 | 0.0043819 | 0.99358 | -0.12188 | 0.99356 | -0.12225 | 1.2038
117 | 0.0014123 | 0.00035392 | -0.0014123 | -0.00035396 | 6.9211e-09 | -4.8996e-08 | 0.0021152 | 0.0021152 | 0.0021152 | 0.99356 | -0.12225 | 0.99356 | -0.12235 | 0.5811

## res_trafo
| p_hv_mw | q_hv_mvar | p_lv_mw | q_lv_mvar | pl_mw | ql_mvar | i_hv_ka | i_lv_ka | vm_hv_pu | va_hv_degree | vm_lv_pu | va_lv_degree | loading_percent
0 | -1.2729e-15 | -1.3162e-15 | 0.00165 | 1.2699e-07 | 0.00165 | 1.2699e-07 | 5.2857e-17 | 0.0023815 | 0.99998 | 149.9956 | 1 | 0 | 0.2619

## res_ext_grid
| p_mw | q_mvar
0 | 0.25513 | 0.065061

## res_load
| p_mw | q_mvar
0 | 0.014066 | 0.0035252
1 | 0.0020692 | 0.0005186
2 | 0.0011294 | 0.00028306
3 | 0.0065739 | 0.0016476
4 | 0.0044318 | 0.0011107
5 | 0.00034136 | 8.5553e-05
6 | 0.00054962 | 0.00013775
7 | 0.0012168 | 0.00030495
8 | 0.0053022 | 0.0013289
9 | 0.0017037 | 0.000427
10 | 0.0022485 | 0.00056354
11 | 0.00042953 | 0.00010765
12 | 0.00018605 | 4.663e-05
13 | 0.00017466 | 4.3775e-05
14 | 0.0019383 | 0.00048579
15 | 0.012109 | 0.0030348
16 | 0.021038 | 0.0052726
17 | 0.0002501 | 6.268e-05
18 | 0.0063668 | 0.0015957
19 | 0.0050899 | 0.0012757
20 | 0.0055922 | 0.0014015
21 | 0.001344 | 0.00033684
22 | 0.00067974 | 0.00017036
23 | 0.0021702 | 0.0005439
24 | 0.0024217 | 0.00060693
25 | 0.0020775 | 0.00052068
26 | 0.0035741 | 0.00089575
27 | 0.0026302 | 0.0006592
28 | 0.0003299 | 8.2682e-05
29 | 0.0083105 | 0.0020828
30 | 0.0023459 | 0.00058795
31 | 0.0011734 | 0.00029409
32 | 9.3995e-05 | 2.3557e-05
33 | 0.00021437 | 5.3725e-05
34 | 0.0011732 | 0.00029402
35 | 0.0011744 | 0.00029433
36 | 0.0011732 | 0.00029402
37 | 0.0014134 | 0.00035424
38 | 0.0018101 | 0.00045365
39 | 0.0017448 | 0.00043729
40 | 0.0045477 | 0.0011398
41 | 0.0049345 | 0.0012367
42 | 0.0012837 | 0.00032172
43 | 0.0023276 | 0.00058334
44 | 0.0029735 | 0.00074523
45 | 0.0047624 | 0.0011936
46 | 0.00072251 | 0.00018108
47 | 0.001566 | 0.00039249
48 | 0.0043739 | 0.0010962
49 | 0.0018383 | 0.00046072
50 | 0.0013437 | 0.00033676
51 | 0.0013432 | 0.00033664
52 | 0.001174 | 0.00029423
53 | 0.0012581 | 0.00031532
54 | 0.0013446 | 0.00033698
55 | 0.0015241 | 0.00038199
56 | 0.0011756 | 0.00029463
57 | 0.0012367 | 0.00030994
58 | 0.0011728 | 0.00029393
59 | 0.0089769 | 0.0022498
60 | 0.0016033 | 0.00040183
61 | 0.0013181 | 0.00033036
62 | 0.0012745 | 0.00031941
63 | 0.0013296 | 0.00033323
64 | 0.0014036 | 0.00035178
65 | 0.0012723 | 0.00031887
66 | 0.0013988 | 0.00035057
67 | 0.0012799 | 0.00032078
68 | 0.0013988 | 0.00035057
69 | 0.0013001 | 0.00032583
70 | 0.0062323 | 0.001562
71 | 0.0066889 | 0.0016764
72 | 0.0046911 | 0.0011757
73 | 0.0064145 | 0.0016076
74 | 0.0067276 | 0.0016861
75 | 0.0050689 | 0.0012704
76 | 0.0046931 | 0.0011762
77 | 0.0014872 | 0.00037273
78 | 0.001306 | 0.00032732
79 | 0.0014036 | 0.00035178
80 | 0.0014628 | 0.0003666
81 | 0.0011732 | 0.00029402
82 | 0.0024605 | 0.00061665
83 | 0.0013258 | 0.00033226
84 | 0.0010896 | 0.00027308
85 | 0.0010719 | 0.00026865
86 | 0.0010649 | 0.00026688
87 | 0.0015135 | 0.00037932
88 | 0.0014123 | 0.00035396

## dtypes
| element | column | dtype
0 | bus | name | object
1 | bus | vn_kv | float64
2 | bus | type | object
3 | bus | zone | object
4 | bus | in_service | bool
5 | load | name | object
6 | load | bus | uint32
7 | load | p_mw | float64
8 | load | q_mvar | float64
9 | load | const_z_percent | float64
10 | load | const_i_percent | float64
11 | load | sn_mva | float64
12 | load | scaling | float64
13 | load | in_service | bool
14 | load | type | object
15 | ext_grid | name | object
16 | ext_grid | bus | uint32
17 | ext_grid | vm_pu | float64
18 | ext_grid | va_degree | float64
19 | ext_grid | slack_weight | float64
20 | ext_grid | in_service | bool
21 | line | name | object
22 | line | std_type | object
23 | line | from_bus | uint32
24 | line | to_bus | uint32
25 | line | length_km | float64
26 | line | r_ohm_per_km | float64
27 | line | x_ohm_per_km | float64
28 | line | c_nf_per_km | float64
29 | line | g_us_per_km | float64
30 | line | max_i_ka | float64
31 | line | df | float64
32 | line | parallel | uint32
33 | line | type | object
34 | line | in_service | bool
35 | trafo | name | object
36 | trafo | std_type | object
37 | trafo | hv_bus | uint32
38 | trafo | lv_bus | uint32
39 | trafo | sn_mva | float64
40 | trafo | vn_hv_kv | float64
41 | trafo | vn_lv_kv | float64
42 | trafo | vk_percent | float64
43 | trafo | vkr_percent | float64
44 | trafo | pfe_kw | float64
45 | trafo | i0_percent | float64
46 | trafo | shift_degree | float64
47 | trafo | tap_side | object
48 | trafo | tap_neutral | int32
49 | trafo | tap_min | int32
50 | trafo | tap_max | int32
51 | trafo | tap_step_percent | float64
52 | trafo | tap_step_degree | float64
53 | trafo | tap_pos | int32
54 | trafo | tap_phase_shifter | bool
55 | trafo | parallel | uint32
56 | trafo | df | float64
57 | trafo | in_service | bool
58 | line_geodata | coords | object
59 | bus_geodata | x | float64
60 | bus_geodata | y | float64
61 | bus_geodata | coords | object
62 | res_bus | vm_pu | float64
63 | res_bus | va_degree | float64
64 | res_bus | p_mw | float64
65 | res_bus | q_mvar | float64
66 | res_line | p_from_mw | float64
67 | res_line | q_from_mvar | float64
68 | res_line | p_to_mw | float64
69 | res_line | q_to_mvar | float64
70 | res_line | pl_mw | float64
71 | res_line | ql_mvar | float64
72 | res_line | i_from_ka | float64
73 | res_line | i_to_ka | float64
74 | res_line | i_ka | float64
75 | res_line | vm_from_pu | float64
76 | res_line | va_from_degree | float64
77 | res_line | vm_to_pu | float64
78 | res_line | va_to_degree | float64
79 | res_line | loading_percent | float64
80 | res_trafo | p_hv_mw | float64
81 | res_trafo | q_hv_mvar | float64
82 | res_trafo | p_lv_mw | float64
83 | res_trafo | q_lv_mvar | float64
84 | res_trafo | pl_mw | float64
85 | res_trafo | ql_mvar | float64
86 | res_trafo | i_hv_ka | float64
87 | res_trafo | i_lv_ka | float64
88 | res_trafo | vm_hv_pu | float64
89 | res_trafo | va_hv_degree | float64
90 | res_trafo | vm_lv_pu | float64
91 | res_trafo | va_lv_degree | float64
92 | res_trafo | loading_percent | float64
93 | res_ext_grid | p_mw | float64
94 | res_ext_grid | q_mvar | float64
95 | res_load | p_mw | float64
96 | res_load | q_mvar | float64

## parameters
| version | format_version | converged | OPF_converged | name | f_hz | sn_mva
0 | 2.14.6 | 2.14.0 | TRUE | FALSE |  | 50 | 1