## bus
| name | vn_kv | type | zone | in_service
0 | bus_LV_230-93_0_6_node_0 | 0.4 | n |  | TRUE
1 | bus_LV_230-93_0_6_node_2 | 0.4 | n |  | TRUE
2 | bus_LV_230-93_0_6_node_1 | 0.4 | n |  | TRUE
3 | bus_LV_230-93_0_6_node_3 | 0.4 | n |  | TRUE
4 | bus_LV_230-93_0_6_node_4 | 0.4 | n |  | TRUE
5 | bus_LV_230-93_0_6_node_5 | 0.4 | n |  | TRUE
6 | bus_LV_230-93_0_6_node_7 | 0.4 | n |  | TRUE
7 | bus_LV_230-93_0_6_node_131 | 0.4 | n |  | TRUE
8 | bus_LV_230-93_0_6_node_8 | 0.4 | n |  | TRUE
9 | bus_LV_230-93_0_6_node_78 | 0.4 | n |  | TRUE
10 | bus_LV_230-93_0_6_node_6 | 0.4 | n |  | TRUE
11 | bus_LV_230-93_0_6_node_128 | 0.4 | n |  | TRUE
12 | bus_LV_230-93_0_6_node_126 | 0.4 | n |  | TRUE
13 | bus_LV_230-93_0_6_node_122 | 0.4 | n |  | TRUE
14 | bus_LV_230-93_0_6_node_125 | 0.4 | n |  | TRUE
15 | bus_LV_230-93_0_6_node_212 | 0.4 | n |  | TRUE
16 | bus_LV_230-93_0_6_node_10 | 0.4 | n |  | TRUE
17 | bus_LV_230-93_0_6_node_11 | 0.4 | n |  | TRUE
18 | bus_LV_230-93_0_6_node_79 | 0.4 | n |  | TRUE
19 | bus_LV_230-93_0_6_node_273 | 0.4 | n |  | TRUE
20 | bus_LV_230-93_0_6_node_15 | 0.4 | n |  | TRUE
21 | bus_LV_230-93_0_6_node_127 | 0.4 | n |  | TRUE
22 | bus_LV_230-93_0_6_node_119 | 0.4 | n |  | TRUE
23 | bus_LV_230-93_0_6_node_120 | 0.4 | n |  | TRUE
24 | bus_LV_230-93_0_6_node_109 | 0.4 | n |  | TRUE
25 | bus_LV_230-93_0_6_node_9 | 0.4 | n |  | TRUE
26 | bus_LV_230-93_0_6_node_197 | 0.4 | n |  | TRUE
27 | bus_LV_230-93_0_6_node_174 | 0.4 | n |  | TRUE
28 | bus_LV_230-93_0_6_node_175 | 0.4 | n |  | TRUE
29 | bus_LV_230-93_0_6_node_198 | 0.4 | n |  | TRUE
30 | bus_LV_230-93_0_6_node_114 | 0.4 | n |  | TRUE
31 | bus_LV_230-93_0_6_node_13 | 0.4 | n |  | TRUE
32 | bus_LV_230-93_0_6_node_12 | 0.4 | n |  | TRUE
33 | bus_LV_230-93_0_6_node_14 | 0.4 | n |  | TRUE
34 | bus_LV_230-93_0_6_node_16 | 0.4 | n |  | TRUE
35 | bus_LV_230-93_0_6_node_88 | 0.4 | n |  | TRUE
36 | bus_LV_230-93_0_6_node_115 | 0.4 | n |  | TRUE
37 | bus_LV_230-93_0_6_node_95 | 0.4 | n |  | TRUE
38 | bus_LV_230-93_0_6_node_17 | 0.4 | n |  | TRUE
39 | bus_LV_230-93_0_6_node_18 | 0.4 | n |  | TRUE
40 | bus_LV_230-93_0_6_node_19 | 0.4 | n |  | TRUE
41 | bus_LV_230-93_0_6_node_20 | 0.4 | n |  | TRUE
42 | bus_LV_230-93_0_6_node_21 | 0.4 | n |  | TRUE
43 | bus_LV_230-93_0_6_node_22 | 0.4 | n |  | TRUE
44 | bus_LV_230-93_0_6_node_169 | 0.4 | n |  | TRUE
45 | bus_LV_230-93_0_6_node_251 | 0.4 | n |  | TRUE
46 | bus_LV_230-93_0_6_node_248 | 0.4 | n |  | TRUE
47 | bus_LV_230-93_0_6_node_250 | 0.4 | n |  | TRUE
48 | bus_LV_230-93_0_6_node_72 | 0.4 | n |  | TRUE
49 | bus_LV_230-93_0_6_node_23 | 0.4 | n |  | TRUE
50 | bus_LV_230-93_0_6_node_31 | 0.4 | n |  | TRUE
51 | bus_LV_230-93_0_6_node_237 | 0.4 | n |  | TRUE
52 | bus_LV_230-93_0_6_node_25 | 0.4 | n |  | TRUE
53 | bus_LV_230-93_0_6_node_133 | 0.4 | n |  | TRUE
54 | bus_LV_230-93_0_6_node_143 | 0.4 | n |  | TRUE
55 | bus_LV_230-93_0_6_node_26 | 0.4 | n |  | TRUE
56 | bus_LV_230-93_0_6_node_30 | 0.4 | n |  | TRUE
57 | bus_LV_230-93_0_6_node_145 | 0.4 | n |  | TRUE
58 | bus_LV_230-93_0_6_node_28 | 0.4 | n |  | TRUE
59 | bus_LV_230-93_0_6_node_171 | 0.4 | n |  | TRUE
60 | bus_LV_230-93_0_6_node_170 | 0.4 | n |  | TRUE
61 | bus_LV_230-93_0_6_node_160 | 0.4 | n |  | TRUE
62 | bus_LV_230-93_0_6_node_69 | 0.4 | n |  | TRUE
63 | bus_LV_230-93_0_6_node_67 | 0.4 | n |  | TRUE
64 | bus_LV_230-93_0_6_node_32 | 0.4 | n |  | TRUE
65 | bus_LV_230-93_0_6_node_34 | 0.4 | n |  | TRUE
66 | bus_LV_230-93_0_6_node_33 | 0.4 | n |  | TRUE
67 | bus_LV_230-93_0_6_node_141 | 0.4 | n |  | TRUE
68 | bus_LV_230-93_0_6_node_277 | 0.4 | n |  | TRUE
69 | bus_LV_230-93_0_6_node_35 | 0.4 | n |  | TRUE
70 | bus_LV_230-93_0_6_node_234 | 0.4 | n |  | TRUE
71 | bus_LV_230-93_0_6_node_63 | 0.4 | n |  | TRUE
72 | bus_LV_230-93_0_6_node_36 | 0.4 | n |  | TRUE
73 | bus_LV_230-93_0_6_node_75 | 0.4 | n |  | TRUE
74 | bus_LV_230-93_0_6_node_76 | 0.4 | n |  | TRUE
75 | bus_LV_230-93_0_6_node_38 | 0.4 | n |  | TRUE
76 | bus_LV_230-93_0_6_node_40 | 0.4 | n |  | TRUE
77 | bus_LV_230-93_0_6_node_41 | 0.4 | n |  | TRUE
78 | bus_LV_230-93_0_6_node_43 | 0.4 | n |  | TRUE
79 | bus_LV_230-93_0_6_node_166 | 0.4 | n |  | TRUE
80 | bus_LV_230-93_0_6_node_252 | 0.4 | n |  | TRUE
81 | bus_LV_230-93_0_6_node_247 | 0.4 | n |  | TRUE
82 | bus_LV_230-93_0_6_node_70 | 0.4 | n |  | TRUE
83 | bus_LV_230-93_0_6_node_73 | 0.4 | n |  | TRUE
84 | bus_LV_230-93_0_6_node_132 | 0.4 | n |  | TRUE
85 | bus_LV_230-93_0_6_node_149 | 0.4 | n |  | TRUE
86 | bus_LV_230-93_0_6_node_147 | 0.4 | n |  | TRUE
87 | bus_LV_230-93_0_6_node_142 | 0.4 | n |  | TRUE
88 | bus_LV_230-93_0_6_node_146 | 0.4 | n |  | TRUE
89 | bus_LV_230-93_0_6_node_157 | 0.4 | n |  | TRUE
90 | bus_LV_230-93_0_6_node_158 | 0.4 | n |  | TRUE
91 | bus_LV_230-93_0_6_node_173 | 0.4 | n |  | TRUE
92 | bus_LV_230-93_0_6_node_104 | 0.4 | n |  | TRUE
93 | bus_LV_230-93_0_6_node_105 | 0.4 | n |  | TRUE
94 | bus_LV_230-93_0_6_node_167 | 0.4 | n |  | TRUE
95 | bus_LV_230-93_0_6_node_172 | 0.4 | n |  | TRUE
96 | bus_LV_230-93_0_6_node_68 | 0.4 | n |  | TRUE
97 | bus_LV_230-93_0_6_node_64 | 0.4 | n |  | TRUE
98 | bus_LV_230-93_0_6_node_77 | 0.4 | n |  | TRUE
99 | bus_LV_230-93_0_6_node_37 | 0.4 | n |  | TRUE
100 | bus_LV_230-93_0_6_node_39 | 0.4 | n |  | TRUE
101 | bus_LV_230-93_0_6_node_42 | 0.4 | n |  | TRUE
102 | bus_LV_230-93_0_6_node_235 | 0.4 | n |  | TRUE
103 | bus_LV_230-93_0_6_node_165 | 0.4 | n |  | TRUE
104 | bus_LV_230-93_0_6_node_236 | 0.4 | n |  | TRUE
105 | bus_LV_230-93_0_6_node_164 | 0.4 | n |  | TRUE
106 | bus_LV_230-93_0_6_node_44 | 0.4 | n |  | TRUE
107 | bus_LV_230-93_0_6_node_45 | 0.4 | n |  | TRUE
108 | bus_LV_230-93_0_6_node_46 | 0.4 | n |  | TRUE
109 | bus_LV_230-93_0_6_node_47 | 0.4 | n |  | TRUE
110 | bus_LV_230-93_0_6_node_48 | 0.4 | n |  | TRUE
111 | bus_LV_230-93_0_6_node_50 | 0.4 | n |  | TRUE
112 | bus_LV_230-93_0_6_node_211 | 0.4 | n |  | TRUE
113 | bus_LV_230-93_0_6_node_81 | 0.4 | n |  | TRUE
114 | bus_LV_230-93_0_6_node_49 | 0.4 | n |  | TRUE
115 | bus_LV_230-93_0_6_node_85 | 0.4 | n |  | TRUE
116 | bus_LV_230-93_0_6_node_243 | 0.4 | n |  | TRUE
117 | bus_LV_230-93_0_6_node_82 | 0.4 | n |  | TRUE
118 | bus_LV_230-93_0_6_node_54 | 0.4 | n |  | TRUE
119 | bus_LV_230-93_0_6_node_51 | 0.4 | n |  | TRUE
120 | bus_LV_230-93_0_6_node_52 | 0.4 | n |  | TRUE
121 | bus_LV_230-93_0_6_node_53 | 0.4 | n |  | TRUE
122 | bus_LV_230-93_0_6_node_55 | 0.4 | n |  | TRUE
123 | bus_LV_230-93_0_6_node_83 | 0.4 | n |  | TRUE
124 | bus_LV_230-93_0_6_node_56 | 0.4 | n |  | TRUE
125 | bus_LV_230-93_0_6_node_84 | 0.4 | n |  | TRUE
126 | bus_LV_230-93_0_6_node_57 | 0.4 | n |  | TRUE
127 | bus_LV_230-93_0_6_node_58 | 0.4 | n |  | TRUE
128 | bus_LV_230-93_0_6_node_62 | 0.4 | n |  | TRUE
129 | bus_LV_230-93_0_6_node_59 | 0.4 | n |  | TRUE
130 | bus_LV_230-93_0_6_node_74 | 0.4 | n |  | TRUE
131 | bus_LV_230-93_0_6_node_60 | 0.4 | n |  | TRUE
132 | bus_LV_230-93_0_6_node_61 | 0.4 | n |  | TRUE
133 | bus_LV_230-93_0_6_node_86 | 0.4 | n |  | TRUE
134 | bus_LV_230-93_0_6_node_87 | 0.4 | n |  | TRUE
135 | bus_LV_230-93_0_6_node_65 | 0.4 | n |  | TRUE
136 | bus_LV_230-93_0_6_node_144 | 0.4 | n |  | TRUE
137 | bus_LV_230-93_0_6_node_150 | 0.4 | n |  | TRUE
138 | bus_LV_230-93_0_6_node_71 | 0.4 | n |  | TRUE
139 | bus_LV_230-93_0_6_node_80 | 0.4 | n |  | TRUE
140 | bus_LV_230-93_0_6_node_194 | 0.4 | n |  | TRUE
141 | bus_LV_230-93_0_6_node_202 | 0.4 | n |  | TRUE
142 | bus_LV_230-93_0_6_node_246 | 0.4 | n |  | TRUE
143 | bus_LV_230-93_0_6_node_178 | 0.4 | n |  | TRUE
144 | bus_LV_230-93_0_6_node_240 | 0.4 | n |  | TRUE
145 | bus_LV_230-93_0_6_node_193 | 0.4 | n |  | TRUE
146 | bus_LV_230-93_0_6_node_204 | 0.4 | n |  | TRUE
147 | bus_LV_230-93_0_6_node_139 | 0.4 | n |  | TRUE
148 | bus_LV_230-93_0_6_node_258 | 0.4 | n |  | TRUE
149 | bus_LV_230-93_0_6_node_89 | 0.4 | n |  | TRUE
150 | bus_LV_230-93_0_6_node_90 | 0.4 | n |  | TRUE
151 | bus_LV_230-93_0_6_node_91 | 0.4 | n |  | TRUE
152 | bus_LV_230-93_0_6_node_92 | 0.4 | n |  | TRUE
153 | bus_LV_230-93_0_6_node_93 | 0.4 | n |  | TRUE
154 | bus_LV_230-93_0_6_node_94 | 0.4 | n |  | TRUE
155 | bus_LV_230-93_0_6_node_183 | 0.4 | n |  | TRUE
156 | bus_LV_230-93_0_6_node_184 | 0.4 | n |  | TRUE
157 | bus_LV_230-93_0_6_node_185 | 0.4 | n |  | TRUE
158 | bus_LV_230-93_0_6_node_222 | 0.4 | n |  | TRUE
159 | bus_LV_230-93_0_6_node_233 | 0.4 | n |  | TRUE
160 | bus_LV_230-93_0_6_node_140 | 0.4 | n |  | TRUE
161 | bus_LV_230-93_0_6_node_180 | 0.4 | n |  | TRUE
162 | bus_LV_230-93_0_6_node_181 | 0.4 | n |  | TRUE
163 | bus_LV_230-93_0_6_node_223 | 0.4 | n |  | TRUE
164 | bus_LV_230-93_0_6_node_96 | 0.4 | n |  | TRUE
165 | bus_LV_230-93_0_6_node_97 | 0.4 | n |  | TRUE
166 | bus_LV_230-93_0_6_node_98 | 0.4 | n |  | TRUE
167 | bus_LV_230-93_0_6_node_99 | 0.4 | n |  | TRUE
168 | bus_LV_230-93_0_6_node_100 | 0.4 | n |  | TRUE
169 | bus_LV_230-93_0_6_node_102 | 0.4 | n |  | TRUE
170 | bus_LV_230-93_0_6_node_112 | 0.4 | n |  | TRUE
171 | bus_LV_230-93_0_6_node_239 | 0.4 | n |  | TRUE
172 | bus_LV_230-93_0_6_node_238 | 0.4 | n |  | TRUE
173 | bus_LV_230-93_0_6_node_101 | 0.4 | n |  | TRUE
174 | bus_LV_230-93_0_6_node_116 | 0.4 | n |  | TRUE
175 | bus_LV_230-93_0_6_node_107 | 0.4 | n |  | TRUE
176 | bus_LV_230-93_0_6_node_103 | 0.4 | n |  | TRUE
177 | bus_LV_230-93_0_6_node_227 | 0.4 | n |  | TRUE
178 | bus_LV_230-93_0_6_node_163 | 0.4 | n |  | TRUE
179 | bus_LV_230-93_0_6_node_113 | 0.4 | n |  | TRUE
180 | bus_LV_230-93_0_6_node_117 | 0.4 | n |  | TRUE
181 | bus_LV_230-93_0_6_node_106 | 0.4 | n |  | TRUE
182 | bus_LV_230-93_0_6_node_225 | 0.4 | n |  | TRUE
183 | bus_LV_230-93_0_6_node_168 | 0.4 | n |  | TRUE
184 | bus_LV_230-93_0_6_node_161 | 0.4 | n |  | TRUE
185 | bus_LV_230-93_0_6_node_110 | 0.4 | n |  | TRUE
186 | bus_LV_230-93_0_6_node_152 | 0.4 | n |  | TRUE
187 | bus_LV_230-93_0_6_node_111 | 0.4 | n |  | TRUE
188 | bus_LV_230-93_0_6_node_130 | 0.4 | n |  | TRUE
189 | bus_LV_230-93_0_6_node_253 | 0.4 | n |  | TRUE
190 | bus_LV_230-93_0_6_node_265 | 0.4 | n |  | TRUE
191 | bus_LV_230-93_0_6_node_266 | 0.4 | n |  | TRUE
192 | bus_LV_230-93_0_6_node_129 | 0.4 | n |  | TRUE
193 | bus_LV_230-93_0_6_node_254 | 0.4 | n |  | TRUE
194 | bus_LV_230-93_0_6_node_255 | 0.4 | n |  | TRUE
195 | bus_LV_230-93_0_6_node_118 | 0.4 | n |  | TRUE
196 | bus_LV_230-93_0_6_node_153 | 0.4 | n |  | TRUE
197 | bus_LV_230-93_0_6_node_154 | 0.4 | n |  | TRUE
198 | bus_LV_230-93_0_6_node_155 | 0.4 | n |  | TRUE
199 | bus_LV_230-93_0_6_node_156 | 0.4 | n |  | TRUE
200 | bus_LV_230-93_0_6_node_121 | 0.4 | n |  | TRUE
201 | bus_LV_230-93_0_6_node_123 | 0.4 | n |  | TRUE
202 | bus_LV_230-93_0_6_node_124 | 0.4 | n |  | TRUE
203 | bus_LV_230-93_0_6_node_135 | 0.4 | n |  | TRUE
204 | bus_LV_230-93_0_6_node_136 | 0.4 | n |  | TRUE
205 | bus_LV_230-93_0_6_node_137 | 0.4 | n |  | TRUE
206 | bus_LV_230-93_0_6_node_159 | 0.4 | n |  | TRUE
207 | bus_LV_230-93_0_6_node_276 | 0.4 | n |  | TRUE
208 | bus_LV_230-93_0_6_node_262 | 0.4 | n |  | TRUE
209 | bus_LV_230-93_0_6_node_274 | 0.4 | n |  | TRUE
210 | bus_LV_230-93_0_6_node_275 | 0.4 | n |  | TRUE
211 | bus_LV_230-93_0_6_node_162 | 0.4 | n |  | TRUE
212 | bus_LV_230-93_0_6_node_200 | 0.4 | n |  | TRUE
213 | bus_LV_230-93_0_6_node_245 | 0.4 | n |  | TRUE
214 | bus_LV_230-93_0_6_node_176 | 0.4 | n |  | TRUE
215 | bus_LV_230-93_0_6_node_177 | 0.4 | n |  | TRUE
216 | bus_LV_230-93_0_6_node_179 | 0.4 | n |  | TRUE
217 | bus_LV_230-93_0_6_node_209 | 0.4 | n |  | TRUE
218 | bus_LV_230-93_0_6_node_210 | 0.4 | n |  | TRUE
219 | bus_LV_230-93_0_6_node_182 | 0.4 | n |  | TRUE
220 | bus_LV_230-93_0_6_node_231 | 0.4 | n |  | TRUE
221 | bus_LV_230-93_0_6_node_186 | 0.4 | n |  | TRUE
222 | bus_LV_230-93_0_6_node_187 | 0.4 | n |  | TRUE
223 | bus_LV_230-93_0_6_node_188 | 0.4 | n |  | TRUE
224 | bus_LV_230-93_0_6_node_189 | 0.4 | n |  | TRUE
225 | bus_LV_230-93_0_6_node_190 | 0.4 | n |  | TRUE
226 | bus_LV_230-93_0_6_node_213 | 0.4 | n |  | TRUE
227 | bus_LV_230-93_0_6_node_214 | 0.4 | n |  | TRUE
228 | bus_LV_230-93_0_6_node_191 | 0.4 | n |  | TRUE
229 | bus_LV_230-93_0_6_node_192 | 0.4 | n |  | TRUE
230 | bus_LV_230-93_0_6_node_195 | 0.4 | n |  | TRUE
231 | bus_LV_230-93_0_6_node_196 | 0.4 | n |  | TRUE
232 | bus_LV_230-93_0_6_node_206 | 0.4 | n |  | TRUE
233 | bus_LV_230-93_0_6_node_217 | 0.4 | n |  | TRUE
234 | bus_LV_230-93_0_6_node_241 | 0.4 | n |  | TRUE
235 | bus_LV_230-93_0_6_node_205 | 0.4 | n |  | TRUE
236 | bus_LV_230-93_0_6_node_215 | 0.4 | n |  | TRUE
237 | bus_LV_230-93_0_6_node_199 | 0.4 | n |  | TRUE
238 | bus_LV_230-93_0_6_node_220 | 0.4 | n |  | TRUE
239 | bus_LV_230-93_0_6_node_219 | 0.4 | n |  | TRUE
240 | bus_LV_230-93_0_6_node_201 | 0.4 | n |  | TRUE
241 | bus_LV_230-93_0_6_node_203 | 0.4 | n |  | TRUE
242 | bus_LV_230-93_0_6_node_232 | 0.4 | n |  | TRUE
243 | bus_LV_230-93_0_6_node_207 | 0.4 | n |  | TRUE
244 | bus_LV_230-93_0_6_node_208 | 0.4 | n |  | TRUE
245 | bus_LV_230-93_0_6_node_226 | 0.4 | n |  | TRUE
246 | bus_LV_230-93_0_6_node_224 | 0.4 | n |  | TRUE
247 | bus_LV_230-93_0_6_node_244 | 0.4 | n |  | TRUE
248 | bus_LV_230-93_0_6_node_216 | 0.4 | n |  | TRUE
249 | bus_LV_230-93_0_6_node_218 | 0.4 | n |  | TRUE
250 | bus_LV_230-93_0_6_node_228 | 0.4 | n |  | TRUE
251 | bus_LV_230-93_0_6_node_229 | 0.4 | n |  | TRUE
252 | bus_LV_230-93_0_6_node_272 | 0.4 | n |  | TRUE
253 | bus_LV_230-93_0_6_node_271 | 0.4 | n |  | TRUE
254 | bus_LV_230-93_0_6_node_230 | 0.4 | n |  | TRUE
255 | bus_LV_230-93_0_6_node_249 | 0.4 | n |  | TRUE
256 | bus_LV_230-93_0_6_node_242 | 0.4 | n |  | TRUE
257 | bus_LV_230-93_0_6_node_256 | 0.4 | n |  | TRUE
258 | bus_LV_230-93_0_6_node_257 | 0.4 | n |  | TRUE
259 | bus_LV_230-93_0_6_node_268 | 0.4 | n |  | TRUE
260 | bus_LV_230-93_0_6_node_269 | 0.4 | n |  | TRUE
261 | bus_LV_230-93_0_6_node_260 | 0.4 | n |  | TRUE
262 | bus_LV_230-93_0_6_node_261 | 0.4 | n |  | TRUE
263 | bus_LV_230-93_0_6_node_263 | 0.4 | n |  | TRUE
264 | bus_LV_230-93_0_6_node_264 | 0.4 | n |  | TRUE
265 | bus_LV_230-93_0_6_node_270 | 0.4 | n |  | TRUE
266 | bus_MV_369_1_node_157 | 20 | n |  | TRUE

## load
| name | bus | p_mw | q_mvar | const_z_percent | const_i_percent | sn_mva | scaling | in_service | type
0 | LV_230-93_0_6_load_0 | 0 | 0.0058124 | 0.0014567 | 0 | 0 |  | 1 | TRUE | wye
1 | LV_230-93_0_6_load_1 | 2 | 0.0036627 | 0.00091795 | 0 | 0 |  | 1 | TRUE | wye
2 | LV_230-93_0_6_load_3 | 3 | 0.0026747 | 0.00067036 | 0 | 0 |  | 1 | TRUE | wye
3 | LV_230-93_0_6_load_4 | 4 | 0.0049547 | 0.0012418 | 0 | 0 |  | 1 | TRUE | wye
4 | LV_230-93_0_6_load_5 | 5 | 0.021217 | 0.0053175 | 0 | 0 |  | 1 | TRUE | wye
5 | LV_230-93_0_6_load_131 | 7 | 0.0020405 | 0.0005114 | 0 | 0 |  | 1 | TRUE | wye
6 | LV_230-93_0_6_load_128 | 11 | 0.0025826 | 0.00064726 | 0 | 0 |  | 1 | TRUE | wye
7 | LV_230-93_0_6_load_126 | 12 | 0.0037309 | 0.00093506 | 0 | 0 |  | 1 | TRUE | wye
8 | LV_230-93_0_6_load_125 | 14 | 0.0033382 | 0.00083662 | 0 | 0 |  | 1 | TRUE | wye
9 | LV_230-93_0_6_load_212 | 15 | 0.0020801 | 0.00052132 | 0 | 0 |  | 1 | TRUE | wye
10 | LV_230-93_0_6_load_10 | 16 | 0.0016715 | 0.00041893 | 0 | 0 |  | 1 | TRUE | wye
11 | LV_230-93_0_6_load_273 | 19 | 0.0031587 | 0.00079165 | 0 | 0 |  | 1 | TRUE | wye
12 | LV_230-93_0_6_load_127 | 21 | 0.0025593 | 0.00064142 | 0 | 0 |  | 1 | TRUE | wye
13 | LV_230-93_0_6_load_119 | 22 | 0.0017961 | 0.00045016 | 0 | 0 |  | 1 | TRUE | wye
14 | LV_230-93_0_6_load_120 | 23 | 0.0019748 | 0.00049493 | 0 | 0 |  | 1 | TRUE | wye
15 | LV_230-93_0_6_load_109 | 24 | 0.0023069 | 0.00057817 | 0 | 0 |  | 1 | TRUE | wye
16 | LV_230-93_0_6_load_9 | 25 | 0.001612 | 0.00040401 | 0 | 0 |  | 1 | TRUE | wye
17 | LV_230-93_0_6_load_197 | 26 | 0.0021168 | 0.00053053 | 0 | 0 |  | 1 | TRUE | wye
18 | LV_230-93_0_6_load_175 | 28 | 0.0016061 | 0.00040253 | 0 | 0 |  | 1 | TRUE | wye
19 | LV_230-93_0_6_load_198 | 29 | 0.0031709 | 0.00079469 | 0 | 0 |  | 1 | TRUE | wye
20 | LV_230-93_0_6_load_114 | 30 | 0.0021192 | 0.00053113 | 0 | 0 |  | 1 | TRUE | wye
21 | LV_230-93_0_6_load_13 | 31 | 0.0049313 | 0.0012359 | 0 | 0 |  | 1 | TRUE | wye
22 | LV_230-93_0_6_load_12 | 32 | 0.0034255 | 0.00085851 | 0 | 0 |  | 1 | TRUE | wye
23 | LV_230-93_0_6_load_14 | 33 | 0.0014203 | 0.00035596 | 0 | 0 |  | 1 | TRUE | wye
24 | LV_230-93_0_6_load_16 | 34 | 0.0022328 | 0.00055959 | 0 | 0 |  | 1 | TRUE | wye
25 | LV_230-93_0_6_load_88 | 35 | 0.00113 | 0.00028319 | 0 | 0 |  | 1 | TRUE | wye
26 | LV_230-93_0_6_load_115 | 36 | 0.0017126 | 0.00042922 | 0 | 0 |  | 1 | TRUE | wye
27 | LV_230-93_0_6_load_17 | 38 | 0.010907 | 0.0027336 | 0 | 0 |  | 1 | TRUE | wye
28 | LV_230-93_0_6_load_18 | 39 | 0.0048776 | 0.0012224 | 0 | 0 |  | 1 | TRUE | wye
29 | LV_230-93_0_6_load_22 | 43 | 0.0037685 | 0.00094448 | 0 | 0 |  | 1 | TRUE | wye
30 | LV_230-93_0_6_load_251 | 45 | 0.0029211 | 0.00073209 | 0 | 0 |  | 1 | TRUE | wye
31 | LV_230-93_0_6_load_248 | 46 | 0.003596 | 0.00090124 | 0 | 0 |  | 1 | TRUE | wye
32 | LV_230-93_0_6_load_250 | 47 | 0.0015648 | 0.00039217 | 0 | 0 |  | 1 | TRUE | wye
33 | LV_230-93_0_6_load_72 | 48 | 0.0037713 | 0.00094518 | 0 | 0 |  | 1 | TRUE | wye
34 | LV_230-93_0_6_load_237 | 51 | 0.0033311 | 0.00083485 | 0 | 0 |  | 1 | TRUE | wye
35 | LV_230-93_0_6_load_143 | 54 | 0.0051559 | 0.0012922 | 0 | 0 |  | 1 | TRUE | wye
36 | LV_230-93_0_6_load_145 | 57 | 0.012009 | 0.0030099 | 0 | 0 |  | 1 | TRUE | wye
37 | LV_230-93_0_6_load_171 | 59 | 0.0074997 | 0.0018796 | 0 | 0 |  | 1 | TRUE | wye
38 | LV_230-93_0_6_load_170 | 60 | 0.0048012 | 0.0012033 | 0 | 0 |  | 1 | TRUE | wye
39 | LV_230-93_0_6_load_160 | 61 | 0.017753 | 0.0044493 | 0 | 0 |  | 1 | TRUE | wye
40 | LV_230-93_0_6_load_69 | 62 | 0.0050699 | 0.0012706 | 0 | 0 |  | 1 | TRUE | wye
41 | LV_230-93_0_6_load_67 | 63 | 0.0030176 | 0.00075629 | 0 | 0 |  | 1 | TRUE | wye
42 | LV_230-93_0_6_load_141 | 67 | 0.0025507 | 0.00063926 | 0 | 0 |  | 1 | TRUE | wye
43 | LV_230-93_0_6_load_277 | 68 | 0.014869 | 0.0037264 | 0 | 0 |  | 1 | TRUE | wye
44 | LV_230-93_0_6_load_234 | 70 | 0.0016474 | 0.00041287 | 0 | 0 |  | 1 | TRUE | wye
45 | LV_230-93_0_6_load_63 | 71 | 0.0017319 | 0.00043404 | 0 | 0 |  | 1 | TRUE | wye
46 | LV_230-93_0_6_load_75 | 73 | 0.0031206 | 0.00078211 | 0 | 0 |  | 1 | TRUE | wye
47 | LV_230-93_0_6_load_76 | 74 | 0.0031222 | 0.00078249 | 0 | 0 |  | 1 | TRUE | wye
48 | LV_230-93_0_6_load_40 | 76 | 0.0066777 | 0.0016736 | 0 | 0 |  | 1 | TRUE | wye
49 | LV_230-93_0_6_load_43 | 78 | 0.0099671 | 0.002498 | 0 | 0 |  | 1 | TRUE | wye
50 | LV_230-93_0_6_load_166 | 79 | 0.0037138 | 0.00093076 | 0 | 0 |  | 1 | TRUE | wye
51 | LV_230-93_0_6_load_252 | 80 | 0.0029227 | 0.0007325 | 0 | 0 |  | 1 | TRUE | wye
52 | LV_230-93_0_6_load_247 | 81 | 0.0035951 | 0.00090102 | 0 | 0 |  | 1 | TRUE | wye
53 | LV_230-93_0_6_load_70 | 82 | 0.0024561 | 0.00061556 | 0 | 0 |  | 1 | TRUE | wye
54 | LV_230-93_0_6_load_73 | 83 | 0.0028077 | 0.00070369 | 0 | 0 |  | 1 | TRUE | wye
55 | LV_230-93_0_6_load_132 | 84 | 0.00095436 | 0.00023918 | 0 | 0 |  | 1 | TRUE | wye
56 | LV_230-93_0_6_load_149 | 85 | 0.0048973 | 0.0012274 | 0 | 0 |  | 1 | TRUE | wye
57 | LV_230-93_0_6_load_147 | 86 | 0.013092 | 0.0032812 | 0 | 0 |  | 1 | TRUE | wye
58 | LV_230-93_0_6_load_142 | 87 | 0.0026347 | 0.00066032 | 0 | 0 |  | 1 | TRUE | wye
59 | LV_230-93_0_6_load_146 | 88 | 0.012004 | 0.0030086 | 0 | 0 |  | 1 | TRUE | wye
60 | LV_230-93_0_6_load_157 | 89 | 0.00167 | 0.00041854 | 0 | 0 |  | 1 | TRUE | wye
61 | LV_230-93_0_6_load_173 | 91 | 0.0033643 | 0.00084318 | 0 | 0 |  | 1 | TRUE | wye
62 | LV_230-93_0_6_load_167 | 94 | 0.0025026 | 0.00062721 | 0 | 0 |  | 1 | TRUE | wye
63 | LV_230-93_0_6_load_172 | 95 | 0.0025735 | 0.00064497 | 0 | 0 |  | 1 | TRUE | wye
64 | LV_230-93_0_6_load_68 | 96 | 0.0031501 | 0.00078949 | 0 | 0 |  | 1 | TRUE | wye
65 | LV_230-93_0_6_load_64 | 97 | 0.00092074 | 0.00023076 | 0 | 0 |  | 1 | TRUE | wye
66 | LV_230-93_0_6_load_77 | 98 | 0.0059262 | 0.0014852 | 0 | 0 |  | 1 | TRUE | wye
67 | LV_230-93_0_6_load_37 | 99 | 0.0022205 | 0.00055651 | 0 | 0 |  | 1 | TRUE | wye
68 | LV_230-93_0_6_load_42 | 101 | 0.0063598 | 0.0015939 | 0 | 0 |  | 1 | TRUE | wye
69 | LV_230-93_0_6_load_235 | 102 | 0.0056528 | 0.0014167 | 0 | 0 |  | 1 | TRUE | wye
70 | LV_230-93_0_6_load_165 | 103 | 0.0049836 | 0.001249 | 0 | 0 |  | 1 | TRUE | wye
71 | LV_230-93_0_6_load_236 | 104 | 0.0014047 | 0.00035204 | 0 | 0 |  | 1 | TRUE | wye
72 | LV_230-93_0_6_load_164 | 105 | 0.0047582 | 0.0011925 | 0 | 0 |  | 1 | TRUE | wye
73 | LV_230-93_0_6_load_44 | 106 | 0.01364 | 0.0034186 | 0 | 0 |  | 1 | TRUE | wye
74 | LV_230-93_0_6_load_45 | 107 | 0.0057249 | 0.0014348 | 0 | 0 |  | 1 | TRUE | wye
75 | LV_230-93_0_6_load_48 | 110 | 0.0026343 | 0.00066021 | 0 | 0 |  | 1 | TRUE | wye
76 | LV_230-93_0_6_load_50 | 111 | 0.0022634 | 0.00056726 | 0 | 0 |  | 1 | TRUE | wye
77 | LV_230-93_0_6_load_211 | 112 | 0.0059031 | 0.0014795 | 0 | 0 |  | 1 | TRUE | wye
78 | LV_230-93_0_6_load_81 | 113 | 0.0045939 | 0.0011513 | 0 | 0 |  | 1 | TRUE | wye
79 | LV_230-93_0_6_load_49 | 114 | 0.0020268 | 0.00050796 | 0 | 0 |  | 1 | TRUE | wye
80 | LV_230-93_0_6_load_85 | 115 | 0.0022358 | 0.00056035 | 0 | 0 |  | 1 | TRUE | wye
81 | LV_230-93_0_6_load_243 | 116 | 0.002521 | 0.00063182 | 0 | 0 |  | 1 | TRUE | wye
82 | LV_230-93_0_6_load_82 | 117 | 0.0013127 | 0.00032899 | 0 | 0 |  | 1 | TRUE | wye
83 | LV_230-93_0_6_load_51 | 119 | 0.0017994 | 0.00045098 | 0 | 0 |  | 1 | TRUE | wye
84 | LV_230-93_0_6_load_52 | 120 | 0.0027415 | 0.0006871 | 0 | 0 |  | 1 | TRUE | wye
85 | LV_230-93_0_6_load_53 | 121 | 0.0024236 | 0.00060741 | 0 | 0 |  | 1 | TRUE | wye
86 | LV_230-93_0_6_load_55 | 122 | 0.0024041 | 0.00060252 | 0 | 0 |  | 1 | TRUE | wye
87 | LV_230-93_0_6_load_83 | 123 | 0.0020704 | 0.00051888 | 0 | 0 |  | 1 | TRUE | wye
88 | LV_230-93_0_6_load_56 | 124 | 0.0016157 | 0.00040493 | 0 | 0 |  | 1 | TRUE | wye
89 | LV_230-93_0_6_load_84 | 125 | 0.0018994 | 0.00047603 | 0 | 0 |  | 1 | TRUE | wye
90 | LV_230-93_0_6_load_57 | 126 | 0.0022945 | 0.00057507 | 0 | 0 |  | 1 | TRUE | wye
91 | LV_230-93_0_6_load_62 | 128 | 0.0015277 | 0.00038289 | 0 | 0 |  | 1 | TRUE | wye
92 | LV_230-93_0_6_load_59 | 129 | 0.001448 | 0.00036289 | 0 | 0 |  | 1 | TRUE | wye
93 | LV_230-93_0_6_load_74 | 130 | 0.0012937 | 0.00032423 | 0 | 0 |  | 1 | TRUE | wye
94 | LV_230-93_0_6_load_60 | 131 | 0.0018093 | 0.00045346 | 0 | 0 |  | 1 | TRUE | wye
95 | LV_230-93_0_6_load_86 | 133 | 0.00074295 | 0.0001862 | 0 | 0 |  | 1 | TRUE | wye
96 | LV_230-93_0_6_load_87 | 134 | 0.00074355 | 0.00018635 | 0 | 0 |  | 1 | TRUE | wye
97 | LV_230-93_0_6_load_65 | 135 | 0.0010478 | 0.0002626 | 0 | 0 |  | 1 | TRUE | wye
98 | LV_230-93_0_6_load_144 | 136 | 0.00074419 | 0.00018651 | 0 | 0 |  | 1 | TRUE | wye
99 | LV_230-93_0_6_load_150 | 137 | 0.0010409 | 0.00026088 | 0 | 0 |  | 1 | TRUE | wye
100 | LV_230-93_0_6_load_71 | 138 | 0.0053632 | 0.0013442 | 0 | 0 |  | 1 | TRUE | wye
101 | LV_230-93_0_6_load_80 | 139 | 0.002341 | 0.0005867 | 0 | 0 |  | 1 | TRUE | wye
102 | LV_230-93_0_6_load_246 | 142 | 0.0013279 | 0.0003328 | 0 | 0 |  | 1 | TRUE | wye
103 | LV_230-93_0_6_load_178 | 143 | 0.001578 | 0.00039549 | 0 | 0 |  | 1 | TRUE | wye
104 | LV_230-93_0_6_load_240 | 144 | 0.0019448 | 0.00048741 | 0 | 0 |  | 1 | TRUE | wye
105 | LV_230-93_0_6_load_204 | 146 | 0.0020265 | 0.00050789 | 0 | 0 |  | 1 | TRUE | wye
106 | LV_230-93_0_6_load_139 | 147 | 0.00074371 | 0.00018639 | 0 | 0 |  | 1 | TRUE | wye
107 | LV_230-93_0_6_load_258 | 148 | 0.0044608 | 0.001118 | 0 | 0 |  | 1 | TRUE | wye
108 | LV_230-93_0_6_load_89 | 149 | 0.0012696 | 0.0003182 | 0 | 0 |  | 1 | TRUE | wye
109 | LV_230-93_0_6_load_90 | 150 | 0.0013487 | 0.00033802 | 0 | 0 |  | 1 | TRUE | wye
110 | LV_230-93_0_6_load_92 | 152 | 0.0015127 | 0.00037912 | 0 | 0 |  | 1 | TRUE | wye
111 | LV_230-93_0_6_load_94 | 154 | 0.0015111 | 0.00037871 | 0 | 0 |  | 1 | TRUE | wye
112 | LV_230-93_0_6_load_183 | 155 | 0.0012705 | 0.00031841 | 0 | 0 |  | 1 | TRUE | wye
113 | LV_230-93_0_6_load_184 | 156 | 0.0015798 | 0.00039594 | 0 | 0 |  | 1 | TRUE | wye
114 | LV_230-93_0_6_load_185 | 157 | 0.0011695 | 0.0002931 | 0 | 0 |  | 1 | TRUE | wye
115 | LV_230-93_0_6_load_233 | 159 | 0.0013598 | 0.00034079 | 0 | 0 |  | 1 | TRUE | wye
116 | LV_230-93_0_6_load_140 | 160 | 0.0012869 | 0.00032253 | 0 | 0 |  | 1 | TRUE | wye
117 | LV_230-93_0_6_load_180 | 161 | 0.0015319 | 0.00038393 | 0 | 0 |  | 1 | TRUE | wye
118 | LV_230-93_0_6_load_181 | 162 | 0.0015016 | 0.00037635 | 0 | 0 |  | 1 | TRUE | wye
119 | LV_230-93_0_6_load_96 | 164 | 0.0024099 | 0.00060398 | 0 | 0 |  | 1 | TRUE | wye
120 | LV_230-93_0_6_load_97 | 165 | 0.0028601 | 0.00071682 | 0 | 0 |  | 1 | TRUE | wye
121 | LV_230-93_0_6_load_99 | 167 | 0.0026879 | 0.00067364 | 0 | 0 |  | 1 | TRUE | wye
122 | LV_230-93_0_6_load_112 | 170 | 0.0022063 | 0.00055295 | 0 | 0 |  | 1 | TRUE | wye
123 | LV_230-93_0_6_load_238 | 172 | 0.0019579 | 0.0004907 | 0 | 0 |  | 1 | TRUE | wye
124 | LV_230-93_0_6_load_116 | 174 | 0.0020979 | 0.00052577 | 0 | 0 |  | 1 | TRUE | wye
125 | LV_230-93_0_6_load_107 | 175 | 0.0030541 | 0.00076543 | 0 | 0 |  | 1 | TRUE | wye
126 | LV_230-93_0_6_load_227 | 177 | 0.0017929 | 0.00044935 | 0 | 0 |  | 1 | TRUE | wye
127 | LV_230-93_0_6_load_163 | 178 | 0.0051903 | 0.0013008 | 0 | 0 |  | 1 | TRUE | wye
128 | LV_230-93_0_6_load_113 | 179 | 0.0036061 | 0.00090377 | 0 | 0 |  | 1 | TRUE | wye
129 | LV_230-93_0_6_load_117 | 180 | 0.0011108 | 0.0002784 | 0 | 0 |  | 1 | TRUE | wye
130 | LV_230-93_0_6_load_106 | 181 | 0.0029662 | 0.0007434 | 0 | 0 |  | 1 | TRUE | wye
131 | LV_230-93_0_6_load_225 | 182 | 0.0015624 | 0.00039157 | 0 | 0 |  | 1 | TRUE | wye
132 | LV_230-93_0_6_load_168 | 183 | 0.0041159 | 0.0010315 | 0 | 0 |  | 1 | TRUE | wye
133 | LV_230-93_0_6_load_161 | 184 | 0.0039699 | 0.00099496 | 0 | 0 |  | 1 | TRUE | wye
134 | LV_230-93_0_6_load_130 | 188 | 0.0019003 | 0.00047626 | 0 | 0 |  | 1 | TRUE | wye
135 | LV_230-93_0_6_load_253 | 189 | 0.001436 | 0.00035989 | 0 | 0 |  | 1 | TRUE | wye
136 | LV_230-93_0_6_load_266 | 191 | 0.0019242 | 0.00048226 | 0 | 0 |  | 1 | TRUE | wye
137 | LV_230-93_0_6_load_129 | 192 | 0.0014584 | 0.00036551 | 0 | 0 |  | 1 | TRUE | wye
138 | LV_230-93_0_6_load_118 | 195 | 0.00090679 | 0.00022726 | 0 | 0 |  | 1 | TRUE | wye
139 | LV_230-93_0_6_load_155 | 198 | 0.0023212 | 0.00058174 | 0 | 0 |  | 1 | TRUE | wye
140 | LV_230-93_0_6_load_156 | 199 | 0.001167 | 0.00029248 | 0 | 0 |  | 1 | TRUE | wye
141 | LV_230-93_0_6_load_123 | 201 | 0.0014467 | 0.00036257 | 0 | 0 |  | 1 | TRUE | wye
142 | LV_230-93_0_6_load_124 | 202 | 0.00155 | 0.00038848 | 0 | 0 |  | 1 | TRUE | wye
143 | LV_230-93_0_6_load_135 | 203 | 0.00074279 | 0.00018616 | 0 | 0 |  | 1 | TRUE | wye
144 | LV_230-93_0_6_load_136 | 204 | 0.00074355 | 0.00018635 | 0 | 0 |  | 1 | TRUE | wye
145 | LV_230-93_0_6_load_159 | 206 | 0.0017012 | 0.00042637 | 0 | 0 |  | 1 | TRUE | wye
146 | LV_230-93_0_6_load_276 | 207 | 0.0014156 | 0.00035479 | 0 | 0 |  | 1 | TRUE | wye
147 | LV_230-93_0_6_load_274 | 209 | 0.0011721 | 0.00029377 | 0 | 0 |  | 1 | TRUE | wye
148 | LV_230-93_0_6_load_275 | 210 | 0.0012041 | 0.00030178 | 0 | 0 |  | 1 | TRUE | wye
149 | LV_230-93_0_6_load_162 | 211 | 0.0048077 | 0.0012049 | 0 | 0 |  | 1 | TRUE | wye
150 | LV_230-93_0_6_load_200 | 212 | 0.001348 | 0.00033783 | 0 | 0 |  | 1 | TRUE | wye
151 | LV_230-93_0_6_load_245 | 213 | 0.0017416 | 0.00043649 | 0 | 0 |  | 1 | TRUE | wye
152 | LV_230-93_0_6_load_176 | 214 | 0.0016077 | 0.00040293 | 0 | 0 |  | 1 | TRUE | wye
153 | LV_230-93_0_6_load_177 | 215 | 0.0015882 | 0.00039805 | 0 | 0 |  | 1 | TRUE | wye
154 | LV_230-93_0_6_load_179 | 216 | 0.0014399 | 0.00036088 | 0 | 0 |  | 1 | TRUE | wye
155 | LV_230-93_0_6_load_209 | 217 | 0.0015681 | 0.000393 | 0 | 0 |  | 1 | TRUE | wye
156 | LV_230-93_0_6_load_210 | 218 | 0.0015593 | 0.00039079 | 0 | 0 |  | 1 | TRUE | wye
157 | LV_230-93_0_6_load_182 | 219 | 0.0015527 | 0.00038914 | 0 | 0 |  | 1 | TRUE | wye
158 | LV_230-93_0_6_load_231 | 220 | 0.00098415 | 0.00024665 | 0 | 0 |  | 1 | TRUE | wye
159 | LV_230-93_0_6_load_186 | 221 | 0.0014532 | 0.00036421 | 0 | 0 |  | 1 | TRUE | wye
160 | LV_230-93_0_6_load_187 | 222 | 0.00093963 | 0.00023549 | 0 | 0 |  | 1 | TRUE | wye
161 | LV_230-93_0_6_load_188 | 223 | 0.0014456 | 0.00036229 | 0 | 0 |  | 1 | TRUE | wye
162 | LV_230-93_0_6_load_189 | 224 | 0.0013507 | 0.00033852 | 0 | 0 |  | 1 | TRUE | wye
163 | LV_230-93_0_6_load_190 | 225 | 0.0015574 | 0.00039033 | 0 | 0 |  | 1 | TRUE | wye
164 | LV_230-93_0_6_load_213 | 226 | 0.0014759 | 0.0003699 | 0 | 0 |  | 1 | TRUE | wye
165 | LV_230-93_0_6_load_214 | 227 | 0.0014889 | 0.00037316 | 0 | 0 |  | 1 | TRUE | wye
166 | LV_230-93_0_6_load_191 | 228 | 0.0011161 | 0.00027971 | 0 | 0 |  | 1 | TRUE | wye
167 | LV_230-93_0_6_load_192 | 229 | 0.0025442 | 0.00063763 | 0 | 0 |  | 1 | TRUE | wye
168 | LV_230-93_0_6_load_195 | 230 | 0.0015525 | 0.00038908 | 0 | 0 |  | 1 | TRUE | wye
169 | LV_230-93_0_6_load_196 | 231 | 0.0024213 | 0.00060683 | 0 | 0 |  | 1 | TRUE | wye
170 | LV_230-93_0_6_load_206 | 232 | 0.0016484 | 0.00041313 | 0 | 0 |  | 1 | TRUE | wye
171 | LV_230-93_0_6_load_217 | 233 | 0.0017973 | 0.00045046 | 0 | 0 |  | 1 | TRUE | wye
172 | LV_230-93_0_6_load_241 | 234 | 0.0020431 | 0.00051204 | 0 | 0 |  | 1 | TRUE | wye
173 | LV_230-93_0_6_load_205 | 235 | 0.0016401 | 0.00041104 | 0 | 0 |  | 1 | TRUE | wye
174 | LV_230-93_0_6_load_215 | 236 | 0.0017719 | 0.00044408 | 0 | 0 |  | 1 | TRUE | wye
175 | LV_230-93_0_6_load_199 | 237 | 0.002629 | 0.00065889 | 0 | 0 |  | 1 | TRUE | wye
176 | LV_230-93_0_6_load_220 | 238 | 0.0022834 | 0.00057227 | 0 | 0 |  | 1 | TRUE | wye
177 | LV_230-93_0_6_load_219 | 239 | 0.0022834 | 0.00057227 | 0 | 0 |  | 1 | TRUE | wye
178 | LV_230-93_0_6_load_201 | 240 | 0.0014663 | 0.00036749 | 0 | 0 |  | 1 | TRUE | wye
179 | LV_230-93_0_6_load_203 | 241 | 0.0014522 | 0.00036396 | 0 | 0 |  | 1 | TRUE | wye
180 | LV_230-93_0_6_load_232 | 242 | 0.0009344 | 0.00023418 | 0 | 0 |  | 1 | TRUE | wye
181 | LV_230-93_0_6_load_207 | 243 | 0.0015322 | 0.00038399 | 0 | 0 |  | 1 | TRUE | wye
182 | LV_230-93_0_6_load_208 | 244 | 0.0016274 | 0.00040786 | 0 | 0 |  | 1 | TRUE | wye
183 | LV_230-93_0_6_load_226 | 245 | 0.0016338 | 0.00040946 | 0 | 0 |  | 1 | TRUE | wye
184 | LV_230-93_0_6_load_224 | 246 | 0.001626 | 0.0004075 | 0 | 0 |  | 1 | TRUE | wye
185 | LV_230-93_0_6_load_244 | 247 | 0.0057027 | 0.0014292 | 0 | 0 |  | 1 | TRUE | wye
186 | LV_230-93_0_6_load_216 | 248 | 0.0017815 | 0.00044648 | 0 | 0 |  | 1 | TRUE | wye
187 | LV_230-93_0_6_load_218 | 249 | 0.0016028 | 0.0004017 | 0 | 0 |  | 1 | TRUE | wye
188 | LV_230-93_0_6_load_228 | 250 | 0.0017539 | 0.00043956 | 0 | 0 |  | 1 | TRUE | wye
189 | LV_230-93_0_6_load_229 | 251 | 0.0017934 | 0.00044947 | 0 | 0 |  | 1 | TRUE | wye
190 | LV_230-93_0_6_load_272 | 252 | 0.00092855 | 0.00023272 | 0 | 0 |  | 1 | TRUE | wye
191 | LV_230-93_0_6_load_271 | 253 | 0.00092855 | 0.00023272 | 0 | 0 |  | 1 | TRUE | wye
192 | LV_230-93_0_6_load_230 | 254 | 0.0017586 | 0.00044075 | 0 | 0 |  | 1 | TRUE | wye
193 | LV_230-93_0_6_load_249 | 255 | 0.0027209 | 0.00068191 | 0 | 0 |  | 1 | TRUE | wye
194 | LV_230-93_0_6_load_242 | 256 | 0.0020306 | 0.00050891 | 0 | 0 |  | 1 | TRUE | wye
195 | LV_230-93_0_6_load_256 | 257 | 0.00056813 | 0.00014239 | 0 | 0 |  | 1 | TRUE | wye
196 | LV_230-93_0_6_load_257 | 258 | 0.00068328 | 0.00017125 | 0 | 0 |  | 1 | TRUE | wye
197 | LV_230-93_0_6_load_268 | 259 | 0.0008901 | 0.00022308 | 0 | 0 |  | 1 | TRUE | wye
198 | LV_230-93_0_6_load_269 | 260 | 0.0008901 | 0.00022308 | 0 | 0 |  | 1 | TRUE | wye
199 | LV_230-93_0_6_load_260 | 261 | 0.001425 | 0.00035713 | 0 | 0 |  | 1 | TRUE | wye
200 | LV_230-93_0_6_load_261 | 262 | 0.0014272 | 0.00035768 | 0 | 0 |  | 1 | TRUE | wye
201 | LV_230-93_0_6_load_263 | 263 | 0.0019535 | 0.00048959 | 0 | 0 |  | 1 | TRUE | wye
202 | LV_230-93_0_6_load_264 | 264 | 0.0020087 | 0.00050342 | 0 | 0 |  | 1 | TRUE | wye
203 | LV_230-93_0_6_load_270 | 265 | 0.00092922 | 0.00023288 | 0 | 0 |  | 1 | TRUE | wye

## ext_grid
| name | bus | vm_pu | va_degree | slack_weight | in_service
0 |  | 254 | 1 | 0 | 1 | TRUE

## line
| name | std_type | from_bus | to_bus | length_km | r_ohm_per_km | x_ohm_per_km | c_nf_per_km | g_us_per_km | max_i_ka | df | parallel | type | in_service
0 | LV_230-93_0_6_line_0 |  | 0 | 1 | 0.015024 | 0.125 | 0.08 | 261 | 0 | 0.364 | 1 | 1 | cs | TRUE
1 | LV_230-93_0_6_line_1 |  | 1 | 4 | 0.016163 | 0.125 | 0.08 | 261 | 0 | 0.364 | 1 | 1 | cs | TRUE
2 | LV_230-93_0_6_line_2 |  | 1 | 5 | 0.033532 | 0.125 | 0.08 | 261 | 0 | 0.364 | 1 | 1 | cs | TRUE
3 | LV_230-93_0_6_line_3 |  | 1 | 6 | 0.026202 | 0.125 | 0.08 | 261 | 0 | 0.364 | 1 | 1 | cs | TRUE
4 | LV_230-93_0_6_line_4 |  | 2 | 3 | 0.028242 | 0.125 | 0.08 | 261 | 0 | 0.364 | 1 | 1 | cs | TRUE
5 | LV_230-93_0_6_line_5 |  | 3 | 7 | 0.02606 | 0.125 | 0.08 | 261 | 0 | 0.364 | 1 | 1 | cs | TRUE
6 | LV_230-93_0_6_line_6 |  | 4 | 8 | 0.019327 | 0.125 | 0.08 | 261 | 0 | 0.364 | 1 | 1 | cs | TRUE
7 | LV_230-93_0_6_line_7 |  | 5 | 9 | 0.023362 | 0.125 | 0.08 | 261 | 0 | 0.364 | 1 | 1 | cs | TRUE
8 | LV_230-93_0_6_line_8 |  | 6 | 12 | 0.041816 | 0.125 | 0.08 | 261 | 0 | 0.364 | 1 | 1 | cs | TRUE
9 | LV_230-93_0_6_line_9 |  | 6 | 13 | 0.029927 | 0.125 | 0.08 | 261 | 0 | 0.364 | 1 | 1 | cs | TRUE
10 | LV_230-93_0_6_line_10 |  | 6 | 14 | 0.023894 | 0.125 | 0.08 | 261 | 0 | 0.364 | 1 | 1 | cs | TRUE
11 | LV_230-93_0_6_line_11 |  | 7 | 15 | 0.026611 | 0.125 | 0.08 | 261 | 0 | 0.364 | 1 | 1 | cs | TRUE
12 | LV_230-93_0_6_line_12 |  | 8 | 16 | 0.011098 | 0.125 | 0.08 | 261 | 0 | 0.364 | 1 | 1 | cs | TRUE
13 | LV_230-93_0_6_line_13 |  | 8 | 17 | 0.023483 | 0.125 | 0.08 | 261 | 0 | 0.364 | 1 | 1 | cs | TRUE
14 | LV_230-93_0_6_line_14 |  | 8 | 10 | 0.019962 | 0.125 | 0.08 | 261 | 0 | 0.364 | 1 | 1 | cs | TRUE
15 | LV_230-93_0_6_line_15 |  | 9 | 18 | 0.033561 | 0.125 | 0.08 | 261 | 0 | 0.364 | 1 | 1 | cs | TRUE
16 | LV_230-93_0_6_line_16 |  | 10 | 11 | 0.020312 | 0.125 | 0.08 | 261 | 0 | 0.364 | 1 | 1 | cs | TRUE
17 | LV_230-93_0_6_line_17 |  | 11 | 21 | 0.0079412 | 0.125 | 0.08 | 261 | 0 | 0.364 | 1 | 1 | cs | TRUE
18 | LV_230-93_0_6_line_18 |  | 13 | 22 | 0.036911 | 0.125 | 0.08 | 261 | 0 | 0.364 | 1 | 1 | cs | TRUE
19 | LV_230-93_0_6_line_19 |  | 13 | 23 | 0.026497 | 0.125 | 0.08 | 261 | 0 | 0.364 | 1 | 1 | cs | TRUE
20 | LV_230-93_0_6_line_20 |  | 14 | 24 | 0.033573 | 0.125 | 0.08 | 261 | 0 | 0.364 | 1 | 1 | cs | TRUE
21 | LV_230-93_0_6_line_21 |  | 15 | 172 | 0.026315 | 0.125 | 0.08 | 261 | 0 | 0.364 | 1 | 1 | cs | TRUE
22 | LV_230-93_0_6_line_22 |  | 16 | 26 | 0.012036 | 0.125 | 0.08 | 261 | 0 | 0.364 | 1 | 1 | cs | TRUE
23 | LV_230-93_0_6_line_23 |  | 17 | 19 | 0.03292 | 0.125 | 0.08 | 261 | 0 | 0.364 | 1 | 1 | cs | TRUE
24 | LV_230-93_0_6_line_24 |  | 17 | 20 | 0.049877 | 0.125 | 0.08 | 261 | 0 | 0.364 | 1 | 1 | cs | TRUE
25 | LV_230-93_0_6_line_25 |  | 18 | 27 | 0.009438 | 0.125 | 0.08 | 261 | 0 | 0.364 | 1 | 1 | cs | TRUE
26 | LV_230-93_0_6_line_26 |  | 18 | 28 | 0.029015 | 0.125 | 0.08 | 261 | 0 | 0.364 | 1 | 1 | cs | TRUE
27 | LV_230-93_0_6_line_27 |  | 18 | 25 | 0.019909 | 0.125 | 0.08 | 261 | 0 | 0.364 | 1 | 1 | cs | TRUE
28 | LV_230-93_0_6_line_28 |  | 20 | 30 | 0.06171 | 0.125 | 0.08 | 261 | 0 | 0.364 | 1 | 1 | cs | TRUE
29 | LV_230-93_0_6_line_29 |  | 20 | 31 | 0.052528 | 0.125 | 0.08 | 261 | 0 | 0.364 | 1 | 1 | cs | TRUE
30 | LV_230-93_0_6_line_30 |  | 21 | 192 | 0.025578 | 0.125 | 0.08 | 261 | 0 | 0.364 | 1 | 1 | cs | TRUE
31 | LV_230-93_0_6_line_31 |  | 22 | 173 | 0.016466 | 0.125 | 0.08 | 261 | 0 | 0.364 | 1 | 1 | cs | TRUE
32 | LV_230-93_0_6_line_32 |  | 23 | 200 | 0.022582 | 0.125 | 0.08 | 261 | 0 | 0.364 | 1 | 1 | cs | TRUE
33 | LV_230-93_0_6_line_33 |  | 26 | 29 | 0.018547 | 0.125 | 0.08 | 261 | 0 | 0.364 | 1 | 1 | cs | TRUE
34 | LV_230-93_0_6_line_34 |  | 27 | 141 | 0.015512 | 0.125 | 0.08 | 261 | 0 | 0.364 | 1 | 5 | cs | TRUE
35 | LV_230-93_0_6_line_35 |  | 27 | 142 | 0.0053676 | 0.125 | 0.08 | 261 | 0 | 0.364 | 1 | 5 | cs | TRUE
36 | LV_230-93_0_6_line_36 |  | 28 | 143 | 0.01641 | 0.125 | 0.08 | 261 | 0 | 0.364 | 1 | 1 | cs | TRUE
37 | LV_230-93_0_6_line_37 |  | 29 | 237 | 0.013476 | 0.125 | 0.08 | 261 | 0 | 0.364 | 1 | 1 | cs | TRUE
38 | LV_230-93_0_6_line_38 |  | 30 | 36 | 0.03249 | 0.125 | 0.08 | 261 | 0 | 0.364 | 1 | 1 | cs | TRUE
39 | LV_230-93_0_6_line_39 |  | 31 | 32 | 0.033899 | 0.125 | 0.08 | 261 | 0 | 0.364 | 1 | 1 | cs | TRUE
40 | LV_230-93_0_6_line_40 |  | 32 | 33 | 0.027119 | 0.125 | 0.08 | 261 | 0 | 0.364 | 1 | 1 | cs | TRUE
41 | LV_230-93_0_6_line_41 |  | 33 | 34 | 0.021154 | 0.125 | 0.08 | 261 | 0 | 0.364 | 1 | 1 | cs | TRUE
42 | LV_230-93_0_6_line_42 |  | 34 | 35 | 0.021564 | 0.125 | 0.08 | 261 | 0 | 0.364 | 1 | 1 | cs | TRUE
43 | LV_230-93_0_6_line_43 |  | 35 | 37 | 0.019322 | 0.125 | 0.08 | 261 | 0 | 0.364 | 1 | 1 | cs | TRUE
44 | LV_230-93_0_6_line_44 |  | 37 | 148 | 0.048438 | 0.125 | 0.08 | 261 | 0 | 0.364 | 1 | 1 | cs | TRUE
45 | LV_230-93_0_6_line_45 |  | 38 | 39 | 0.019319 | 0.125 | 0.08 | 261 | 0 | 0.364 | 1 | 5 | cs | TRUE
46 | LV_230-93_0_6_line_46 |  | 38 | 40 | 0.011789 | 0.125 | 0.08 | 261 | 0 | 0.364 | 1 | 5 | cs | TRUE
47 | LV_230-93_0_6_line_47 |  | 39 | 41 | 0.015824 | 0.125 | 0.08 | 261 | 0 | 0.364 | 1 | 5 | cs | TRUE
48 | LV_230-93_0_6_line_48 |  | 40 | 42 | 0.018175 | 0.125 | 0.08 | 261 | 0 | 0.364 | 1 | 1 | cs | TRUE
49 | LV_230-93_0_6_line_49 |  | 40 | 43 | 0.012527 | 0.125 | 0.08 | 261 | 0 | 0.364 | 1 | 5 | cs | TRUE
50 | LV_230-93_0_6_line_50 |  | 41 | 44 | 0.009341 | 0.125 | 0.08 | 261 | 0 | 0.364 | 1 | 5 | cs | TRUE
51 | LV_230-93_0_6_line_51 |  | 42 | 45 | 0.012945 | 0.125 | 0.08 | 261 | 0 | 0.364 | 1 | 1 | cs | TRUE
52 | LV_230-93_0_6_line_52 |  | 42 | 46 | 0.010159 | 0.125 | 0.08 | 261 | 0 | 0.364 | 1 | 1 | cs | TRUE
53 | LV_230-93_0_6_line_53 |  | 42 | 47 | 0.022489 | 0.125 | 0.08 | 261 | 0 | 0.364 | 1 | 1 | cs | TRUE
54 | LV_230-93_0_6_line_54 |  | 43 | 48 | 0.02036 | 0.125 | 0.08 | 261 | 0 | 0.364 | 1 | 5 | cs | TRUE
55 | LV_230-93_0_6_line_55 |  | 44 | 60 | 0.022894 | 0.125 | 0.08 | 261 | 0 | 0.364 | 1 | 5 | cs | TRUE
56 | LV_230-93_0_6_line_56 |  | 44 | 79 | 0.010511 | 0.125 | 0.08 | 261 | 0 | 0.364 | 1 | 1 | cs | TRUE
57 | LV_230-93_0_6_line_57 |  | 45 | 80 | 0.0057814 | 0.125 | 0.08 | 261 | 0 | 0.364 | 1 | 1 | cs | TRUE
58 | LV_230-93_0_6_line_58 |  | 46 | 81 | 0.011332 | 0.125 | 0.08 | 261 | 0 | 0.364 | 1 | 1 | cs | TRUE
59 | LV_230-93_0_6_line_59 |  | 48 | 82 | 0.018255 | 0.125 | 0.08 | 261 | 0 | 0.364 | 1 | 5 | cs | TRUE
60 | LV_230-93_0_6_line_60 |  | 49 | 50 | 0.011886 | 0.125 | 0.08 | 261 | 0 | 0.364 | 1 | 5 | cs | TRUE
61 | LV_230-93_0_6_line_61 |  | 49 | 51 | 0.0042421 | 0.125 | 0.08 | 261 | 0 | 0.364 | 1 | 5 | cs | TRUE
62 | LV_230-93_0_6_line_62 |  | 50 | 62 | 0.027366 | 0.125 | 0.08 | 261 | 0 | 0.364 | 1 | 5 | cs | TRUE
63 | LV_230-93_0_6_line_63 |  | 50 | 63 | 0.011955 | 0.125 | 0.08 | 261 | 0 | 0.364 | 1 | 1 | cs | TRUE
64 | LV_230-93_0_6_line_64 |  | 51 | 83 | 0.016105 | 0.125 | 0.08 | 261 | 0 | 0.364 | 1 | 5 | cs | TRUE
65 | LV_230-93_0_6_line_65 |  | 52 | 53 | 0.032221 | 0.125 | 0.08 | 261 | 0 | 0.364 | 1 | 1 | cs | TRUE
66 | LV_230-93_0_6_line_66 |  | 52 | 54 | 0.024105 | 0.125 | 0.08 | 261 | 0 | 0.364 | 1 | 1 | cs | TRUE
67 | LV_230-93_0_6_line_67 |  | 53 | 84 | 0.011217 | 0.125 | 0.08 | 261 | 0 | 0.364 | 1 | 1 | cs | TRUE
68 | LV_230-93_0_6_line_68 |  | 54 | 87 | 0.020476 | 0.125 | 0.08 | 261 | 0 | 0.364 | 1 | 1 | cs | TRUE
69 | LV_230-93_0_6_line_69 |  | 55 | 56 | 0.017469 | 0.125 | 0.08 | 261 | 0 | 0.364 | 1 | 1 | cs | TRUE
70 | LV_230-93_0_6_line_70 |  | 55 | 57 | 0.022733 | 0.125 | 0.08 | 261 | 0 | 0.364 | 1 | 1 | cs | TRUE
71 | LV_230-93_0_6_line_71 |  | 56 | 61 | 0.004161 | 0.125 | 0.08 | 261 | 0 | 0.364 | 1 | 1 | cs | TRUE
72 | LV_230-93_0_6_line_72 |  | 56 | 58 | 0.018493 | 0.125 | 0.08 | 261 | 0 | 0.364 | 1 | 1 | cs | TRUE
73 | LV_230-93_0_6_line_73 |  | 57 | 88 | 0.020473 | 0.125 | 0.08 | 261 | 0 | 0.364 | 1 | 1 | cs | TRUE
74 | LV_230-93_0_6_line_74 |  | 58 | 59 | 0.010427 | 0.125 | 0.08 | 261 | 0 | 0.364 | 1 | 1 | cs | TRUE
75 | LV_230-93_0_6_line_75 |  | 58 | 60 | 0.0080044 | 0.125 | 0.08 | 261 | 0 | 0.364 | 1 | 2 | cs | TRUE
76 | LV_230-93_0_6_line_76 |  | 59 | 91 | 0.027924 | 0.125 | 0.08 | 261 | 0 | 0.364 | 1 | 1 | cs | TRUE
77 | LV_230-93_0_6_line_77 |  | 61 | 90 | 0.015751 | 0.125 | 0.08 | 261 | 0 | 0.364 | 1 | 1 | cs | TRUE
78 | LV_230-93_0_6_line_78 |  | 62 | 72 | 0.029769 | 0.125 | 0.08 | 261 | 0 | 0.364 | 1 | 5 | cs | TRUE
79 | LV_230-93_0_6_line_79 |  | 63 | 96 | 0.0089954 | 0.125 | 0.08 | 261 | 0 | 0.364 | 1 | 1 | cs | TRUE
80 | LV_230-93_0_6_line_80 |  | 64 | 65 | 0.019933 | 0.125 | 0.08 | 261 | 0 | 0.364 | 1 | 1 | cs | TRUE
81 | LV_230-93_0_6_line_81 |  | 64 | 66 | 0.069838 | 0.125 | 0.08 | 261 | 0 | 0.364 | 1 | 1 | cs | TRUE
82 | LV_230-93_0_6_line_82 |  | 64 | 67 | 0.023197 | 0.125 | 0.08 | 261 | 0 | 0.364 | 1 | 1 | cs | TRUE
83 | LV_230-93_0_6_line_83 |  | 65 | 69 | 0.015798 | 0.125 | 0.08 | 261 | 0 | 0.364 | 1 | 5 | cs | TRUE
84 | LV_230-93_0_6_line_84 |  | 65 | 70 | 0.01848 | 0.125 | 0.08 | 261 | 0 | 0.364 | 1 | 5 | cs | TRUE
85 | LV_230-93_0_6_line_85 |  | 66 | 68 | 0.038094 | 0.125 | 0.08 | 261 | 0 | 0.364 | 1 | 1 | cs | TRUE
86 | LV_230-93_0_6_line_86 |  | 67 | 87 | 0.028141 | 0.125 | 0.08 | 261 | 0 | 0.364 | 1 | 1 | cs | TRUE
87 | LV_230-93_0_6_line_87 |  | 69 | 71 | 0.012831 | 0.125 | 0.08 | 261 | 0 | 0.364 | 1 | 5 | cs | TRUE
88 | LV_230-93_0_6_line_88 |  | 70 | 74 | 0.020922 | 0.125 | 0.08 | 261 | 0 | 0.364 | 1 | 5 | cs | TRUE
89 | LV_230-93_0_6_line_89 |  | 71 | 97 | 0.023985 | 0.125 | 0.08 | 261 | 0 | 0.364 | 1 | 5 | cs | TRUE
90 | LV_230-93_0_6_line_90 |  | 72 | 73 | 0.013143 | 0.125 | 0.08 | 261 | 0 | 0.364 | 1 | 1 | cs | TRUE
91 | LV_230-93_0_6_line_91 |  | 72 | 74 | 0.027824 | 0.125 | 0.08 | 261 | 0 | 0.364 | 1 | 5 | cs | TRUE
92 | LV_230-93_0_6_line_92 |  | 73 | 98 | 0.0072391 | 0.125 | 0.08 | 261 | 0 | 0.364 | 1 | 1 | cs | TRUE
93 | LV_230-93_0_6_line_93 |  | 75 | 76 | 0.0037282 | 0.125 | 0.08 | 261 | 0 | 0.364 | 1 | 1 | cs | TRUE
94 | LV_230-93_0_6_line_94 |  | 75 | 77 | 0.019972 | 0.125 | 0.08 | 261 | 0 | 0.364 | 1 | 1 | cs | TRUE
95 | LV_230-93_0_6_line_95 |  | 76 | 102 | 0.020781 | 0.125 | 0.08 | 261 | 0 | 0.364 | 1 | 1 | cs | TRUE
96 | LV_230-93_0_6_line_96 |  | 77 | 78 | 0.019251 | 0.125 | 0.08 | 261 | 0 | 0.364 | 1 | 1 | cs | TRUE
97 | LV_230-93_0_6_line_97 |  | 78 | 100 | 0.014109 | 0.125 | 0.08 | 261 | 0 | 0.364 | 1 | 1 | cs | TRUE
98 | LV_230-93_0_6_line_98 |  | 82 | 138 | 0.015981 | 0.125 | 0.08 | 261 | 0 | 0.364 | 1 | 5 | cs | TRUE
99 | LV_230-93_0_6_line_99 |  | 83 | 138 | 0.017619 | 0.125 | 0.08 | 261 | 0 | 0.364 | 1 | 5 | cs | TRUE
100 | LV_230-93_0_6_line_100 |  | 85 | 86 | 0.020474 | 0.125 | 0.08 | 261 | 0 | 0.364 | 1 | 1 | cs | TRUE
101 | LV_230-93_0_6_line_101 |  | 86 | 88 | 0.028948 | 0.125 | 0.08 | 261 | 0 | 0.364 | 1 | 1 | cs | TRUE
102 | LV_230-93_0_6_line_102 |  | 89 | 90 | 0.01406 | 0.125 | 0.08 | 261 | 0 | 0.364 | 1 | 1 | cs | TRUE
103 | LV_230-93_0_6_line_103 |  | 90 | 206 | 0.0090027 | 0.125 | 0.08 | 261 | 0 | 0.364 | 1 | 1 | cs | TRUE
104 | LV_230-93_0_6_line_104 |  | 91 | 95 | 0.012904 | 0.125 | 0.08 | 261 | 0 | 0.364 | 1 | 1 | cs | TRUE
105 | LV_230-93_0_6_line_105 |  | 92 | 93 | 0.10448 | 0.125 | 0.08 | 261 | 0 | 0.364 | 1 | 1 | cs | TRUE
106 | LV_230-93_0_6_line_106 |  | 92 | 94 | 0.094066 | 0.125 | 0.08 | 261 | 0 | 0.364 | 1 | 1 | cs | TRUE
107 | LV_230-93_0_6_line_107 |  | 93 | 178 | 0.018199 | 0.125 | 0.08 | 261 | 0 | 0.364 | 1 | 1 | cs | TRUE
108 | LV_230-93_0_6_line_108 |  | 94 | 183 | 0.0025849 | 0.125 | 0.08 | 261 | 0 | 0.364 | 1 | 1 | cs | TRUE
109 | LV_230-93_0_6_line_109 |  | 96 | 114 | 0.001296 | 0.125 | 0.08 | 261 | 0 | 0.364 | 1 | 1 | cs | TRUE
110 | LV_230-93_0_6_line_110 |  | 97 | 135 | 0.018633 | 0.125 | 0.08 | 261 | 0 | 0.364 | 1 | 5 | cs | TRUE
111 | LV_230-93_0_6_line_111 |  | 99 | 100 | 0.0020485 | 0.125 | 0.08 | 261 | 0 | 0.364 | 1 | 1 | cs | TRUE
112 | LV_230-93_0_6_line_112 |  | 100 | 101 | 0.021894 | 0.125 | 0.08 | 261 | 0 | 0.364 | 1 | 1 | cs | TRUE
113 | LV_230-93_0_6_line_113 |  | 101 | 103 | 0.017198 | 0.125 | 0.08 | 261 | 0 | 0.364 | 1 | 1 | cs | TRUE
114 | LV_230-93_0_6_line_114 |  | 102 | 104 | 0.014621 | 0.125 | 0.08 | 261 | 0 | 0.364 | 1 | 1 | cs | TRUE
115 | LV_230-93_0_6_line_115 |  | 103 | 105 | 0.013451 | 0.125 | 0.08 | 261 | 0 | 0.364 | 1 | 1 | cs | TRUE
116 | LV_230-93_0_6_line_116 |  | 104 | 247 | 0.014012 | 0.125 | 0.08 | 261 | 0 | 0.364 | 1 | 1 | cs | TRUE
117 | LV_230-93_0_6_line_117 |  | 105 | 211 | 0.0015263 | 0.125 | 0.08 | 261 | 0 | 0.364 | 1 | 1 | cs | TRUE
118 | LV_230-93_0_6_line_118 |  | 106 | 107 | 0.016997 | 0.125 | 0.08 | 261 | 0 | 0.364 | 1 | 1 | cs | TRUE
119 | LV_230-93_0_6_line_119 |  | 106 | 108 | 0.025484 | 0.125 | 0.08 | 261 | 0 | 0.364 | 1 | 1 | cs | TRUE
120 | LV_230-93_0_6_line_120 |  | 107 | 109 | 0.012428 | 0.125 | 0.08 | 261 | 0 | 0.364 | 1 | 1 | cs | TRUE
121 | LV_230-93_0_6_line_121 |  | 108 | 110 | 0.021673 | 0.125 | 0.08 | 261 | 0 | 0.364 | 1 | 5 | cs | TRUE
122 | LV_230-93_0_6_line_122 |  | 108 | 111 | 0.015483 | 0.125 | 0.08 | 261 | 0 | 0.364 | 1 | 5 | cs | TRUE
123 | LV_230-93_0_6_line_123 |  | 109 | 112 | 0.017308 | 0.125 | 0.08 | 261 | 0 | 0.364 | 1 | 1 | cs | TRUE
124 | LV_230-93_0_6_line_124 |  | 110 | 113 | 0.00037017 | 0.125 | 0.08 | 261 | 0 | 0.364 | 1 | 5 | cs | TRUE
125 | LV_230-93_0_6_line_125 |  | 111 | 115 | 0.0091851 | 0.125 | 0.08 | 261 | 0 | 0.364 | 1 | 5 | cs | TRUE
126 | LV_230-93_0_6_line_126 |  | 112 | 116 | 0.00352 | 0.125 | 0.08 | 261 | 0 | 0.364 | 1 | 1 | cs | TRUE
127 | LV_230-93_0_6_line_127 |  | 113 | 117 | 0.042573 | 0.125 | 0.08 | 261 | 0 | 0.364 | 1 | 5 | cs | TRUE
128 | LV_230-93_0_6_line_128 |  | 115 | 118 | 0.012442 | 0.125 | 0.08 | 261 | 0 | 0.364 | 1 | 5 | cs | TRUE
129 | LV_230-93_0_6_line_129 |  | 116 | 247 | 0.019105 | 0.125 | 0.08 | 261 | 0 | 0.364 | 1 | 1 | cs | TRUE
130 | LV_230-93_0_6_line_130 |  | 117 | 146 | 0.0014991 | 0.125 | 0.08 | 261 | 0 | 0.364 | 1 | 5 | cs | TRUE
131 | LV_230-93_0_6_line_131 |  | 118 | 123 | 0.01763 | 0.125 | 0.08 | 261 | 0 | 0.364 | 1 | 1 | cs | TRUE
132 | LV_230-93_0_6_line_132 |  | 118 | 120 | 0.0073982 | 0.125 | 0.08 | 261 | 0 | 0.364 | 1 | 5 | cs | TRUE
133 | LV_230-93_0_6_line_133 |  | 119 | 120 | 0.019181 | 0.125 | 0.08 | 261 | 0 | 0.364 | 1 | 5 | cs | TRUE
134 | LV_230-93_0_6_line_134 |  | 119 | 121 | 0.00013717 | 0.125 | 0.08 | 261 | 0 | 0.364 | 1 | 5 | cs | TRUE
135 | LV_230-93_0_6_line_135 |  | 121 | 122 | 0.018694 | 0.125 | 0.08 | 261 | 0 | 0.364 | 1 | 5 | cs | TRUE
136 | LV_230-93_0_6_line_136 |  | 122 | 124 | 0.00056851 | 0.125 | 0.08 | 261 | 0 | 0.364 | 1 | 5 | cs | TRUE
137 | LV_230-93_0_6_line_137 |  | 123 | 125 | 0.0011046 | 0.125 | 0.08 | 261 | 0 | 0.364 | 1 | 1 | cs | TRUE
138 | LV_230-93_0_6_line_138 |  | 124 | 126 | 0.016526 | 0.125 | 0.08 | 261 | 0 | 0.364 | 1 | 5 | cs | TRUE
139 | LV_230-93_0_6_line_139 |  | 126 | 127 | 0.010981 | 0.125 | 0.08 | 261 | 0 | 0.364 | 1 | 5 | cs | TRUE
140 | LV_230-93_0_6_line_140 |  | 127 | 128 | 0.019279 | 0.125 | 0.08 | 261 | 0 | 0.364 | 1 | 1 | cs | TRUE
141 | LV_230-93_0_6_line_141 |  | 127 | 129 | 0.0096446 | 0.125 | 0.08 | 261 | 0 | 0.364 | 1 | 5 | cs | TRUE
142 | LV_230-93_0_6_line_142 |  | 128 | 130 | 0.0010082 | 0.125 | 0.08 | 261 | 0 | 0.364 | 1 | 1 | cs | TRUE
143 | LV_230-93_0_6_line_143 |  | 129 | 131 | 0.023375 | 0.125 | 0.08 | 261 | 0 | 0.364 | 1 | 5 | cs | TRUE
144 | LV_230-93_0_6_line_144 |  | 131 | 132 | 0.012875 | 0.125 | 0.08 | 261 | 0 | 0.364 | 1 | 5 | cs | TRUE
145 | LV_230-93_0_6_line_145 |  | 132 | 133 | 0.017768 | 0.125 | 0.08 | 261 | 0 | 0.364 | 1 | 1 | cs | TRUE
146 | LV_230-93_0_6_line_146 |  | 132 | 134 | 0.011977 | 0.125 | 0.08 | 261 | 0 | 0.364 | 1 | 1 | cs | TRUE
147 | LV_230-93_0_6_line_147 |  | 132 | 135 | 0.011658 | 0.125 | 0.08 | 261 | 0 | 0.364 | 1 | 5 | cs | TRUE
148 | LV_230-93_0_6_line_148 |  | 133 | 136 | 0.0068248 | 0.125 | 0.08 | 261 | 0 | 0.364 | 1 | 1 | cs | TRUE
149 | LV_230-93_0_6_line_149 |  | 134 | 137 | 0.0082175 | 0.125 | 0.08 | 261 | 0 | 0.364 | 1 | 1 | cs | TRUE
150 | LV_230-93_0_6_line_150 |  | 136 | 147 | 0.0068265 | 0.125 | 0.08 | 261 | 0 | 0.364 | 1 | 1 | cs | TRUE
151 | LV_230-93_0_6_line_151 |  | 139 | 140 | 0.0024534 | 0.125 | 0.08 | 261 | 0 | 0.364 | 1 | 1 | cs | TRUE
152 | LV_230-93_0_6_line_152 |  | 140 | 144 | 0.017988 | 0.125 | 0.08 | 261 | 0 | 0.364 | 1 | 1 | cs | TRUE
153 | LV_230-93_0_6_line_153 |  | 140 | 145 | 0.006441 | 0.125 | 0.08 | 261 | 0 | 0.364 | 1 | 1 | cs | TRUE
154 | LV_230-93_0_6_line_154 |  | 141 | 212 | 0.018183 | 0.125 | 0.08 | 261 | 0 | 0.364 | 1 | 1 | cs | TRUE
155 | LV_230-93_0_6_line_155 |  | 141 | 146 | 0.010276 | 0.125 | 0.08 | 261 | 0 | 0.364 | 1 | 5 | cs | TRUE
156 | LV_230-93_0_6_line_156 |  | 142 | 213 | 0.0094127 | 0.125 | 0.08 | 261 | 0 | 0.364 | 1 | 5 | cs | TRUE
157 | LV_230-93_0_6_line_157 |  | 143 | 214 | 0.0079145 | 0.125 | 0.08 | 261 | 0 | 0.364 | 1 | 1 | cs | TRUE
158 | LV_230-93_0_6_line_158 |  | 144 | 234 | 0.028263 | 0.125 | 0.08 | 261 | 0 | 0.364 | 1 | 1 | cs | TRUE
159 | LV_230-93_0_6_line_159 |  | 145 | 230 | 0.026611 | 0.125 | 0.08 | 261 | 0 | 0.364 | 1 | 1 | cs | TRUE
160 | LV_230-93_0_6_line_160 |  | 145 | 231 | 0.015042 | 0.125 | 0.08 | 261 | 0 | 0.364 | 1 | 1 | cs | TRUE
161 | LV_230-93_0_6_line_161 |  | 145 | 228 | 0.0087465 | 0.125 | 0.08 | 261 | 0 | 0.364 | 1 | 1 | cs | TRUE
162 | LV_230-93_0_6_line_162 |  | 147 | 205 | 0.0049977 | 0.125 | 0.08 | 261 | 0 | 0.364 | 1 | 1 | cs | TRUE
163 | LV_230-93_0_6_line_163 |  | 149 | 150 | 0.018491 | 0.125 | 0.08 | 261 | 0 | 0.364 | 1 | 1 | cs | TRUE
164 | LV_230-93_0_6_line_164 |  | 149 | 151 | 0.014915 | 0.125 | 0.08 | 261 | 0 | 0.364 | 1 | 1 | cs | TRUE
165 | LV_230-93_0_6_line_165 |  | 150 | 152 | 0.0074783 | 0.125 | 0.08 | 261 | 0 | 0.364 | 1 | 1 | cs | TRUE
166 | LV_230-93_0_6_line_166 |  | 151 | 153 | 0.026407 | 0.125 | 0.08 | 261 | 0 | 0.364 | 1 | 1 | cs | TRUE
167 | LV_230-93_0_6_line_167 |  | 151 | 154 | 0.0039163 | 0.125 | 0.08 | 261 | 0 | 0.364 | 1 | 1 | cs | TRUE
168 | LV_230-93_0_6_line_168 |  | 153 | 155 | 0.017152 | 0.125 | 0.08 | 261 | 0 | 0.364 | 1 | 1 | cs | TRUE
169 | LV_230-93_0_6_line_169 |  | 153 | 156 | 0.010349 | 0.125 | 0.08 | 261 | 0 | 0.364 | 1 | 1 | cs | TRUE
170 | LV_230-93_0_6_line_170 |  | 153 | 157 | 0.020209 | 0.125 | 0.08 | 261 | 0 | 0.364 | 1 | 1 | cs | TRUE
171 | LV_230-93_0_6_line_171 |  | 154 | 158 | 0.03036 | 0.125 | 0.08 | 261 | 0 | 0.364 | 1 | 1 | cs | TRUE
172 | LV_230-93_0_6_line_172 |  | 155 | 159 | 0.0091164 | 0.125 | 0.08 | 261 | 0 | 0.364 | 1 | 1 | cs | TRUE
173 | LV_230-93_0_6_line_173 |  | 156 | 160 | 0.001891 | 0.125 | 0.08 | 261 | 0 | 0.364 | 1 | 1 | cs | TRUE
174 | LV_230-93_0_6_line_174 |  | 158 | 163 | 0.016826 | 0.125 | 0.08 | 261 | 0 | 0.364 | 1 | 1 | cs | TRUE
175 | LV_230-93_0_6_line_175 |  | 159 | 220 | 0.011295 | 0.125 | 0.08 | 261 | 0 | 0.364 | 1 | 1 | cs | TRUE
176 | LV_230-93_0_6_line_176 |  | 161 | 162 | 0.014291 | 0.125 | 0.08 | 261 | 0 | 0.364 | 1 | 1 | cs | TRUE
177 | LV_230-93_0_6_line_177 |  | 162 | 219 | 0.0080373 | 0.125 | 0.08 | 261 | 0 | 0.364 | 1 | 1 | cs | TRUE
178 | LV_230-93_0_6_line_178 |  | 163 | 252 | 0.013433 | 0.125 | 0.08 | 261 | 0 | 0.364 | 1 | 1 | cs | TRUE
179 | LV_230-93_0_6_line_179 |  | 164 | 165 | 0.011478 | 0.125 | 0.08 | 261 | 0 | 0.364 | 1 | 1 | cs | TRUE
180 | LV_230-93_0_6_line_180 |  | 164 | 166 | 0.030129 | 0.125 | 0.08 | 261 | 0 | 0.364 | 1 | 1 | cs | TRUE
181 | LV_230-93_0_6_line_181 |  | 165 | 167 | 0.019926 | 0.125 | 0.08 | 261 | 0 | 0.364 | 1 | 1 | cs | TRUE
182 | LV_230-93_0_6_line_182 |  | 166 | 168 | 0.044243 | 0.125 | 0.08 | 261 | 0 | 0.364 | 1 | 1 | cs | TRUE
183 | LV_230-93_0_6_line_183 |  | 166 | 169 | 0.07332 | 0.125 | 0.08 | 261 | 0 | 0.364 | 1 | 1 | cs | TRUE
184 | LV_230-93_0_6_line_184 |  | 167 | 170 | 0.022601 | 0.125 | 0.08 | 261 | 0 | 0.364 | 1 | 1 | cs | TRUE
185 | LV_230-93_0_6_line_185 |  | 168 | 171 | 0.036853 | 0.125 | 0.08 | 261 | 0 | 0.364 | 1 | 1 | cs | TRUE
186 | LV_230-93_0_6_line_186 |  | 168 | 172 | 0.045433 | 0.125 | 0.08 | 261 | 0 | 0.364 | 1 | 1 | cs | TRUE
187 | LV_230-93_0_6_line_187 |  | 169 | 175 | 0.11924 | 0.125 | 0.08 | 261 | 0 | 0.364 | 1 | 1 | cs | TRUE
188 | LV_230-93_0_6_line_188 |  | 170 | 179 | 0.0076083 | 0.125 | 0.08 | 261 | 0 | 0.364 | 1 | 1 | cs | TRUE
189 | LV_230-93_0_6_line_189 |  | 171 | 176 | 0.005041 | 0.125 | 0.08 | 261 | 0 | 0.364 | 1 | 1 | cs | TRUE
190 | LV_230-93_0_6_line_190 |  | 173 | 174 | 0.026157 | 0.125 | 0.08 | 261 | 0 | 0.364 | 1 | 1 | cs | TRUE
191 | LV_230-93_0_6_line_191 |  | 174 | 180 | 0.00056862 | 0.125 | 0.08 | 261 | 0 | 0.364 | 1 | 1 | cs | TRUE
192 | LV_230-93_0_6_line_192 |  | 175 | 181 | 0.014805 | 0.125 | 0.08 | 261 | 0 | 0.364 | 1 | 1 | cs | TRUE
193 | LV_230-93_0_6_line_193 |  | 176 | 177 | 0.034684 | 0.125 | 0.08 | 261 | 0 | 0.364 | 1 | 1 | cs | TRUE
194 | LV_230-93_0_6_line_194 |  | 177 | 182 | 0.0074659 | 0.125 | 0.08 | 261 | 0 | 0.364 | 1 | 1 | cs | TRUE
195 | LV_230-93_0_6_line_195 |  | 178 | 184 | 0.015939 | 0.125 | 0.08 | 261 | 0 | 0.364 | 1 | 1 | cs | TRUE
196 | LV_230-93_0_6_line_196 |  | 180 | 195 | 0.000103 | 0.125 | 0.08 | 261 | 0 | 0.364 | 1 | 1 | cs | TRUE
197 | LV_230-93_0_6_line_197 |  | 182 | 246 | 0.00758 | 0.125 | 0.08 | 261 | 0 | 0.364 | 1 | 1 | cs | TRUE
198 | LV_230-93_0_6_line_198 |  | 184 | 211 | 0.016139 | 0.125 | 0.08 | 261 | 0 | 0.364 | 1 | 1 | cs | TRUE
199 | LV_230-93_0_6_line_199 |  | 185 | 186 | 0.019316 | 0.125 | 0.08 | 261 | 0 | 0.364 | 1 | 1 | cs | TRUE
200 | LV_230-93_0_6_line_200 |  | 185 | 187 | 0.17536 | 0.125 | 0.08 | 261 | 0 | 0.364 | 1 | 1 | cs | TRUE
201 | LV_230-93_0_6_line_201 |  | 185 | 188 | 0.0097468 | 0.125 | 0.08 | 261 | 0 | 0.364 | 1 | 1 | cs | TRUE
202 | LV_230-93_0_6_line_202 |  | 186 | 190 | 0.01038 | 0.125 | 0.08 | 261 | 0 | 0.364 | 1 | 1 | cs | TRUE
203 | LV_230-93_0_6_line_203 |  | 186 | 191 | 0.013332 | 0.125 | 0.08 | 261 | 0 | 0.364 | 1 | 1 | cs | TRUE
204 | LV_230-93_0_6_line_204 |  | 187 | 189 | 0.090711 | 0.125 | 0.08 | 261 | 0 | 0.364 | 1 | 1 | cs | TRUE
205 | LV_230-93_0_6_line_205 |  | 188 | 192 | 0.0032417 | 0.125 | 0.08 | 261 | 0 | 0.364 | 1 | 1 | cs | TRUE
206 | LV_230-93_0_6_line_206 |  | 189 | 193 | 0.059132 | 0.125 | 0.08 | 261 | 0 | 0.364 | 1 | 1 | cs | TRUE
207 | LV_230-93_0_6_line_207 |  | 190 | 207 | 0.016524 | 0.125 | 0.08 | 261 | 0 | 0.364 | 1 | 1 | cs | TRUE
208 | LV_230-93_0_6_line_208 |  | 190 | 208 | 0.008437 | 0.125 | 0.08 | 261 | 0 | 0.364 | 1 | 1 | cs | TRUE
209 | LV_230-93_0_6_line_209 |  | 193 | 194 | 0.04854 | 0.125 | 0.08 | 261 | 0 | 0.364 | 1 | 1 | cs | TRUE
210 | LV_230-93_0_6_line_210 |  | 194 | 257 | 0.012721 | 0.125 | 0.08 | 261 | 0 | 0.364 | 1 | 1 | cs | TRUE
211 | LV_230-93_0_6_line_211 |  | 195 | 196 | 0.037424 | 0.125 | 0.08 | 261 | 0 | 0.364 | 1 | 1 | cs | TRUE
212 | LV_230-93_0_6_line_212 |  | 196 | 197 | 0.010396 | 0.125 | 0.08 | 261 | 0 | 0.364 | 1 | 1 | cs | TRUE
213 | LV_230-93_0_6_line_213 |  | 196 | 198 | 0.003384 | 0.125 | 0.08 | 261 | 0 | 0.364 | 1 | 1 | cs | TRUE
214 | LV_230-93_0_6_line_214 |  | 196 | 199 | 0.002921 | 0.125 | 0.08 | 261 | 0 | 0.364 | 1 | 1 | cs | TRUE
215 | LV_230-93_0_6_line_215 |  | 197 | 209 | 0.00389 | 0.125 | 0.08 | 261 | 0 | 0.364 | 1 | 1 | cs | TRUE
216 | LV_230-93_0_6_line_216 |  | 197 | 210 | 0.003067 | 0.125 | 0.08 | 261 | 0 | 0.364 | 1 | 1 | cs | TRUE
217 | LV_230-93_0_6_line_217 |  | 200 | 201 | 0.00529 | 0.125 | 0.08 | 261 | 0 | 0.364 | 1 | 1 | cs | TRUE
218 | LV_230-93_0_6_line_218 |  | 200 | 202 | 0.023905 | 0.125 | 0.08 | 261 | 0 | 0.364 | 1 | 1 | cs | TRUE
219 | LV_230-93_0_6_line_219 |  | 203 | 204 | 0.0067799 | 0.125 | 0.08 | 261 | 0 | 0.364 | 1 | 1 | cs | TRUE
220 | LV_230-93_0_6_line_220 |  | 203 | 205 | 0.0027969 | 0.125 | 0.08 | 261 | 0 | 0.364 | 1 | 1 | cs | TRUE
221 | LV_230-93_0_6_line_221 |  | 208 | 264 | 0.014721 | 0.125 | 0.08 | 261 | 0 | 0.364 | 1 | 1 | cs | TRUE
222 | LV_230-93_0_6_line_222 |  | 208 | 261 | 0.0087836 | 0.125 | 0.08 | 261 | 0 | 0.364 | 1 | 1 | cs | TRUE
223 | LV_230-93_0_6_line_223 |  | 212 | 240 | 0.0094126 | 0.125 | 0.08 | 261 | 0 | 0.364 | 1 | 1 | cs | TRUE
224 | LV_230-93_0_6_line_224 |  | 213 | 254 | 0.019805 | 0.125 | 0.08 | 261 | 0 | 0.364 | 1 | 5 | cs | TRUE
225 | LV_230-93_0_6_line_225 |  | 214 | 215 | 0.018505 | 0.125 | 0.08 | 261 | 0 | 0.364 | 1 | 1 | cs | TRUE
226 | LV_230-93_0_6_line_226 |  | 215 | 216 | 0.0079308 | 0.125 | 0.08 | 261 | 0 | 0.364 | 1 | 1 | cs | TRUE
227 | LV_230-93_0_6_line_227 |  | 216 | 217 | 0.017037 | 0.125 | 0.08 | 261 | 0 | 0.364 | 1 | 1 | cs | TRUE
228 | LV_230-93_0_6_line_228 |  | 217 | 218 | 0.007804 | 0.125 | 0.08 | 261 | 0 | 0.364 | 1 | 1 | cs | TRUE
229 | LV_230-93_0_6_line_229 |  | 218 | 219 | 0.016644 | 0.125 | 0.08 | 261 | 0 | 0.364 | 1 | 1 | cs | TRUE
230 | LV_230-93_0_6_line_230 |  | 220 | 225 | 0.010015 | 0.125 | 0.08 | 261 | 0 | 0.364 | 1 | 1 | cs | TRUE
231 | LV_230-93_0_6_line_231 |  | 221 | 222 | 0.0096306 | 0.125 | 0.08 | 261 | 0 | 0.364 | 1 | 1 | cs | TRUE
232 | LV_230-93_0_6_line_232 |  | 221 | 223 | 0.0096121 | 0.125 | 0.08 | 261 | 0 | 0.364 | 1 | 1 | cs | TRUE
233 | LV_230-93_0_6_line_233 |  | 222 | 224 | 0.0097988 | 0.125 | 0.08 | 261 | 0 | 0.364 | 1 | 1 | cs | TRUE
234 | LV_230-93_0_6_line_234 |  | 223 | 225 | 0.0097378 | 0.125 | 0.08 | 261 | 0 | 0.364 | 1 | 1 | cs | TRUE
235 | LV_230-93_0_6_line_235 |  | 224 | 226 | 0.0091294 | 0.125 | 0.08 | 261 | 0 | 0.364 | 1 | 1 | cs | TRUE
236 | LV_230-93_0_6_line_236 |  | 226 | 227 | 0.009885 | 0.125 | 0.08 | 261 | 0 | 0.364 | 1 | 1 | cs | TRUE
237 | LV_230-93_0_6_line_237 |  | 227 | 242 | 0.0096865 | 0.125 | 0.08 | 261 | 0 | 0.364 | 1 | 1 | cs | TRUE
238 | LV_230-93_0_6_line_238 |  | 228 | 229 | 0.0087974 | 0.125 | 0.08 | 261 | 0 | 0.364 | 1 | 1 | cs | TRUE
239 | LV_230-93_0_6_line_239 |  | 230 | 232 | 0.0075635 | 0.125 | 0.08 | 261 | 0 | 0.364 | 1 | 1 | cs | TRUE
240 | LV_230-93_0_6_line_240 |  | 231 | 233 | 0.009282 | 0.125 | 0.08 | 261 | 0 | 0.364 | 1 | 1 | cs | TRUE
241 | LV_230-93_0_6_line_241 |  | 232 | 235 | 0.0077692 | 0.125 | 0.08 | 261 | 0 | 0.364 | 1 | 1 | cs | TRUE
242 | LV_230-93_0_6_line_242 |  | 233 | 236 | 0.0094145 | 0.125 | 0.08 | 261 | 0 | 0.364 | 1 | 1 | cs | TRUE
243 | LV_230-93_0_6_line_243 |  | 234 | 256 | 0.026782 | 0.125 | 0.08 | 261 | 0 | 0.364 | 1 | 1 | cs | TRUE
244 | LV_230-93_0_6_line_244 |  | 235 | 243 | 0.015172 | 0.125 | 0.08 | 261 | 0 | 0.364 | 1 | 1 | cs | TRUE
245 | LV_230-93_0_6_line_245 |  | 236 | 248 | 0.0094335 | 0.125 | 0.08 | 261 | 0 | 0.364 | 1 | 1 | cs | TRUE
246 | LV_230-93_0_6_line_246 |  | 237 | 238 | 0.020827 | 0.125 | 0.08 | 261 | 0 | 0.364 | 1 | 1 | cs | TRUE
247 | LV_230-93_0_6_line_247 |  | 238 | 239 | 0.014075 | 0.125 | 0.08 | 261 | 0 | 0.364 | 1 | 1 | cs | TRUE
248 | LV_230-93_0_6_line_248 |  | 240 | 241 | 0.0092918 | 0.125 | 0.08 | 261 | 0 | 0.364 | 1 | 1 | cs | TRUE
249 | LV_230-93_0_6_line_249 |  | 241 | 242 | 0.0094089 | 0.125 | 0.08 | 261 | 0 | 0.364 | 1 | 1 | cs | TRUE
250 | LV_230-93_0_6_line_250 |  | 243 | 244 | 0.0075597 | 0.125 | 0.08 | 261 | 0 | 0.364 | 1 | 1 | cs | TRUE
251 | LV_230-93_0_6_line_251 |  | 244 | 245 | 0.0078016 | 0.125 | 0.08 | 261 | 0 | 0.364 | 1 | 1 | cs | TRUE
252 | LV_230-93_0_6_line_252 |  | 245 | 246 | 0.016131 | 0.125 | 0.08 | 261 | 0 | 0.364 | 1 | 1 | cs | TRUE
253 | LV_230-93_0_6_line_253 |  | 248 | 249 | 0.0091961 | 0.125 | 0.08 | 261 | 0 | 0.364 | 1 | 1 | cs | TRUE
254 | LV_230-93_0_6_line_254 |  | 249 | 250 | 0.019302 | 0.125 | 0.08 | 261 | 0 | 0.364 | 1 | 1 | cs | TRUE
255 | LV_230-93_0_6_line_255 |  | 250 | 251 | 0.0095669 | 0.125 | 0.08 | 261 | 0 | 0.364 | 1 | 1 | cs | TRUE
256 | LV_230-93_0_6_line_256 |  | 251 | 254 | 0.0091165 | 0.125 | 0.08 | 261 | 0 | 0.364 | 1 | 1 | cs | TRUE
257 | LV_230-93_0_6_line_257 |  | 252 | 253 | 0.009024 | 0.125 | 0.08 | 261 | 0 | 0.364 | 1 | 1 | cs | TRUE
258 | LV_230-93_0_6_line_258 |  | 253 | 265 | 0.0090221 | 0.125 | 0.08 | 261 | 0 | 0.364 | 1 | 1 | cs | TRUE
259 | LV_230-93_0_6_line_259 |  | 255 | 256 | 0.028378 | 0.125 | 0.08 | 261 | 0 | 0.364 | 1 | 1 | cs | TRUE
260 | LV_230-93_0_6_line_260 |  | 257 | 258 | 0.038456 | 0.125 | 0.08 | 261 | 0 | 0.364 | 1 | 1 | cs | TRUE
261 | LV_230-93_0_6_line_261 |  | 259 | 260 | 0.0089494 | 0.125 | 0.08 | 261 | 0 | 0.364 | 1 | 1 | cs | TRUE
262 | LV_230-93_0_6_line_262 |  | 260 | 265 | 0.016257 | 0.125 | 0.08 | 261 | 0 | 0.364 | 1 | 1 | cs | TRUE
263 | LV_230-93_0_6_line_263 |  | 261 | 262 | 0.0079806 | 0.125 | 0.08 | 261 | 0 | 0.364 | 1 | 1 | cs | TRUE
264 | LV_230-93_0_6_line_264 |  | 262 | 263 | 0.010405 | 0.125 | 0.08 | 261 | 0 | 0.364 | 1 | 1 | cs | TRUE

## trafo
| name | std_type | hv_bus | lv_bus | sn_mva | vn_hv_kv | vn_lv_kv | vk_percent | vkr_percent | pfe_kw | i0_percent | shift_degree | tap_side | tap_neutral | tap_min | tap_max | tap_step_percent | tap_step_degree | tap_pos | tap_phase_shifter | parallel | df | in_service
0 | LV_230-93_0_6_trafo_230 | 0.63 MVA 20/0.4 kV | 266 | 254 | 0.63 | 20 | 0.4 | 6 | 1.206 | 1.65 | 0.2619 | 150 | hv | 0 | -2 | 2 | 2.5 | 0 | 0 | FALSE | 1 | 1 | TRUE

## line_geodata
| x0 | y0 | x1 | y1 | x2 | y2 | x3 | y3 | x4 | y4 | x5 | y5 | x6 | y6 | x7 | y7 | x8 | y8 | x9 | y9
0 | 2695607.9337 | 1262960.8738 | 2695593.2813 | 1262964.1924
1 | 2695607.9337 | 1262960.8738 | 2695612.9851 | 1262959.7323 | 2695623.8056 | 1262957.8442
2 | 2695607.9337 | 1262960.8738 | 2695599.5958 | 1262928.3951
3 | 2695607.9337 | 1262960.8738 | 2695609.3653 | 1262966.457 | 2695589.3968 | 1262970.8156
4 | 2695507.1939 | 1262990.3408 | 2695533.7152 | 1262980.6321
5 | 2695507.1939 | 1262990.3408 | 2695484.0754 | 1262998.8039 | 2695482.7625 | 1262999.3988
6 | 2695642.8449 | 1262954.5219 | 2695623.8056 | 1262957.8442
7 | 2695593.7867 | 1262905.767 | 2695599.5958 | 1262928.3951
8 | 2695589.3968 | 1262970.8156 | 2695586.6778 | 1262976.3539 | 2695567.1927 | 1262990.8953 | 2695569.4839 | 1262996.9039 | 2695574.3933 | 1262996.1493
9 | 2695589.3968 | 1262970.8156 | 2695560.3083 | 1262978.196
10 | 2695589.3968 | 1262970.8156 | 2695595.0383 | 1262994.0342
11 | 2695482.7625 | 1262999.3988 | 2695458.5242 | 1263010.3822
12 | 2695642.8449 | 1262954.5219 | 2695653.7936 | 1262952.7105
13 | 2695642.8449 | 1262954.5219 | 2695643.8347 | 1262959.9312 | 2695661.5387 | 1262956.7705
14 | 2695642.8449 | 1262954.5219 | 2695643.8347 | 1262959.9312 | 2695629.5713 | 1262962.3247
15 | 2695593.7867 | 1262905.767 | 2695599.1833 | 1262903.7748 | 2695625.9377 | 1262895.8675
16 | 2695629.5713 | 1262962.3247 | 2695633.2605 | 1262982.2985
17 | 2695634.7029 | 1262990.1076 | 2695633.2605 | 1262982.2985
18 | 2695560.3083 | 1262978.196 | 2695537.746 | 1262985.4819 | 2695525.1821 | 1262989.5343
19 | 2695560.3083 | 1262978.196 | 2695567.9193 | 1263003.5765
20 | 2695602.9649 | 1263026.6582 | 2695595.0383 | 1262994.0342
21 | 2695435.0363 | 1263022.2264 | 2695451.447 | 1263013.5892 | 2695458.5242 | 1263010.3822
22 | 2695653.7936 | 1262952.7105 | 2695665.668 | 1262950.746
23 | 2695683.8276 | 1262973.3667 | 2695681.9119 | 1262964.1838 | 2695679.2796 | 1262962.4954 | 2695663.7885 | 1262961.1438 | 2695661.5387 | 1262956.7705
24 | 2695710.6571 | 1262947.313 | 2695661.5387 | 1262956.7705
25 | 2695625.9377 | 1262895.8675 | 2695624.3523 | 1262894.6631 | 2695617.0386 | 1262893.1325
26 | 2695625.9377 | 1262895.8675 | 2695654.075 | 1262888.7862
27 | 2695625.9377 | 1262895.8675 | 2695633.1354 | 1262900.3764 | 2695634.9801 | 1262906.5001 | 2695635.7914 | 1262911.4538
28 | 2695710.6571 | 1262947.313 | 2695709.6658 | 1262952.7013 | 2695691.2115 | 1262957.0618 | 2695688.2791 | 1262960.4171 | 2695687.5999 | 1262963.7422 | 2695690.4915 | 1262968.0258 | 2695695.338 | 1262968.8382 | 2695704.1169 | 1262965.4886 | 2695709.2474 | 1262965.972 | 2695713.4444 | 1262968.2751
29 | 2695710.6571 | 1262947.313 | 2695762.338 | 1262937.9181
30 | 2695639.0791 | 1263015.2974 | 2695638.7985 | 1263012.2813 | 2695634.7029 | 1262990.1076
31 | 2695509.5112 | 1262994.5889 | 2695525.1821 | 1262989.5343
32 | 2695574.4056 | 1263025.2065 | 2695567.9193 | 1263003.5765
33 | 2695683.9666 | 1262947.7186 | 2695665.668 | 1262950.746
34 | 2695631.9456 | 1262888.6921 | 2695617.0386 | 1262893.1325
35 | 2695617.0386 | 1262893.1325 | 2695611.9063 | 1262894.7041
36 | 2695654.075 | 1262888.7862 | 2695669.9884 | 1262884.7813
37 | 2695683.9666 | 1262947.7186 | 2695697.2617 | 1262945.519
38 | 2695696.1612 | 1262990.5803 | 2695694.7894 | 1262986.4325 | 2695697.5597 | 1262981.9181 | 2695706.0519 | 1262978.1302 | 2695712.7993 | 1262973.6802 | 2695713.4444 | 1262968.2751
39 | 2695795.5907 | 1262931.3288 | 2695763.3414 | 1262937.7357 | 2695762.338 | 1262937.9181
40 | 2695822.1902 | 1262926.0444 | 2695795.5907 | 1262931.3288
41 | 2695822.1902 | 1262926.0444 | 2695842.9385 | 1262921.9224
42 | 2695864.0893 | 1262917.7205 | 2695842.9385 | 1262921.9224
43 | 2695883.0405 | 1262913.9555 | 2695864.0893 | 1262917.7205
44 | 2695883.0405 | 1262913.9555 | 2695887.0651 | 1262941.7434 | 2695884.2447 | 1262944.6889 | 2695887.0886 | 1262960.7259
45 | 2695469.8391 | 1262799.3989 | 2695487.6565 | 1262791.9326
46 | 2695498.5293 | 1262787.3764 | 2695487.6565 | 1262791.9326
47 | 2695455.2446 | 1262805.5147 | 2695469.8391 | 1262799.3989
48 | 2695498.5293 | 1262787.3764 | 2695505.2635 | 1262804.2655
49 | 2695498.5293 | 1262787.3764 | 2695510.1007 | 1262782.5766
50 | 2695455.2446 | 1262805.5147 | 2695450.9754 | 1262807.2027 | 2695452.7499 | 1262811.6239
51 | 2695505.2635 | 1262804.2655 | 2695517.3688 | 1262799.6799
52 | 2695505.2635 | 1262804.2655 | 2695496.0269 | 1262808.4956
53 | 2695505.2635 | 1262804.2655 | 2695512.5573 | 1262825.539
54 | 2695510.1007 | 1262782.5766 | 2695528.9074 | 1262774.7756
55 | 2695452.7499 | 1262811.6239 | 2695431.3972 | 1262819.881
56 | 2695452.7499 | 1262811.6239 | 2695456.6611 | 1262821.3802
57 | 2695522.7753 | 1262797.6318 | 2695517.3688 | 1262799.6799
58 | 2695485.7238 | 1262813.214 | 2695496.0269 | 1262808.4956
59 | 2695528.9074 | 1262774.7756 | 2695545.7694 | 1262767.7812
60 | 2695595.5994 | 1262747.1117 | 2695603.4571 | 1262743.9028 | 2695604.5428 | 1262747.1229
61 | 2695595.5994 | 1262747.1117 | 2695591.6811 | 1262748.737
62 | 2695604.5428 | 1262747.1229 | 2695629.8854 | 1262736.7952
63 | 2695604.5428 | 1262747.1229 | 2695606.7355 | 1262758.8753
64 | 2695576.8049 | 1262754.9077 | 2695591.6811 | 1262748.737
65 | 2695623.1099 | 1262718.1217 | 2695614.503 | 1262694.986 | 2695611.1009 | 1262688.2477
66 | 2695623.1099 | 1262718.1217 | 2695645.3855 | 1262708.9103
67 | 2695611.1009 | 1262688.2477 | 2695606.7883 | 1262677.8925
68 | 2695645.3855 | 1262708.9103 | 2695664.3071 | 1262701.0858
69 | 2695432.8346 | 1262797.7357 | 2695425.5714 | 1262801.933 | 2695417.195 | 1262805.5453
70 | 2695432.8346 | 1262797.7357 | 2695453.7825 | 1262788.9045
71 | 2695417.195 | 1262805.5453 | 2695413.3557 | 1262807.1495
72 | 2695417.195 | 1262805.5453 | 2695419.8563 | 1262812.4493 | 2695423.9315 | 1262822.7679
73 | 2695453.7825 | 1262788.9045 | 2695472.6472 | 1262780.9516
74 | 2695423.9315 | 1262822.7679 | 2695414.2908 | 1262826.741
75 | 2695423.9315 | 1262822.7679 | 2695431.3972 | 1262819.881
76 | 2695414.2908 | 1262826.741 | 2695388.4729 | 1262837.3809
77 | 2695398.8227 | 1262813.2218 | 2695413.3557 | 1262807.1495
78 | 2695657.4527 | 1262725.5608 | 2695629.8854 | 1262736.7952
79 | 2695606.7355 | 1262758.8753 | 2695608.3853 | 1262767.7181
80 | 2695711.9047 | 1262681.8506 | 2695715.4867 | 1262690.0374 | 2695719.7074 | 1262700.1917
81 | 2695687.5048 | 1262654.0999 | 2695708.7712 | 1262645.5037 | 2695723.07 | 1262677.2608 | 2695711.9047 | 1262681.8506
82 | 2695711.9047 | 1262681.8506 | 2695690.4512 | 1262690.6739
83 | 2695734.405 | 1262694.2915 | 2695719.7074 | 1262700.1917
84 | 2695719.7074 | 1262700.1917 | 2695702.5938 | 1262707.1656
85 | 2695654.9538 | 1262671.8656 | 2695683.937 | 1262659.9247 | 2695687.5048 | 1262654.0999
86 | 2695690.4512 | 1262690.6739 | 2695689.923 | 1262690.8912 | 2695665.2921 | 1262700.6785 | 2695664.3071 | 1262701.0858
87 | 2695734.405 | 1262694.2915 | 2695739.6756 | 1262705.9904
88 | 2695683.2191 | 1262715.0609 | 2695702.5938 | 1262707.1656
89 | 2695739.6756 | 1262705.9904 | 2695749.5276 | 1262727.8587
90 | 2695657.4527 | 1262725.5608 | 2695662.2397 | 1262737.8014
91 | 2695657.4527 | 1262725.5608 | 2695683.2191 | 1262715.0609
92 | 2695664.8763 | 1262744.5433 | 2695662.2397 | 1262737.8014
93 | 2695479.8203 | 1262866.7167 | 2695483.1492 | 1262865.0381
94 | 2695469.7556 | 1262854.0439 | 2695474.0082 | 1262852.4446 | 2695475.6242 | 1262857.3524 | 2695479.8203 | 1262866.7167
95 | 2695483.1492 | 1262865.0381 | 2695501.7043 | 1262855.6818
96 | 2695469.7556 | 1262854.0439 | 2695470.2624 | 1262856.7209 | 2695469.1993 | 1262859.5616 | 2695466.2615 | 1262861.3935 | 2695456.9635 | 1262865.1576
97 | 2695458.5707 | 1262878.0718 | 2695456.2024 | 1262871.6951 | 2695455.0895 | 1262868.2966 | 2695455.8062 | 1262866.3732 | 2695456.9635 | 1262865.1576
98 | 2695545.7694 | 1262767.7812 | 2695560.5305 | 1262761.6583
99 | 2695576.8049 | 1262754.9077 | 2695560.5305 | 1262761.6583
100 | 2695499.3212 | 1262769.7064 | 2695518.1874 | 1262761.7529
101 | 2695499.3212 | 1262769.7064 | 2695472.6472 | 1262780.9516
102 | 2695398.8227 | 1262813.2218 | 2695385.8498 | 1262818.6437
103 | 2695398.8227 | 1262813.2218 | 2695395.4547 | 1262804.8728
104 | 2695376.5424 | 1262842.2976 | 2695388.4729 | 1262837.3809
105 | 2695286.933 | 1262915.2901 | 2695291.8068 | 1262924.2203 | 2695301.499 | 1262948.7964 | 2695363.8127 | 1262921.8566
106 | 2695286.933 | 1262915.2901 | 2695317.7501 | 1262903.0322 | 2695338.4746 | 1262894.7817 | 2695349.5601 | 1262899.2974 | 2695374.1593 | 1262889.1123
107 | 2695380.5215 | 1262914.5312 | 2695363.8127 | 1262921.8566
108 | 2695376.5476 | 1262888.1235 | 2695374.1593 | 1262889.1123
109 | 2695608.623 | 1262768.9921 | 2695608.3853 | 1262767.7181
110 | 2695749.5276 | 1262727.8587 | 2695757.1814 | 1262744.8475
111 | 2695458.5707 | 1262878.0718 | 2695460.3774 | 1262877.1063
112 | 2695458.5707 | 1262878.0718 | 2695457.8106 | 1262878.4821 | 2695438.7519 | 1262887.3714
113 | 2695423.1662 | 1262894.6409 | 2695438.7519 | 1262887.3714
114 | 2695514.7595 | 1262849.0988 | 2695501.7043 | 1262855.6818
115 | 2695423.1662 | 1262894.6409 | 2695410.9759 | 1262900.3267
116 | 2695514.7595 | 1262849.0988 | 2695527.2707 | 1262842.7901
117 | 2695410.9759 | 1262900.3267 | 2695409.5927 | 1262900.9718
118 | 2695575.5583 | 1262822.6954 | 2695585.7166 | 1262819.1661 | 2695591.8789 | 1262818.1646
119 | 2695616.9812 | 1262813.7893 | 2695608.2436 | 1262815.505 | 2695591.8789 | 1262818.1646
120 | 2695563.819 | 1262826.774 | 2695575.5583 | 1262822.6954
121 | 2695616.9812 | 1262813.7893 | 2695618.1926 | 1262818.5461 | 2695621.5226 | 1262834.9766
122 | 2695616.9812 | 1262813.7893 | 2695631.8706 | 1262809.5421
123 | 2695563.819 | 1262826.774 | 2695547.7798 | 1262833.2798
124 | 2695621.5961 | 1262835.3394 | 2695621.5226 | 1262834.9766
125 | 2695631.8706 | 1262809.5421 | 2695640.7034 | 1262807.0226
126 | 2695544.5179 | 1262834.6028 | 2695547.7798 | 1262833.2798
127 | 2695621.5961 | 1262835.3394 | 2695624.2909 | 1262848.6358 | 2695629.7354 | 1262877.1262
128 | 2695652.4114 | 1262802.8866 | 2695646.7895 | 1262805.2865 | 2695640.7034 | 1262807.0226
129 | 2695544.5179 | 1262834.6028 | 2695539.3525 | 1262836.698 | 2695527.2707 | 1262842.7901
130 | 2695630.0168 | 1262878.5986 | 2695629.7354 | 1262877.1262
131 | 2695652.4114 | 1262802.8866 | 2695658.9227 | 1262819.2696
132 | 2695652.4114 | 1262802.8866 | 2695659.2169 | 1262799.9852
133 | 2695659.2169 | 1262799.9852 | 2695676.8614 | 1262792.463
134 | 2695676.9876 | 1262792.4092 | 2695676.8614 | 1262792.463
135 | 2695694.184 | 1262785.0781 | 2695676.9876 | 1262792.4092
136 | 2695694.707 | 1262784.8551 | 2695694.184 | 1262785.0781
137 | 2695658.9227 | 1262819.2696 | 2695659.3307 | 1262820.2962
138 | 2695709.909 | 1262778.3742 | 2695694.707 | 1262784.8551
139 | 2695720.0103 | 1262774.0678 | 2695709.909 | 1262778.3742
140 | 2695720.0103 | 1262774.0678 | 2695727.1772 | 1262791.965
141 | 2695720.0103 | 1262774.0678 | 2695728.8281 | 1262770.1608
142 | 2695727.1772 | 1262791.965 | 2695727.552 | 1262792.901
143 | 2695750.1988 | 1262760.6918 | 2695728.8281 | 1262770.1608
144 | 2695761.9698 | 1262755.4763 | 2695750.1988 | 1262760.6918
145 | 2695761.9698 | 1262755.4763 | 2695769.2098 | 1262771.702
146 | 2695761.9698 | 1262755.4763 | 2695773.0452 | 1262750.917
147 | 2695761.9698 | 1262755.4763 | 2695757.1814 | 1262744.8475
148 | 2695771.9908 | 1262777.9345 | 2695769.2098 | 1262771.702
149 | 2695780.644 | 1262747.7889 | 2695773.0452 | 1262750.917
150 | 2695774.7724 | 1262784.1685 | 2695771.9908 | 1262777.9345
151 | 2695510.3068 | 1262948.1528 | 2695512.2302 | 1262946.6298
152 | 2695510.3068 | 1262948.1528 | 2695505.6412 | 1262950.6017 | 2695494.0838 | 1262955.9105
153 | 2695504.8706 | 1262944.6733 | 2695510.3068 | 1262948.1528
154 | 2695631.9456 | 1262888.6921 | 2695649.5516 | 1262884.149
155 | 2695631.9456 | 1262888.6921 | 2695630.0168 | 1262878.5986
156 | 2695602.906 | 1262897.46 | 2695611.9063 | 1262894.7041
157 | 2695669.9884 | 1262884.7813 | 2695677.6635 | 1262882.8497
158 | 2695494.0838 | 1262955.9105 | 2695468.401 | 1262967.7077
159 | 2695504.8706 | 1262944.6733 | 2695499.5453 | 1262948.7796 | 2695481.4413 | 1262957.0076
160 | 2695504.8706 | 1262944.6733 | 2695515.0698 | 1262933.6179
161 | 2695504.8706 | 1262944.6733 | 2695499.9494 | 1262939.6231 | 2695499.2672 | 1262938.0714
162 | 2695776.8089 | 1262788.7325 | 2695774.7724 | 1262784.1685
163 | 2695825.8845 | 1262869.3628 | 2695807.7471 | 1262872.9633
164 | 2695793.1177 | 1262875.8675 | 2695807.7471 | 1262872.9633
165 | 2695833.2197 | 1262867.9066 | 2695825.8845 | 1262869.3628
166 | 2695793.1177 | 1262875.8675 | 2695790.7269 | 1262862.0731 | 2695788.2114 | 1262849.9225
167 | 2695793.1177 | 1262875.8675 | 2695793.786 | 1262879.7264
168 | 2695788.2114 | 1262849.9225 | 2695772.1837 | 1262856.0311
169 | 2695788.2114 | 1262849.9225 | 2695785.5361 | 1262839.9254
170 | 2695788.2114 | 1262849.9225 | 2695808.0172 | 1262845.904
171 | 2695799.3901 | 1262909.5632 | 2695795.5704 | 1262890.0299 | 2695793.786 | 1262879.7264
172 | 2695763.665 | 1262859.2779 | 2695772.1837 | 1262856.0311
173 | 2695785.5361 | 1262839.9254 | 2695785.0472 | 1262838.0987
174 | 2695799.3901 | 1262909.5632 | 2695801.6606 | 1262921.9545 | 2695802.3615 | 1262926.1248
175 | 2695763.665 | 1262859.2779 | 2695758.2655 | 1262861.3358 | 2695752.8481 | 1262862.3768
176 | 2695752.2049 | 1262868.2819 | 2695759.9191 | 1262866.7003 | 2695765.9756 | 1262864.5833
177 | 2695744.3314 | 1262869.8963 | 2695752.2049 | 1262868.2819
178 | 2695802.3615 | 1262926.1248 | 2695815.5148 | 1262923.3959
179 | 2695435.2947 | 1263079.4221 | 2695437.3702 | 1263078.615 | 2695445.6896 | 1263074.5695
180 | 2695406.436 | 1263084.6319 | 2695418.7268 | 1263085.8645 | 2695435.2947 | 1263079.4221
181 | 2695445.6896 | 1263074.5695 | 2695463.6094 | 1263065.8557
182 | 2695406.436 | 1263084.6319 | 2695408.5528 | 1263075.7811 | 2695396.3218 | 1263046.5712 | 2695394.8507 | 1263043.4226
183 | 2695396.061 | 1263153.743 | 2695398.3022 | 1263130.6493 | 2695398.9875 | 1263111.5337 | 2695397.2262 | 1263093.2237 | 2695406.436 | 1263084.6319
184 | 2695463.6094 | 1263065.8557 | 2695483.9351 | 1263055.9719
185 | 2695394.8507 | 1263043.4226 | 2695391.7263 | 1263036.7446 | 2695383.0413 | 1263027.2969 | 2695381.0379 | 1263018.8466 | 2695385.4773 | 1263012.2016
186 | 2695394.8507 | 1263043.4226 | 2695399.0915 | 1263041.1447 | 2695435.0363 | 1263022.2264
187 | 2695396.061 | 1263153.743 | 2695410.5913 | 1263158.1143 | 2695423.0445 | 1263160.4838 | 2695435.5037 | 1263160.1401 | 2695443.9586 | 1263153.0374 | 2695451.2623 | 1263139.7778 | 2695457.1285 | 1263123.1589 | 2695466.9214 | 1263110.6513 | 2695482.7743 | 1263099.7585
188 | 2695490.7773 | 1263052.6447 | 2695483.9351 | 1263055.9719
189 | 2695382.484 | 1263008.139 | 2695385.4773 | 1263012.2016
190 | 2695509.5112 | 1262994.5889 | 2695514.8657 | 1263007.7861 | 2695518.8582 | 1263019.0127
191 | 2695518.8582 | 1263019.0127 | 2695519.0488 | 1263019.5484
192 | 2695495.4614 | 1263092.2114 | 2695489.7697 | 1263094.9518 | 2695482.7743 | 1263099.7585
193 | 2695382.484 | 1263008.139 | 2695409.6649 | 1262989.629 | 2695411.3023 | 1262988.8848
194 | 2695418.0992 | 1262985.7957 | 2695411.3023 | 1262988.8848
195 | 2695380.5215 | 1262914.5312 | 2695394.9662 | 1262907.7939
196 | 2695519.0488 | 1263019.5484 | 2695519.0833 | 1263019.6455
197 | 2695424.9999 | 1262982.6594 | 2695418.0992 | 1262985.7957
198 | 2695394.9662 | 1262907.7939 | 2695409.5927 | 1262900.9718
199 | 2695659.4736 | 1263026.1713 | 2695649.8442 | 1263028.0727 | 2695640.2884 | 1263028.2294
200 | 2695640.2884 | 1263028.2294 | 2695643.3758 | 1263064.1753 | 2695643.4935 | 1263065.2781 | 2695645.9905 | 1263078.1178 | 2695649.0326 | 1263092.1896 | 2695654.8098 | 1263114.1564 | 2695663.3338 | 1263133.0541 | 2695667.6489 | 1263140.1519 | 2695676.7126 | 1263150.8406 | 2695715.2751 | 1263173.8944
201 | 2695640.2884 | 1263028.2294 | 2695639.5943 | 1263020.8344 | 2695639.3795 | 1263018.5251
202 | 2695669.1998 | 1263022.4701 | 2695659.4736 | 1263026.1713
203 | 2695659.4736 | 1263026.1713 | 2695661.5467 | 1263039.3415
204 | 2695715.2751 | 1263173.8944 | 2695730.7406 | 1263149.8251 | 2695743.2828 | 1263137.8517 | 2695763.7964 | 1263131.4452 | 2695774.3522 | 1263129.5479 | 2695786.7159 | 1263127.4201
205 | 2695639.0791 | 1263015.2974 | 2695639.3795 | 1263018.5251
206 | 2695845.1296 | 1263118.2519 | 2695806.1216 | 1263124.0802 | 2695786.7159 | 1263127.4201
207 | 2695663.7718 | 1263006.8585 | 2695669.1998 | 1263022.4701
208 | 2695676.8307 | 1263018.8239 | 2695674.2946 | 1263020.0394 | 2695669.1998 | 1263022.4701
209 | 2695845.1296 | 1263118.2519 | 2695866.043 | 1263114.6101 | 2695893.1803 | 1263110.4577
210 | 2695893.1803 | 1263110.4577 | 2695890.9522 | 1263097.9332
211 | 2695534.4442 | 1263048.9802 | 2695528.2127 | 1263032.7108 | 2695524.3641 | 1263034.4945 | 2695519.0833 | 1263019.6455
212 | 2695538.6831 | 1263058.4786 | 2695534.4442 | 1263048.9802
213 | 2695537.6707 | 1263047.9315 | 2695534.4442 | 1263048.9802
214 | 2695531.6499 | 1263049.858 | 2695534.4442 | 1263048.9802
215 | 2695538.6831 | 1263058.4786 | 2695535.0295 | 1263059.843
216 | 2695538.6831 | 1263058.4786 | 2695541.6067 | 1263057.5251
217 | 2695574.4056 | 1263025.2065 | 2695569.2614 | 1263026.5022
218 | 2695577.5019 | 1263046.6517 | 2695580.1206 | 1263045.4486 | 2695574.4056 | 1263025.2065
219 | 2695778.174 | 1262791.1736 | 2695781.4832 | 1262797.0911
220 | 2695776.8089 | 1262788.7325 | 2695778.174 | 1262791.1736
221 | 2695676.8307 | 1263018.8239 | 2695681.861 | 1263032.6587
222 | 2695676.8307 | 1263018.8239 | 2695682.5739 | 1263012.178
223 | 2695658.6657 | 1262881.7972 | 2695649.5516 | 1262884.149
224 | 2695602.906 | 1262897.46 | 2695597.791 | 1262899.0262 | 2695584.2079 | 1262903.9733
225 | 2695695.8216 | 1262879.3041 | 2695680.1573 | 1262882.2221 | 2695677.6635 | 1262882.8497
226 | 2695695.8216 | 1262879.3041 | 2695703.6182 | 1262877.8517
227 | 2695703.6182 | 1262877.8517 | 2695720.3667 | 1262874.7317
228 | 2695728.0263 | 1262873.2394 | 2695724.533 | 1262873.9556 | 2695720.3667 | 1262874.7317
229 | 2695744.3314 | 1262869.8963 | 2695728.0263 | 1262873.2394
230 | 2695752.8481 | 1262862.3768 | 2695743.0133 | 1262864.2666
231 | 2695714.5533 | 1262869.7353 | 2695724.0109 | 1262867.918
232 | 2695733.4504 | 1262866.1042 | 2695724.0109 | 1262867.918
233 | 2695704.9306 | 1262871.5844 | 2695714.5533 | 1262869.7353
234 | 2695733.4504 | 1262866.1042 | 2695743.0133 | 1262864.2666
235 | 2695704.9306 | 1262871.5844 | 2695695.9652 | 1262873.3072
236 | 2695695.9652 | 1262873.3072 | 2695686.2578 | 1262875.1725
237 | 2695676.7732 | 1262877.1247 | 2695678.7412 | 1262876.6169 | 2695686.2578 | 1262875.1725
238 | 2695495.7262 | 1262930.0181 | 2695499.2672 | 1262938.0714
239 | 2695474.5556 | 1262960.137 | 2695481.4413 | 1262957.0076
240 | 2695515.0698 | 1262933.6179 | 2695523.4432 | 1262929.6125
241 | 2695474.5556 | 1262960.137 | 2695467.4826 | 1262963.3516
242 | 2695531.936 | 1262925.5499 | 2695523.4432 | 1262929.6125
243 | 2695468.401 | 1262967.7077 | 2695444.0641 | 1262978.8867
244 | 2695453.6704 | 1262969.6291 | 2695467.4826 | 1262963.3516
245 | 2695531.936 | 1262925.5499 | 2695540.4459 | 1262921.479
246 | 2695697.2617 | 1262945.519 | 2695717.8092 | 1262942.1196
247 | 2695731.695 | 1262939.8223 | 2695717.8092 | 1262942.1196
248 | 2695658.6657 | 1262881.7972 | 2695667.6628 | 1262879.4756
249 | 2695667.6628 | 1262879.4756 | 2695676.7732 | 1262877.1247
250 | 2695446.7881 | 1262972.757 | 2695453.6704 | 1262969.6291
251 | 2695446.7881 | 1262972.757 | 2695439.6856 | 1262975.9849
252 | 2695424.9999 | 1262982.6594 | 2695439.6856 | 1262975.9849
253 | 2695540.4459 | 1262921.479 | 2695548.7417 | 1262917.5107
254 | 2695566.6527 | 1262910.3672 | 2695554.1739 | 1262914.9121 | 2695548.7417 | 1262917.5107
255 | 2695566.6527 | 1262910.3672 | 2695575.6419 | 1262907.0932
256 | 2695575.6419 | 1262907.0932 | 2695584.2079 | 1262903.9733
257 | 2695824.3507 | 1262921.5628 | 2695815.5148 | 1262923.3959
258 | 2695833.1846 | 1262919.73 | 2695824.3507 | 1262921.5628
259 | 2695418.2765 | 1262990.732 | 2695444.0641 | 1262978.8867
260 | 2695890.9522 | 1263097.9332 | 2695885.6131 | 1263067.9226 | 2695886.8635 | 1263060.0476
261 | 2695857.8653 | 1262914.6096 | 2695849.1025 | 1262916.4276
262 | 2695849.1025 | 1262916.4276 | 2695833.1846 | 1262919.73
263 | 2695689.4651 | 1263008.1529 | 2695682.5739 | 1263012.178
264 | 2695689.4651 | 1263008.1529 | 2695697.0263 | 1263015.3255

## bus_geodata
| x | y | coords
0 | 2695593.2813 | 1262964.1924
1 | 2695607.9337 | 1262960.8738
2 | 2695533.7152 | 1262980.6321
3 | 2695507.1939 | 1262990.3408
4 | 2695623.8056 | 1262957.8442
5 | 2695599.5958 | 1262928.3951
6 | 2695589.3968 | 1262970.8156
7 | 2695482.7625 | 1262999.3988
8 | 2695642.8449 | 1262954.5219
9 | 2695593.7867 | 1262905.767
10 | 2695629.5713 | 1262962.3247
11 | 2695633.2605 | 1262982.2985
12 | 2695574.3933 | 1262996.1493
13 | 2695560.3083 | 1262978.196
14 | 2695595.0383 | 1262994.0342
15 | 2695458.5242 | 1263010.3822
16 | 2695653.7936 | 1262952.7105
17 | 2695661.5387 | 1262956.7705
18 | 2695625.9377 | 1262895.8675
19 | 2695683.8276 | 1262973.3667
20 | 2695710.6571 | 1262947.313
21 | 2695634.7029 | 1262990.1076
22 | 2695525.1821 | 1262989.5343
23 | 2695567.9193 | 1263003.5765
24 | 2695602.9649 | 1263026.6582
25 | 2695635.7914 | 1262911.4538
26 | 2695665.668 | 1262950.746
27 | 2695617.0386 | 1262893.1325
28 | 2695654.075 | 1262888.7862
29 | 2695683.9666 | 1262947.7186
30 | 2695713.4444 | 1262968.2751
31 | 2695762.338 | 1262937.9181
32 | 2695795.5907 | 1262931.3288
33 | 2695822.1902 | 1262926.0444
34 | 2695842.9385 | 1262921.9224
35 | 2695864.0893 | 1262917.7205
36 | 2695696.1612 | 1262990.5803
37 | 2695883.0405 | 1262913.9555
38 | 2695487.6565 | 1262791.9326
39 | 2695469.8391 | 1262799.3989
40 | 2695498.5293 | 1262787.3764
41 | 2695455.2446 | 1262805.5147
42 | 2695505.2635 | 1262804.2655
43 | 2695510.1007 | 1262782.5766
44 | 2695452.7499 | 1262811.6239
45 | 2695517.3688 | 1262799.6799
46 | 2695496.0269 | 1262808.4956
47 | 2695512.5573 | 1262825.539
48 | 2695528.9074 | 1262774.7756
49 | 2695595.5994 | 1262747.1117
50 | 2695604.5428 | 1262747.1229
51 | 2695591.6811 | 1262748.737
52 | 2695623.1099 | 1262718.1217
53 | 2695611.1009 | 1262688.2477
54 | 2695645.3855 | 1262708.9103
55 | 2695432.8346 | 1262797.7357
56 | 2695417.195 | 1262805.5453
57 | 2695453.7825 | 1262788.9045
58 | 2695423.9315 | 1262822.7679
59 | 2695414.2908 | 1262826.741
60 | 2695431.3972 | 1262819.881
61 | 2695413.3557 | 1262807.1495
62 | 2695629.8854 | 1262736.7952
63 | 2695606.7355 | 1262758.8753
64 | 2695711.9047 | 1262681.8506
65 | 2695719.7074 | 1262700.1917
66 | 2695687.5048 | 1262654.0999
67 | 2695690.4512 | 1262690.6739
68 | 2695654.9538 | 1262671.8656
69 | 2695734.405 | 1262694.2915
70 | 2695702.5938 | 1262707.1656
71 | 2695739.6756 | 1262705.9904
72 | 2695657.4527 | 1262725.5608
73 | 2695662.2397 | 1262737.8014
74 | 2695683.2191 | 1262715.0609
75 | 2695479.8203 | 1262866.7167
76 | 2695483.1492 | 1262865.0381
77 | 2695469.7556 | 1262854.0439
78 | 2695456.9635 | 1262865.1576
79 | 2695456.6611 | 1262821.3802
80 | 2695522.7753 | 1262797.6318
81 | 2695485.7238 | 1262813.214
82 | 2695545.7694 | 1262767.7812
83 | 2695576.8049 | 1262754.9077
84 | 2695606.7883 | 1262677.8925
85 | 2695518.1874 | 1262761.7529
86 | 2695499.3212 | 1262769.7064
87 | 2695664.3071 | 1262701.0858
88 | 2695472.6472 | 1262780.9516
89 | 2695385.8498 | 1262818.6437
90 | 2695398.8227 | 1262813.2218
91 | 2695388.4729 | 1262837.3809
92 | 2695286.933 | 1262915.2901
93 | 2695363.8127 | 1262921.8566
94 | 2695374.1593 | 1262889.1123
95 | 2695376.5424 | 1262842.2976
96 | 2695608.3853 | 1262767.7181
97 | 2695749.5276 | 1262727.8587
98 | 2695664.8763 | 1262744.5433
99 | 2695460.3774 | 1262877.1063
100 | 2695458.5707 | 1262878.0718
101 | 2695438.7519 | 1262887.3714
102 | 2695501.7043 | 1262855.6818
103 | 2695423.1662 | 1262894.6409
104 | 2695514.7595 | 1262849.0988
105 | 2695410.9759 | 1262900.3267
106 | 2695591.8789 | 1262818.1646
107 | 2695575.5583 | 1262822.6954
108 | 2695616.9812 | 1262813.7893
109 | 2695563.819 | 1262826.774
110 | 2695621.5226 | 1262834.9766
111 | 2695631.8706 | 1262809.5421
112 | 2695547.7798 | 1262833.2798
113 | 2695621.5961 | 1262835.3394
114 | 2695608.623 | 1262768.9921
115 | 2695640.7034 | 1262807.0226
116 | 2695544.5179 | 1262834.6028
117 | 2695629.7354 | 1262877.1262
118 | 2695652.4114 | 1262802.8866
119 | 2695676.8614 | 1262792.463
120 | 2695659.2169 | 1262799.9852
121 | 2695676.9876 | 1262792.4092
122 | 2695694.184 | 1262785.0781
123 | 2695658.9227 | 1262819.2696
124 | 2695694.707 | 1262784.8551
125 | 2695659.3307 | 1262820.2962
126 | 2695709.909 | 1262778.3742
127 | 2695720.0103 | 1262774.0678
128 | 2695727.1772 | 1262791.965
129 | 2695728.8281 | 1262770.1608
130 | 2695727.552 | 1262792.901
131 | 2695750.1988 | 1262760.6918
132 | 2695761.9698 | 1262755.4763
133 | 2695769.2098 | 1262771.702
134 | 2695773.0452 | 1262750.917
135 | 2695757.1814 | 1262744.8475
136 | 2695771.9908 | 1262777.9345
137 | 2695780.644 | 1262747.7889
138 | 2695560.5305 | 1262761.6583
139 | 2695512.2302 | 1262946.6298
140 | 2695510.3068 | 1262948.1528
141 | 2695631.9456 | 1262888.6921
142 | 2695611.9063 | 1262894.7041
143 | 2695669.9884 | 1262884.7813
144 | 2695494.0838 | 1262955.9105
145 | 2695504.8706 | 1262944.6733
146 | 2695630.0168 | 1262878.5986
147 | 2695774.7724 | 1262784.1685
148 | 2695887.0886 | 1262960.7259
149 | 2695807.7471 | 1262872.9633
150 | 2695825.8845 | 1262869.3628
151 | 2695793.1177 | 1262875.8675
152 | 2695833.2197 | 1262867.9066
153 | 2695788.2114 | 1262849.9225
154 | 2695793.786 | 1262879.7264
155 | 2695772.1837 | 1262856.0311
156 | 2695785.5361 | 1262839.9254
157 | 2695808.0172 | 1262845.904
158 | 2695799.3901 | 1262909.5632
159 | 2695763.665 | 1262859.2779
160 | 2695785.0472 | 1262838.0987
161 | 2695765.9756 | 1262864.5833
162 | 2695752.2049 | 1262868.2819
163 | 2695802.3615 | 1262926.1248
164 | 2695435.2947 | 1263079.4221
165 | 2695445.6896 | 1263074.5695
166 | 2695406.436 | 1263084.6319
167 | 2695463.6094 | 1263065.8557
168 | 2695394.8507 | 1263043.4226
169 | 2695396.061 | 1263153.743
170 | 2695483.9351 | 1263055.9719
171 | 2695385.4773 | 1263012.2016
172 | 2695435.0363 | 1263022.2264
173 | 2695509.5112 | 1262994.5889
174 | 2695518.8582 | 1263019.0127
175 | 2695482.7743 | 1263099.7584
176 | 2695382.484 | 1263008.139
177 | 2695411.3023 | 1262988.8848
178 | 2695380.5215 | 1262914.5312
179 | 2695490.7773 | 1263052.6447
180 | 2695519.0488 | 1263019.5484
181 | 2695495.4614 | 1263092.2114
182 | 2695418.0992 | 1262985.7957
183 | 2695376.5476 | 1262888.1235
184 | 2695394.9662 | 1262907.7939
185 | 2695640.2884 | 1263028.2294
186 | 2695659.4736 | 1263026.1713
187 | 2695715.2751 | 1263173.8944
188 | 2695639.3795 | 1263018.5251
189 | 2695786.7159 | 1263127.4201
190 | 2695669.1998 | 1263022.4701
191 | 2695661.5467 | 1263039.3415
192 | 2695639.0791 | 1263015.2974
193 | 2695845.1296 | 1263118.2519
194 | 2695893.1803 | 1263110.4577
195 | 2695519.0833 | 1263019.6455
196 | 2695534.4442 | 1263048.9802
197 | 2695538.6831 | 1263058.4786
198 | 2695537.6707 | 1263047.9315
199 | 2695531.6499 | 1263049.858
200 | 2695574.4056 | 1263025.2065
201 | 2695569.2614 | 1263026.5022
202 | 2695577.5019 | 1263046.6517
203 | 2695778.174 | 1262791.1736
204 | 2695781.4832 | 1262797.0911
205 | 2695776.8089 | 1262788.7325
206 | 2695395.4547 | 1262804.8728
207 | 2695663.7718 | 1263006.8585
208 | 2695676.8307 | 1263018.8239
209 | 2695535.0295 | 1263059.843
210 | 2695541.6067 | 1263057.5251
211 | 2695409.5927 | 1262900.9718
212 | 2695649.5516 | 1262884.149
213 | 2695602.906 | 1262897.46
214 | 2695677.6635 | 1262882.8497
215 | 2695695.8216 | 1262879.3041
216 | 2695703.6182 | 1262877.8517
217 | 2695720.3667 | 1262874.7317
218 | 2695728.0263 | 1262873.2394
219 | 2695744.3314 | 1262869.8963
220 | 2695752.8481 | 1262862.3768
221 | 2695724.0109 | 1262867.918
222 | 2695714.5533 | 1262869.7353
223 | 2695733.4504 | 1262866.1042
224 | 2695704.9306 | 1262871.5844
225 | 2695743.0133 | 1262864.2666
226 | 2695695.9652 | 1262873.3072
227 | 2695686.2578 | 1262875.1725
228 | 2695499.2672 | 1262938.0714
229 | 2695495.7262 | 1262930.0181
230 | 2695481.4413 | 1262957.0076
231 | 2695515.0698 | 1262933.6179
232 | 2695474.5556 | 1262960.137
233 | 2695523.4432 | 1262929.6125
234 | 2695468.401 | 1262967.7077
235 | 2695467.4826 | 1262963.3516
236 | 2695531.936 | 1262925.5499
237 | 2695697.2617 | 1262945.519
238 | 2695717.8092 | 1262942.1196
239 | 2695731.695 | 1262939.8223
240 | 2695658.6657 | 1262881.7972
241 | 2695667.6628 | 1262879.4756
242 | 2695676.7732 | 1262877.1247
243 | 2695453.6704 | 1262969.6291
244 | 2695446.7881 | 1262972.757
245 | 2695439.6856 | 1262975.9849
246 | 2695424.9999 | 1262982.6594
247 | 2695527.2707 | 1262842.7901
248 | 2695540.4459 | 1262921.479
249 | 2695548.7417 | 1262917.5107
250 | 2695566.6527 | 1262910.3672
251 | 2695575.6419 | 1262907.0932
252 | 2695815.5148 | 1262923.3959
253 | 2695824.3507 | 1262921.5628
254 | 2695584.2079 | 1262903.9733
255 | 2695418.2765 | 1262990.732
256 | 2695444.0641 | 1262978.8867
257 | 2695890.9522 | 1263097.9332
258 | 2695886.8635 | 1263060.0476
259 | 2695857.8653 | 1262914.6096
260 | 2695849.1025 | 1262916.4276
261 | 2695682.5739 | 1263012.178
262 | 2695689.4651 | 1263008.1529
263 | 2695697.0263 | 1263015.3255
264 | 2695681.861 | 1263032.6587
265 | 2695833.1846 | 1262919.73
266 | 2695617.0386 | 1262893.1325

## line_std_types
| c_nf_per_km | r_ohm_per_km | x_ohm_per_km | max_i_ka | type | q_mm2 | alpha | voltage_rating
NAYY 4x50 SE | 210 | 0.642 | 0.083 | 0.142 | cs | 50 | 0.00403 | LV
NAYY 4x120 SE | 264 | 0.225 | 0.08 | 0.242 | cs | 120 | 0.00403 | LV
NAYY 4x150 SE | 261 | 0.208 | 0.08 | 0.27 | cs | 150 | 0.00403 | LV
NA2XS2Y 1x95 RM/25 12/20 kV | 216 | 0.313 | 0.132 | 0.252 | cs | 95 | 0.00403 | MV
NA2XS2Y 1x185 RM/25 12/20 kV | 273 | 0.161 | 0.117 | 0.362 | cs | 185 | 0.00403 | MV
NA2XS2Y 1x240 RM/25 12/20 kV | 304 | 0.122 | 0.112 | 0.421 | cs | 240 | 0.00403 | MV
NA2XS2Y 1x95 RM/25 6/10 kV | 315 | 0.313 | 0.123 | 0.249 | cs | 95 | 0.00403 | MV
NA2XS2Y 1x185 RM/25 6/10 kV | 406 | 0.161 | 0.11 | 0.358 | cs | 185 | 0.00403 | MV
NA2XS2Y 1x240 RM/25 6/10 kV | 456 | 0.122 | 0.105 | 0.416 | cs | 240 | 0.00403 | MV
NA2XS2Y 1x150 RM/25 12/20 kV | 250 | 0.206 | 0.116 | 0.319 | cs | 150 | 0.00403 | MV
NA2XS2Y 1x120 RM/25 12/20 kV | 230 | 0.253 | 0.119 | 0.283 | cs | 120 | 0.00403 | MV
NA2XS2Y 1x70 RM/25 12/20 kV | 190 | 0.443 | 0.132 | 0.22 | cs | 70 | 0.00403 | MV
NA2XS2Y 1x150 RM/25 6/10 kV | 360 | 0.206 | 0.11 | 0.315 | cs | 150 | 0.00403 | MV
NA2XS2Y 1x120 RM/25 6/10 kV | 340 | 0.253 | 0.113 | 0.28 | cs | 120 | 0.00403 | MV
NA2XS2Y 1x70 RM/25 6/10 kV | 280 | 0.443 | 0.123 | 0.217 | cs | 70 | 0.00403 | MV
N2XS(FL)2Y 1x120 RM/35 64/110 kV | 112 | 0.153 | 0.166 | 0.366 | cs | 120 | 0.00393 | HV
N2XS(FL)2Y 1x185 RM/35 64/110 kV | 125 | 0.099 | 0.156 | 0.457 | cs | 185 | 0.00393 | HV
N2XS(FL)2Y 1x240 RM/35 64/110 kV | 135 | 0.075 | 0.149 | 0.526 | cs | 240 | 0.00393 | HV
N2XS(FL)2Y 1x300 RM/35 64/110 kV | 144 | 0.06 | 0.144 | 0.588 | cs | 300 | 0.00393 | HV
15-AL1/3-ST1A 0.4 | 11 | 1.8769 | 0.35 | 0.105 | ol | 16 | 0.00403 | LV
24-AL1/4-ST1A 0.4 | 11.25 | 1.2012 | 0.335 | 0.14 | ol | 24 | 0.00403 | LV
48-AL1/8-ST1A 0.4 | 12.2 | 0.5939 | 0.3 | 0.21 | ol | 48 | 0.00403 | LV
94-AL1/15-ST1A 0.4 | 13.2 | 0.306 | 0.29 | 0.35 | ol | 94 | 0.00403 | LV
34-AL1/6-ST1A 10.0 | 9.7 | 0.8342 | 0.36 | 0.17 | ol | 34 | 0.00403 | MV
48-AL1/8-ST1A 10.0 | 10.1 | 0.5939 | 0.35 | 0.21 | ol | 48 | 0.00403 | MV
70-AL1/11-ST1A 10.0 | 10.4 | 0.4132 | 0.339 | 0.29 | ol | 70 | 0.00403 | MV
94-AL1/15-ST1A 10.0 | 10.75 | 0.306 | 0.33 | 0.35 | ol | 94 | 0.00403 | MV
122-AL1/20-ST1A 10.0 | 11.1 | 0.2376 | 0.323 | 0.41 | ol | 122 | 0.00403 | MV
149-AL1/24-ST1A 10.0 | 11.25 | 0.194 | 0.315 | 0.47 | ol | 149 | 0.00403 | MV
34-AL1/6-ST1A 20.0 | 9.15 | 0.8342 | 0.382 | 0.17 | ol | 34 | 0.00403 | MV
48-AL1/8-ST1A 20.0 | 9.5 | 0.5939 | 0.372 | 0.21 | ol | 48 | 0.00403 | MV
70-AL1/11-ST1A 20.0 | 9.7 | 0.4132 | 0.36 | 0.29 | ol | 70 | 0.00403 | MV
94-AL1/15-ST1A 20.0 | 10 | 0.306 | 0.35 | 0.35 | ol | 94 | 0.00403 | MV
122-AL1/20-ST1A 20.0 | 10.3 | 0.2376 | 0.344 | 0.41 | ol | 122 | 0.00403 | MV
149-AL1/24-ST1A 20.0 | 10.5 | 0.194 | 0.337 | 0.47 | ol | 149 | 0.00403 | MV
184-AL1/30-ST1A 20.0 | 10.75 | 0.1571 | 0.33 | 0.535 | ol | 184 | 0.00403 | MV
243-AL1/39-ST1A 20.0 | 11 | 0.1188 | 0.32 | 0.645 | ol | 243 | 0.00403 | MV
48-AL1/8-ST1A 110.0 | 8 | 0.5939 | 0.46 | 0.21 | ol | 48 | 0.00403 | HV
70-AL1/11-ST1A 110.0 | 8.4 | 0.4132 | 0.45 | 0.29 | ol | 70 | 0.00403 | HV
94-AL1/15-ST1A 110.0 | 8.65 | 0.306 | 0.44 | 0.35 | ol | 94 | 0.00403 | HV
122-AL1/20-ST1A 110.0 | 8.5 | 0.2376 | 0.43 | 0.41 | ol | 122 | 0.00403 | HV
149-AL1/24-ST1A 110.0 | 8.75 | 0.194 | 0.41 | 0.47 | ol | 149 | 0.00403 | HV
184-AL1/30-ST1A 110.0 | 8.8 | 0.1571 | 0.4 | 0.535 | ol | 184 | 0.00403 | HV
243-AL1/39-ST1A 110.0 | 9 | 0.1188 | 0.39 | 0.645 | ol | 243 | 0.00403 | HV
305-AL1/39-ST1A 110.0 | 9.2 | 0.0949 | 0.38 | 0.74 | ol | 305 | 0.00403 | HV
490-AL1/64-ST1A 110.0 | 9.75 | 0.059 | 0.37 | 0.96 | ol | 490 | 0.00403 | HV
679-AL1/86-ST1A 110.0 | 9.95 | 0.042 | 0.36 | 1.15 | ol | 679 | 0.00403 | HV
490-AL1/64-ST1A 220.0 | 10 | 0.059 | 0.285 | 0.96 | ol | 490 | 0.00403 | HV
679-AL1/86-ST1A 220.0 | 11.7 | 0.042 | 0.275 | 1.15 | ol | 679 | 0.00403 | HV
490-AL1/64-ST1A 380.0 | 11 | 0.059 | 0.253 | 0.96 | ol | 490 | 0.00403 | HV
679-AL1/86-ST1A 380.0 | 14.6 | 0.042 | 0.25 | 1.15 | ol | 679 | 0.00403 | HV

## trafo_std_types
| i0_percent | pfe_kw | vkr_percent | sn_mva | vn_lv_kv | vn_hv_kv | vk_percent | shift_degree | vector_group | tap_side | tap_neutral | tap_min | tap_max | tap_step_degree | tap_step_percent | tap_phase_shifter
160 MVA 380/110 kV | 0.06 | 60 | 0.25 | 160 | 110 | 380 | 12.2 | 0 | Yy0 | hv | 0 | -9 | 9 | 0 | 1.5 | FALSE
100 MVA 220/110 kV | 0.06 | 55 | 0.26 | 100 | 110 | 220 | 12 | 0 | Yy0 | hv | 0 | -9 | 9 | 0 | 1.5 | FALSE
63 MVA 110/20 kV | 0.04 | 22 | 0.32 | 63 | 20 | 110 | 18 | 150 | YNd5 | hv | 0 | -9 | 9 | 0 | 1.5 | FALSE
40 MVA 110/20 kV | 0.05 | 18 | 0.34 | 40 | 20 | 110 | 16.2 | 150 | YNd5 | hv | 0 | -9 | 9 | 0 | 1.5 | FALSE
25 MVA 110/20 kV | 0.07 | 14 | 0.41 | 25 | 20 | 110 | 12 | 150 | YNd5 | hv | 0 | -9 | 9 | 0 | 1.5 | FALSE
63 MVA 110/10 kV | 0.04 | 22 | 0.32 | 63 | 10 | 110 | 18 | 150 | YNd5 | hv | 0 | -9 | 9 | 0 | 1.5 | FALSE
40 MVA 110/10 kV | 0.05 | 18 | 0.34 | 40 | 10 | 110 | 16.2 | 150 | YNd5 | hv | 0 | -9 | 9 | 0 | 1.5 | FALSE
25 MVA 110/10 kV | 0.07 | 14 | 0.41 | 25 | 10 | 110 | 12 | 150 | YNd5 | hv | 0 | -9 | 9 | 0 | 1.5 | FALSE
0.25 MVA 20/0.4 kV | 0.32 | 0.8 | 1.44 | 0.25 | 0.4 | 20 | 6 | 150 | Yzn5 | hv | 0 | -2 | 2 | 0 | 2.5 | FALSE
0.4 MVA 20/0.4 kV | 0.3375 | 1.35 | 1.425 | 0.4 | 0.4 | 20 | 6 | 150 | Dyn5 | hv | 0 | -2 | 2 | 0 | 2.5 | FALSE
0.63 MVA 20/0.4 kV | 0.2619 | 1.65 | 1.206 | 0.63 | 0.4 | 20 | 6 | 150 | Dyn5 | hv | 0 | -2 | 2 | 0 | 2.5 | FALSE
0.25 MVA 10/0.4 kV | 0.24 | 0.6 | 1.2 | 0.25 | 0.4 | 10 | 4 | 150 | Dyn5 | hv | 0 | -2 | 2 | 0 | 2.5 | FALSE
0.4 MVA 10/0.4 kV | 0.2375 | 0.95 | 1.325 | 0.4 | 0.4 | 10 | 4 | 150 | Dyn5 | hv | 0 | -2 | 2 | 0 | 2.5 | FALSE
0.63 MVA 10/0.4 kV | 0.1873 | 1.18 | 1.0794 | 0.63 | 0.4 | 10 | 4 | 150 | Dyn5 | hv | 0 | -2 | 2 | 0 | 2.5 | FALSE

## trafo3w_std_types
| sn_hv_mva | sn_mv_mva | sn_lv_mva | vn_hv_kv | vn_mv_kv | vn_lv_kv | vk_hv_percent | vk_mv_percent | vk_lv_percent | vkr_hv_percent | vkr_mv_percent | vkr_lv_percent | pfe_kw | i0_percent | shift_mv_degree | shift_lv_degree | vector_group | tap_side | tap_neutral | tap_min | tap_max | tap_step_percent
63/25/38 MVA 110/20/10 kV | 63 | 25 | 38 | 110 | 20 | 10 | 10.4 | 10.4 | 10.4 | 0.28 | 0.32 | 0.35 | 35 | 0.89 | 0 | 0 | YN0yn0yn0 | hv | 0 | -10 | 10 | 1.2
63/25/38 MVA 110/10/10 kV | 63 | 25 | 38 | 110 | 10 | 10 | 10.4 | 10.4 | 10.4 | 0.28 | 0.32 | 0.35 | 35 | 0.89 | 0 | 0 | YN0yn0yn0 | hv | 0 | -10 | 10 | 1.2

## fuse_std_types
| fuse_type | i_rated_a | t_avg | t_min | t_total | x_avg | x_min | x_total
HV 100A | HV 100A | 100 | 0 | [10.0, 3.64, 0.854, 0.281, 0.1, 0.0531, 0.022, 0.01] | [10.0, 4.267, 1.21, 0.403, 0.1, 0.058, 0.022, 0.01] | 0 | [300.0, 350.0, 450.0, 550.0, 700.0, 850.0, 1200.0, 1752.0] | [600.0, 700.0, 900.0, 1150.0, 1665.0, 2000.0, 3000.0, 4313.0]
HV 10A | HV 10A | 10 | 0 | [10.0, 1675.0, 0.344, 0.156, 0.1, 0.0417, 0.0171, 0.01] | [10.0, 1.3, 0.3, 0.155, 0.1, 0.0555, 0.023, 0.01] | 0 | [30.0, 32.0, 35.0, 37.0, 39.0, 50.0, 70.0, 88.0] | [60.0, 70.0, 80.0, 87.0, 94.0, 110.0, 150.0, 216.0]
HV 125A | HV 125A | 125 | 0 | [10.0, 1.82, 0.344, 0.1, 0.0467, 0.0269, 0.01] | [10.0, 2.478, 0.426, 0.1, 0.0427, 0.0211, 0.01] | 0 | [375.0, 500.0, 700.0, 925.0, 1200.0, 1500.0, 2341.0] | [750.0, 1000.0, 1500.0, 2200.0, 3000.0, 4000.0, 5765.0]
HV 160A | HV 160A | 160 | 0 | [10.0, 4.15, 1.03, 0.198, 0.1, 0.051, 0.0172, 0.01] | [10.0, 2.3, 0.734, 0.274, 0.1, 0.046, 0.0177, 0.01] | 0 | [480.0, 550.0, 700.0, 1000.0, 1260.0, 1600.0, 2500.0, 3227.0] | [960.0, 1300.0, 1700.0, 2200.0, 2996.0, 4000.0, 6000.0, 7946.0]
HV 16A | HV 16A | 16 | 0 | [10.0, 0.352, 0.164, 0.1, 0.0649, 0.0342, 0.01] | [10.0, 2.34, 0.722, 0.181, 0.1, 0.055, 0.0296, 0.01] | 0 | [48.0, 60.0, 65.0, 71.0, 80.0, 100.0, 162.0] | [96.0, 110.0, 125.0, 150.0, 168.0, 200.0, 250.0, 398.0]
HV 200A | HV 200A | 200 | 0 | [10.0, 4.267, 1.21, 0.403, 0.1, 0.058, 0.022, 0.01] | [10.0, 3.73, 1.654, 0.328, 0.1, 0.0531, 0.019, 0.01] | 0 | [600.0, 700.0, 900.0, 1150.0, 1665.0, 2000.0, 3000.0, 4313.0] | [1200.0, 1500.0, 1800.0, 2700.0, 3960.0, 5000.0, 7500.0, 10620.0]
HV 20A | HV 20A | 20 | 0 | [10.0, 1.3, 0.3, 0.155, 0.1, 0.0555, 0.023, 0.01] | [10.0, 1.3, 0.161, 0.1, 0.0611, 0.0399, 0.0141, 0.01] | 0 | [60.0, 70.0, 80.0, 87.0, 94.0, 110.0, 150.0, 216.0] | [120.0, 150.0, 200.0, 223.0, 260.0, 300.0, 450.0, 532.0]
HV 25A | HV 25A | 25 | 0 | [10.0, 2.512, 0.833, 0.299, 0.1, 0.0372, 0.0223, 0.01] | [10.0, 3.125, 0.597, 0.198, 0.1, 0.0378, 0.022, 0.01] | 0 | [75.0, 82.0, 90.0, 100.0, 124.0, 170.0, 200.0, 289.0] | [150.0, 170.0, 210.0, 250.0, 294.0, 400.0, 500.0, 711.0]
HV 31.5A | HV 31.5A | 31.5 | 0 | [10.0, 2.34, 0.722, 0.181, 0.1, 0.055, 0.0296, 0.01] | [10.0, 2.84, 0.368, 0.164, 0.1, 0.0621, 0.0378, 0.0195, 0.01] | 0 | [95.0, 110.0, 125.0, 150.0, 165.0, 200.0, 250.0, 390.0] | [189.0, 220.0, 300.0, 350.0, 393.0, 450.0, 530.0, 700.0, 960.0]
HV 40A | HV 40A | 40 | 0 | [10.0, 1.3, 0.161, 0.1, 0.0611, 0.0399, 0.0141, 0.01] | [10.0, 2.05, 0.369, 0.198, 0.1, 0.051, 0.0298, 0.01] | 0 | [120.0, 150.0, 200.0, 223.0, 260.0, 300.0, 450.0, 532.0] | [240.0, 300.0, 400.0, 450.0, 530.0, 650.0, 800.0, 1311.0]
HV 50A | HV 50A | 50 | 0 | [10.0, 3.215, 0.597, 0.198, 0.1, 0.0378, 0.022, 0.01] | [10.0, 3.64, 0.854, 0.281, 0.1, 0.0531, 0.022, 0.01] | 0 | [150.0, 170.0, 210.0, 250.0, 294.0, 400.0, 500.0, 711.0] | [300.0, 350.0, 450.0, 550.0, 700.0, 850.0, 1200.0, 1752.0]
HV 6.3A | HV 6.3A | 6.3 | 0 | [10.0, 1.39, 0.344, 0.168, 0.1, 0.056, 0.0263, 0.01] | [10.0, 1.711, 0.516, 0.198, 0.1, 0.0634, 0.0303, 0.01] | 0 | [19.0, 19.5, 20.4, 20.8, 22.0, 25.0, 32.0, 48.0] | [38.0, 40.0, 43.0, 48.0, 53.0, 60.0, 75.0, 118.0]
HV 63A | HV 63A | 63 | 0 | [10.0, 2.84, 0.368, 0.164, 0.1, 0.0621, 0.0378, 0.0195, 0.01] | [10.0, 1.82, 0.344, 0.1, 0.0467, 0.0269, 0.01] | 0 | [189.0, 220.0, 300.0, 350.0, 393.0, 450.0, 530.0, 700.0, 961.0] | [378.0, 500.0, 700.0, 934.0, 1200.0, 1500.0, 2366.0]
HV 80A | HV 80A | 80 | 0 | [10.0, 2.05, 0.369, 0.198, 0.1, 0.051, 0.0298, 0.01] | [10.0, 4.15, 1.03, 0.198, 0.1, 0.051, 0.0172, 0.01] | 0 | [240.0, 300.0, 400.0, 450.0, 530.0, 650.0, 800.0, 1311.0] | [480.0, 550.0, 700.0, 1000.0, 1260.0, 1600.0, 2500.0, 3227.0]
Siemens NH-1-100 | Siemens NH-1-100 | 100 | [5400.0, 2000.0, 400.0, 20.0, 1.0, 0.2, 0.012, 0.004] | 0 | 0 | [150.0, 190.0, 250.0, 430.0, 900.0, 1250.0, 2700.0, 3600.0] | 0 | 0
Siemens NH-1-125 | Siemens NH-1-125 | 125 | [4800.0, 120.0, 7.0, 0.1, 0.004] | 0 | 0 | [180.0, 400.0, 740.0, 2000.0, 4250.0] | 0 | 0
Siemens NH-1-16 | Siemens NH-1-16 | 16 | [4000.0, 400.0, 2.0, 0.1, 0.04, 0.01] | 0 | 0 | [26.0, 35.0, 75.0, 150.0, 200.0, 300.0] | 0 | 0
Siemens NH-1-160 | Siemens NH-1-160 | 160 | [4800.0, 120.0, 7.0, 0.1, 0.004] | 0 | 0 | [210.0, 500.0, 900.0, 2300.0, 5000.0] | 0 | 0
Siemens NH-1-25 | Siemens NH-1-25 | 25 | [4000.0, 1000.0, 10.0, 0.2, 0.02, 0.01] | 0 | 0 | [40.0, 50.0, 100.0, 210.0, 400.0, 500.0] | 0 | 0
Siemens NH-1-50 | Siemens NH-1-50 | 50 | [4000.0, 40.0, 4.0, 1.0, 0.02, 0.01] | 0 | 0 | [86.0, 200.0, 300.0, 400.0, 1000.0, 1280.0] | 0 | 0
Siemens NH-1-63 | Siemens NH-1-63 | 63 | [4000.0, 100.0, 10.0, 2.0, 0.04, 0.01] | 0 | 0 | [100.0, 200.0, 300.0, 400.0, 1000.0, 1500.0] | 0 | 0
Siemens NH-1-80 | Siemens NH-1-80 | 80 | [4800.0, 120.0, 7.0, 0.1, 0.01] | 0 | 0 | [150.58, 250.0, 450.0, 1150.0, 2470.0] | 0 | 0
Siemens NH-2-1000 | Siemens NH-2-1000 | 1000 | [4800.0, 120.0, 7.0, 0.1, 0.004] | 0 | 0 | [1900.0, 3500.0, 8400.0, 24000.0, 52000.0] | 0 | 0
Siemens NH-2-200 | Siemens NH-2-200 | 200 | [4800.0, 120.0, 7.0, 0.1, 0.004] | 0 | 0 | [280.0, 650.0, 1200.0, 3000.0, 7000.0] | 0 | 0
Siemens NH-2-224 | Siemens NH-2-224 | 224 | [4800.0, 120.0, 7.0, 0.2, 0.04, 0.004] | 0 | 0 | [400.0, 750.0, 1453.0, 3025.0, 4315.0, 7600.0] | 0 | 0
Siemens NH-2-250 | Siemens NH-2-250 | 250 | [4800.0, 120.0, 7.0, 0.1, 0.004] | 0 | 0 | [450.0, 800.0, 1650.0, 4000.0, 8500.0] | 0 | 0
Siemens NH-2-315 | Siemens NH-2-315 | 315 | [4800.0, 120.0, 7.0, 0.1, 0.004] | 0 | 0 | [550.0, 920.0, 1900.0, 5000.0, 11000.0] | 0 | 0
Siemens NH-2-355 | Siemens NH-2-355 | 355 | [4800.0, 120.0, 6.0, 0.1, 0.004] | 0 | 0 | [650.0, 1116.27, 2350.0, 5840.0, 12790.0] | 0 | 0
Siemens NH-2-400 | Siemens NH-2-400 | 400 | [4800.0, 120.0, 7.0, 0.1, 0.004] | 0 | 0 | [720.0, 1350.0, 2800.0, 6500.0, 15000.0] | 0 | 0
Siemens NH-2-425 | Siemens NH-2-425 | 425 | [4800.0, 120.0, 7.0, 0.1, 0.004] | 0 | 0 | [850.0, 1500.0, 3050.0, 7500.0, 16500.0] | 0 | 0
Siemens NH-2-630 | Siemens NH-2-630 | 630 | [4800.0, 120.0, 7.0, 0.1, 0.004] | 0 | 0 | [1200.0, 2000.0, 4800.0, 12000.0, 26000.0] | 0 | 0

## res_bus
| vm_pu | va_degree | p_mw | q_mvar
0 | 0.98632 | -0.26222 | 0.0058124 | 0.0014567
1 | 0.9864 | -0.26065 | 0 | 0
2 | 0.98693 | -0.25179 | 0.0036627 | 0.00091795
3 | 0.98702 | -0.24994 | 0.0026747 | 0.00067036
4 | 0.98543 | -0.27951 | 0.0049547 | 0.0012418
5 | 0.9894 | -0.20255 | 0.021217 | 0.0053175
6 | 0.98577 | -0.27293 | 0 | 0
7 | 0.98717 | -0.24698 | 0.0020405 | 0.0005114
8 | 0.98436 | -0.30039 | 0 | 0
9 | 0.99194 | -0.15349 | 0 | 0
10 | 0.98397 | -0.30807 | 0 | 0
11 | 0.98357 | -0.31588 | 0.0025826 | 0.00064726
12 | 0.98563 | -0.27573 | 0.0037309 | 0.00093506
13 | 0.98531 | -0.28193 | 0 | 0
14 | 0.98565 | -0.27535 | 0.0033382 | 0.00083662
15 | 0.98738 | -0.24299 | 0.0020801 | 0.00052132
16 | 0.98422 | -0.30322 | 0.0016715 | 0.00041893
17 | 0.98383 | -0.31079 | 0 | 0
18 | 0.9956 | -0.083447 | 0 | 0
19 | 0.98373 | -0.31267 | 0.0031587 | 0.00079165
20 | 0.98284 | -0.33007 | 0 | 0
21 | 0.98343 | -0.31857 | 0.0025593 | 0.00064142
22 | 0.98491 | -0.28974 | 0.0017961 | 0.00045016
23 | 0.98519 | -0.28429 | 0.0019748 | 0.00049493
24 | 0.98558 | -0.27674 | 0.0023069 | 0.00057817
25 | 0.99557 | -0.084012 | 0.001612 | 0.00040401
26 | 0.98408 | -0.30593 | 0.0021168 | 0.00053053
27 | 0.99677 | -0.061003 | 0 | 0
28 | 0.99519 | -0.091378 | 0.0016061 | 0.00040253
29 | 0.9839 | -0.30939 | 0.0031709 | 0.00079469
30 | 0.98262 | -0.33434 | 0.0021192 | 0.00053113
31 | 0.98199 | -0.34677 | 0.0049313 | 0.0012359
32 | 0.98159 | -0.35454 | 0.0034255 | 0.00085851
33 | 0.98136 | -0.35908 | 0.0014203 | 0.00035596
34 | 0.9812 | -0.36208 | 0.0022328 | 0.00055959
35 | 0.98109 | -0.36426 | 0.00113 | 0.00028319
36 | 0.98257 | -0.33535 | 0.0017126 | 0.00042922
37 | 0.98101 | -0.36582 | 0 | 0
38 | 0.97536 | -0.47402 | 0.010907 | 0.0027336
39 | 0.97504 | -0.48039 | 0.0048776 | 0.0012224
40 | 0.97559 | -0.46966 | 0 | 0
41 | 0.97479 | -0.48533 | 0 | 0
42 | 0.97534 | -0.47452 | 0 | 0
43 | 0.97586 | -0.46437 | 0.0037685 | 0.00094448
44 | 0.97464 | -0.48825 | 0 | 0
45 | 0.97527 | -0.47591 | 0.0029211 | 0.00073209
46 | 0.97527 | -0.47586 | 0.003596 | 0.00090124
47 | 0.97531 | -0.47517 | 0.0015648 | 0.00039217
48 | 0.97631 | -0.45548 | 0.0037713 | 0.00094518
49 | 0.97804 | -0.42156 | 0 | 0
50 | 0.97834 | -0.41563 | 0 | 0
51 | 0.97793 | -0.42368 | 0.0033311 | 0.00083485
52 | 0.98085 | -0.36688 | 0 | 0
53 | 0.98082 | -0.36744 | 0 | 0
54 | 0.98087 | -0.36646 | 0.0051559 | 0.0012922
55 | 0.97223 | -0.53571 | 0 | 0
56 | 0.97292 | -0.52219 | 0 | 0
57 | 0.97134 | -0.55333 | 0.012009 | 0.0030099
58 | 0.97401 | -0.50071 | 0 | 0
59 | 0.97388 | -0.50329 | 0.0074997 | 0.0018796
60 | 0.97429 | -0.49509 | 0.0048012 | 0.0012033
61 | 0.97284 | -0.52381 | 0.017753 | 0.0044493
62 | 0.97908 | -0.40117 | 0.0050699 | 0.0012706
63 | 0.97825 | -0.41742 | 0.0030176 | 0.00075629
64 | 0.98145 | -0.35499 | 0 | 0
65 | 0.98194 | -0.34556 | 0 | 0
66 | 0.98049 | -0.3738 | 0 | 0
67 | 0.98121 | -0.35974 | 0.0025507 | 0.00063926
68 | 0.97997 | -0.38408 | 0.014869 | 0.0037264
69 | 0.9825 | -0.3347 | 0 | 0
70 | 0.98137 | -0.35653 | 0.0016474 | 0.00041287
71 | 0.98295 | -0.32588 | 0.0017319 | 0.00043404
72 | 0.97991 | -0.38492 | 0 | 0
73 | 0.9798 | -0.38708 | 0.0031206 | 0.00078211
74 | 0.98074 | -0.36884 | 0.0031222 | 0.00078249
75 | 0.98106 | -0.36336 | 0 | 0
76 | 0.98123 | -0.36006 | 0.0066777 | 0.0016736
77 | 0.98015 | -0.38106 | 0 | 0
78 | 0.97928 | -0.39815 | 0.0099671 | 0.002498
79 | 0.9746 | -0.48896 | 0.0037138 | 0.00093076
80 | 0.97525 | -0.47622 | 0.0029227 | 0.0007325
81 | 0.97523 | -0.47661 | 0.0035951 | 0.00090102
82 | 0.97673 | -0.44727 | 0.0024561 | 0.00061556
83 | 0.97753 | -0.43153 | 0.0028077 | 0.00070369
84 | 0.98081 | -0.36763 | 0.00095436 | 0.00023918
85 | 0.97019 | -0.57618 | 0.0048973 | 0.0012274
86 | 0.97028 | -0.57432 | 0.013092 | 0.0032812
87 | 0.98099 | -0.36419 | 0.0026347 | 0.00066032
88 | 0.97077 | -0.56468 | 0.012004 | 0.0030086
89 | 0.97276 | -0.52522 | 0.00167 | 0.00041854
90 | 0.97279 | -0.52479 | 0 | 0
91 | 0.97372 | -0.50634 | 0.0033643 | 0.00084318
92 | 0.97603 | -0.46202 | 0 | 0
93 | 0.97667 | -0.44936 | 0 | 0
94 | 0.97545 | -0.47342 | 0.0025026 | 0.00062721
95 | 0.97369 | -0.50695 | 0.0025735 | 0.00064497
96 | 0.97821 | -0.41826 | 0.0031501 | 0.00078949
97 | 0.98381 | -0.30928 | 0.00092074 | 0.00023076
98 | 0.97977 | -0.38785 | 0.0059262 | 0.0014852
99 | 0.97877 | -0.40822 | 0.0022205 | 0.00055651
100 | 0.97877 | -0.40813 | 0 | 0
101 | 0.97803 | -0.42276 | 0.0063598 | 0.0015939
102 | 0.9823 | -0.33918 | 0.0056528 | 0.0014167
103 | 0.97754 | -0.43227 | 0.0049836 | 0.001249
104 | 0.98313 | -0.32303 | 0.0014047 | 0.00035204
105 | 0.97723 | -0.4385 | 0.0047582 | 0.0011925
106 | 0.98879 | -0.21336 | 0.01364 | 0.0034186
107 | 0.9875 | -0.23839 | 0.0057249 | 0.0014348
108 | 0.99106 | -0.1698 | 0 | 0
109 | 0.98661 | -0.25545 | 0 | 0
110 | 0.99236 | -0.14495 | 0.0026343 | 0.00066021
111 | 0.9904 | -0.1823 | 0.0022634 | 0.00056726
112 | 0.98538 | -0.27927 | 0.0059031 | 0.0014795
113 | 0.99238 | -0.14452 | 0.0045939 | 0.0011513
114 | 0.97821 | -0.41831 | 0.0020268 | 0.00050796
115 | 0.99002 | -0.18965 | 0.0022358 | 0.00056035
116 | 0.98515 | -0.28375 | 0.002521 | 0.00063182
117 | 0.99499 | -0.094818 | 0.0013127 | 0.00032899
118 | 0.9895 | -0.19951 | 0 | 0
119 | 0.98843 | -0.22006 | 0.0017994 | 0.00045098
120 | 0.9892 | -0.20528 | 0.0027415 | 0.0006871
121 | 0.98843 | -0.22017 | 0.0024236 | 0.00060741
122 | 0.98769 | -0.23431 | 0.0024041 | 0.00060252
123 | 0.98944 | -0.20076 | 0.0020704 | 0.00051888
124 | 0.98767 | -0.23474 | 0.0016157 | 0.00040493
125 | 0.98944 | -0.2008 | 0.0018994 | 0.00047603
126 | 0.98703 | -0.24702 | 0.0022945 | 0.00057507
127 | 0.98661 | -0.2551 | 0 | 0
128 | 0.98656 | -0.25608 | 0.0015277 | 0.00038289
129 | 0.98625 | -0.26211 | 0.001448 | 0.00036289
130 | 0.98656 | -0.2561 | 0.0012937 | 0.00032423
131 | 0.98537 | -0.27899 | 0.0018093 | 0.00045346
132 | 0.9849 | -0.28821 | 0 | 0
133 | 0.98484 | -0.2894 | 0.00074295 | 0.0001862
134 | 0.98488 | -0.2886 | 0.00074355 | 0.00018635
135 | 0.98448 | -0.29634 | 0.0010478 | 0.0002626
136 | 0.98482 | -0.28976 | 0.00074419 | 0.00018651
137 | 0.98487 | -0.28875 | 0.0010409 | 0.00026088
138 | 0.9771 | -0.43995 | 0.0053632 | 0.0013442
139 | 0.99429 | -0.10934 | 0.002341 | 0.0005867
140 | 0.99429 | -0.10924 | 0 | 0
141 | 0.99572 | -0.080989 | 0 | 0
142 | 0.99727 | -0.05155 | 0.0013279 | 0.0003328
143 | 0.99498 | -0.095402 | 0.001578 | 0.00039549
144 | 0.99415 | -0.11201 | 0.0019448 | 0.00048741
145 | 0.99436 | -0.10798 | 0 | 0
146 | 0.99508 | -0.093066 | 0.0020265 | 0.00050789
147 | 0.9848 | -0.29004 | 0.00074371 | 0.00018639
148 | 0.98081 | -0.36974 | 0.0044608 | 0.001118
149 | 0.99197 | -0.15348 | 0.0012696 | 0.0003182
150 | 0.99192 | -0.15442 | 0.0013487 | 0.00033802
151 | 0.99203 | -0.15239 | 0 | 0
152 | 0.99191 | -0.15462 | 0.0015127 | 0.00037912
153 | 0.99227 | -0.14762 | 0 | 0
154 | 0.992 | -0.15281 | 0.0015111 | 0.00037871
155 | 0.99249 | -0.14329 | 0.0012705 | 0.00031841
156 | 0.99224 | -0.14814 | 0.0015798 | 0.00039594
157 | 0.99225 | -0.14803 | 0.0011695 | 0.0002931
158 | 0.99188 | -0.15527 | 0 | 0
159 | 0.99262 | -0.14079 | 0.0013598 | 0.00034079
160 | 0.99224 | -0.14818 | 0.0012869 | 0.00032253
161 | 0.99437 | -0.10723 | 0.0015319 | 0.00038393
162 | 0.99439 | -0.10684 | 0.0015016 | 0.00037635
163 | 0.99181 | -0.15663 | 0 | 0
164 | 0.98696 | -0.25107 | 0.0024099 | 0.00060398
165 | 0.98684 | -0.2534 | 0.0028601 | 0.00071682
166 | 0.98734 | -0.24365 | 0 | 0
167 | 0.98669 | -0.25643 | 0.0026879 | 0.00067364
168 | 0.98815 | -0.228 | 0 | 0
169 | 0.98694 | -0.25155 | 0 | 0
170 | 0.98657 | -0.25879 | 0.0022063 | 0.00055295
171 | 0.98924 | -0.20682 | 0 | 0
172 | 0.98763 | -0.23807 | 0.0019579 | 0.0004907
173 | 0.98476 | -0.29269 | 0 | 0
174 | 0.98452 | -0.29738 | 0.0020979 | 0.00052577
175 | 0.98628 | -0.26441 | 0.0030541 | 0.00076543
176 | 0.98939 | -0.20393 | 0 | 0
177 | 0.99041 | -0.18405 | 0.0017929 | 0.00044935
178 | 0.97679 | -0.44716 | 0.0051903 | 0.0013008
179 | 0.98654 | -0.25928 | 0.0036061 | 0.00090377
180 | 0.98451 | -0.29746 | 0.0011108 | 0.0002784
181 | 0.98624 | -0.26519 | 0.0029662 | 0.0007434
182 | 0.99065 | -0.17954 | 0.0015624 | 0.00039157
183 | 0.97544 | -0.47361 | 0.0041159 | 0.0010315
184 | 0.97696 | -0.44372 | 0.0039699 | 0.00099496
185 | 0.98289 | -0.32917 | 0 | 0
186 | 0.98271 | -0.33271 | 0 | 0
187 | 0.98245 | -0.33771 | 0 | 0
188 | 0.983 | -0.32691 | 0.0019003 | 0.00047626
189 | 0.98223 | -0.34213 | 0.001436 | 0.00035989
190 | 0.98263 | -0.33425 | 0 | 0
191 | 0.98268 | -0.33318 | 0.0019242 | 0.00048226
192 | 0.98305 | -0.32605 | 0.0014584 | 0.00036551
193 | 0.98216 | -0.34347 | 0 | 0
194 | 0.9821 | -0.34457 | 0 | 0
195 | 0.98451 | -0.29748 | 0.00090679 | 0.00022726
196 | 0.98431 | -0.30143 | 0 | 0
197 | 0.98429 | -0.30187 | 0 | 0
198 | 0.9843 | -0.30157 | 0.0023212 | 0.00058174
199 | 0.98431 | -0.30149 | 0.001167 | 0.00029248
200 | 0.98513 | -0.28551 | 0 | 0
201 | 0.98512 | -0.28565 | 0.0014467 | 0.00036257
202 | 0.98509 | -0.28617 | 0.00155 | 0.00038848
203 | 0.98479 | -0.29025 | 0.00074279 | 0.00018616
204 | 0.98479 | -0.29034 | 0.00074355 | 0.00018635
205 | 0.9848 | -0.29017 | 0 | 0
206 | 0.97277 | -0.52507 | 0.0017012 | 0.00042637
207 | 0.98261 | -0.33468 | 0.0014156 | 0.00035479
208 | 0.98258 | -0.33529 | 0 | 0
209 | 0.98428 | -0.30195 | 0.0011721 | 0.00029377
210 | 0.98428 | -0.30194 | 0.0012041 | 0.00030178
211 | 0.9772 | -0.43907 | 0.0048077 | 0.0012049
212 | 0.99518 | -0.091474 | 0.001348 | 0.00033783
213 | 0.99815 | -0.034951 | 0.0017416 | 0.00043649
214 | 0.99489 | -0.097123 | 0.0016077 | 0.00040293
215 | 0.99471 | -0.10062 | 0.0015882 | 0.00039805
216 | 0.99464 | -0.1019 | 0.0014399 | 0.00036088
217 | 0.99452 | -0.10422 | 0.0015681 | 0.000393
218 | 0.99448 | -0.10507 | 0.0015593 | 0.00039079
219 | 0.99441 | -0.10641 | 0.0015527 | 0.00038914
220 | 0.9928 | -0.13741 | 0.00098415 | 0.00024665
221 | 0.99332 | -0.12736 | 0.0014532 | 0.00036421
222 | 0.99351 | -0.12356 | 0.00093963 | 0.00023549
223 | 0.99313 | -0.13091 | 0.0014456 | 0.00036229
224 | 0.99372 | -0.11954 | 0.0013507 | 0.00033852
225 | 0.99296 | -0.13425 | 0.0015574 | 0.00039033
226 | 0.99393 | -0.11557 | 0.0014759 | 0.0003699
227 | 0.99416 | -0.11102 | 0.0014889 | 0.00037316
228 | 0.99433 | -0.10854 | 0.0011161 | 0.00027971
229 | 0.99431 | -0.10894 | 0.0025442 | 0.00063763
230 | 0.99322 | -0.12998 | 0.0015525 | 0.00038908
231 | 0.99521 | -0.091663 | 0.0024213 | 0.00060683
232 | 0.9929 | -0.13603 | 0.0016484 | 0.00041313
233 | 0.99575 | -0.081213 | 0.0017973 | 0.00045046
234 | 0.99398 | -0.1154 | 0.0020431 | 0.00051204
235 | 0.99259 | -0.14203 | 0.0016401 | 0.00041104
236 | 0.99632 | -0.070329 | 0.0017719 | 0.00044408
237 | 0.98381 | -0.31113 | 0.002629 | 0.00065889
238 | 0.98372 | -0.31285 | 0.0022834 | 0.00057227
239 | 0.98369 | -0.31343 | 0.0022834 | 0.00057227
240 | 0.99491 | -0.096682 | 0.0014663 | 0.00036749
241 | 0.99465 | -0.10159 | 0.0014522 | 0.00036396
242 | 0.99441 | -0.10631 | 0.0009344 | 0.00023418
243 | 0.99201 | -0.15331 | 0.0015322 | 0.00038399
244 | 0.99172 | -0.15873 | 0.0016274 | 0.00040786
245 | 0.99145 | -0.1641 | 0.0016338 | 0.00040946
246 | 0.9909 | -0.17475 | 0.001626 | 0.0004075
247 | 0.98394 | -0.30722 | 0.0057027 | 0.0014292
248 | 0.9969 | -0.059141 | 0.0017815 | 0.00044648
249 | 0.99749 | -0.047961 | 0.0016028 | 0.0004017
250 | 0.99874 | -0.023996 | 0.0017539 | 0.00043956
251 | 0.99938 | -0.011847 | 0.0017934 | 0.00044947
252 | 0.99175 | -0.15772 | 0.00092855 | 0.00023272
253 | 0.99172 | -0.1583 | 0.00092855 | 0.00023272
254 | 1 | 0 | -0.5904 | -0.15103
255 | 0.99379 | -0.11901 | 0.0027209 | 0.00068191
256 | 0.99386 | -0.11764 | 0.0020306 | 0.00050891
257 | 0.98209 | -0.34486 | 0.00056813 | 0.00014239
258 | 0.98207 | -0.34533 | 0.00068328 | 0.00017125
259 | 0.99166 | -0.15939 | 0.0008901 | 0.00022308
260 | 0.99167 | -0.15925 | 0.0008901 | 0.00022308
261 | 0.98254 | -0.33606 | 0.001425 | 0.00035713
262 | 0.98251 | -0.33654 | 0.0014272 | 0.00035768
263 | 0.98249 | -0.33691 | 0.0019535 | 0.00048959
264 | 0.98255 | -0.33583 | 0.0020087 | 0.00050342
265 | 0.9917 | -0.15874 | 0.00092922 | 0.00023288
266 | 0.99998 | 149.9956 | 0 | 0

## res_line
| p_from_mw | q_from_mvar | p_to_mw | q_to_mvar | pl_mw | ql_mvar | i_from_ka | i_to_ka | i_ka | vm_from_pu | va_from_degree | vm_to_pu | va_to_degree | loading_percent
0 | -0.0058124 | -0.0014567 | 0.0058129 | 0.0014568 | 4.3321e-07 | 8.5493e-08 | 0.0087689 | 0.0087689 | 0.0087689 | 0.98632 | -0.26222 | 0.9864 | -0.26065 | 2.409
1 | 0.065256 | 0.016422 | -0.065197 | -0.016385 | 5.8763e-05 | 3.7402e-05 | 0.098464 | 0.098464 | 0.098464 | 0.9864 | -0.26065 | 0.98543 | -0.27951 | 27.0506
2 | -0.097226 | -0.024443 | 0.097496 | 0.024616 | 0.0002706 | 0.00017275 | 0.1467 | 0.1467 | 0.1467 | 0.9864 | -0.26065 | 0.9894 | -0.20255 | 40.3009
3 | 0.026157 | 0.0065641 | -0.026142 | -0.0065546 | 1.5302e-05 | 9.4588e-06 | 0.039462 | 0.039462 | 0.039462 | 0.9864 | -0.26065 | 0.98577 | -0.27293 | 10.8413
4 | -0.0036627 | -0.00091795 | 0.003663 | 0.0009178 | 3.2297e-07 | -1.5423e-07 | 0.0055223 | 0.0055222 | 0.0055223 | 0.98693 | -0.25179 | 0.98702 | -0.24994 | 1.5171
5 | -0.0063377 | -0.0015882 | 0.0063386 | 0.0015884 | 8.9213e-07 | 2.3784e-07 | 0.0095546 | 0.0095545 | 0.0095546 | 0.98702 | -0.24994 | 0.98717 | -0.24698 | 2.6249
6 | 0.060242 | 0.015143 | -0.060182 | -0.015105 | 5.9995e-05 | 3.8151e-05 | 0.090983 | 0.090983 | 0.090983 | 0.98543 | -0.27951 | 0.98436 | -0.30039 | 24.9953
7 | -0.11871 | -0.029934 | 0.11899 | 0.030112 | 0.00027946 | 0.00017856 | 0.1786 | 0.1786 | 0.1786 | 0.9894 | -0.20255 | 0.99194 | -0.15349 | 49.0673
8 | 0.0037314 | 0.00093485 | -0.0037309 | -0.00093506 | 4.9749e-07 | -2.1462e-07 | 0.0056325 | 0.0056327 | 0.0056327 | 0.98577 | -0.27293 | 0.98563 | -0.27573 | 1.5474
9 | 0.016765 | 0.0042052 | -0.016758 | -0.004201 | 7.1879e-06 | 4.2189e-06 | 0.025308 | 0.025308 | 0.025308 | 0.98577 | -0.27293 | 0.98531 | -0.28193 | 6.9527
10 | 0.0056459 | 0.0014146 | -0.0056453 | -0.0014145 | 6.5079e-07 | 1.1193e-07 | 0.0085223 | 0.0085224 | 0.0085224 | 0.98577 | -0.27293 | 0.98565 | -0.27535 | 2.3413
11 | -0.0083791 | -0.0020998 | 0.0083807 | 0.0021005 | 1.5919e-06 | 6.785e-07 | 0.01263 | 0.01263 | 0.01263 | 0.98717 | -0.24698 | 0.98738 | -0.24299 | 3.4698
12 | 0.014161 | 0.0035504 | -0.014159 | -0.0035494 | 1.9072e-06 | 1.0795e-06 | 0.021408 | 0.021408 | 0.021408 | 0.98436 | -0.30039 | 0.98422 | -0.30322 | 5.8812
13 | 0.024648 | 0.006194 | -0.024636 | -0.0061865 | 1.2229e-05 | 7.5282e-06 | 0.037265 | 0.037265 | 0.037265 | 0.98436 | -0.30039 | 0.98383 | -0.31079 | 10.2377
14 | 0.021373 | 0.0053607 | -0.021365 | -0.005356 | 7.8147e-06 | 4.7478e-06 | 0.03231 | 0.03231 | 0.03231 | 0.98436 | -0.30039 | 0.98397 | -0.30807 | 8.8764
15 | -0.11899 | -0.030112 | 0.11939 | 0.030369 | 0.00040147 | 0.00025651 | 0.1786 | 0.1786 | 0.1786 | 0.99194 | -0.15349 | 0.9956 | -0.083447 | 49.0673
16 | 0.021365 | 0.005356 | -0.021357 | -0.0053511 | 7.9516e-06 | 4.8312e-06 | 0.03231 | 0.03231 | 0.03231 | 0.98397 | -0.30807 | 0.98357 | -0.31588 | 8.8765
17 | 0.018775 | 0.0047039 | -0.018772 | -0.0047024 | 2.4024e-06 | 1.4368e-06 | 0.028403 | 0.028403 | 0.028403 | 0.98357 | -0.31588 | 0.98343 | -0.31857 | 7.8031
18 | 0.011785 | 0.0029555 | -0.011781 | -0.0029531 | 4.385e-06 | 2.3365e-06 | 0.017799 | 0.017799 | 0.017799 | 0.98531 | -0.28193 | 0.98491 | -0.28974 | 4.8898
19 | 0.0049723 | 0.0012455 | -0.0049717 | -0.0012455 | 5.6026e-07 | 2.1122e-08 | 0.0075089 | 0.007509 | 0.007509 | 0.98531 | -0.28193 | 0.98519 | -0.28429 | 2.0629
20 | 0.0023071 | 0.00057784 | -0.0023069 | -0.00057817 | 1.5273e-07 | -3.3013e-07 | 0.0034829 | 0.003483 | 0.003483 | 0.98565 | -0.27535 | 0.98558 | -0.27674 | 0.95687
21 | -0.010461 | -0.0026218 | 0.010463 | 0.002623 | 2.4525e-06 | 1.2329e-06 | 0.015765 | 0.015765 | 0.015765 | 0.98738 | -0.24299 | 0.98763 | -0.23807 | 4.331
22 | 0.012488 | 0.0031304 | -0.012486 | -0.0031296 | 1.6089e-06 | 8.7676e-07 | 0.01888 | 0.01888 | 0.01888 | 0.98422 | -0.30322 | 0.98408 | -0.30593 | 5.1869
23 | 0.003159 | 0.00079141 | -0.0031587 | -0.00079165 | 2.8181e-07 | -2.3763e-07 | 0.0047778 | 0.0047779 | 0.0047779 | 0.98383 | -0.31079 | 0.98373 | -0.31267 | 1.3126
24 | 0.021477 | 0.0053951 | -0.021457 | -0.0053831 | 1.9741e-05 | 1.2001e-05 | 0.032487 | 0.032488 | 0.032488 | 0.98383 | -0.31079 | 0.98284 | -0.33007 | 8.9252
25 | -0.13655 | -0.034672 | 0.1367 | 0.034767 | 0.00014765 | 9.4375e-05 | 0.20425 | 0.20425 | 0.20425 | 0.9956 | -0.083447 | 0.99677 | -0.061003 | 56.113
26 | 0.015547 | 0.0038998 | -0.015541 | -0.0038964 | 5.8754e-06 | 3.3831e-06 | 0.023238 | 0.023238 | 0.023238 | 0.9956 | -0.083447 | 0.99519 | -0.091378 | 6.384
27 | 0.001612 | 0.00040377 | -0.001612 | -0.00040401 | 4.3337e-08 | -2.3115e-07 | 0.0024093 | 0.0024094 | 0.0024094 | 0.9956 | -0.083447 | 0.99557 | -0.084012 | 0.66191
28 | 0.0038327 | 0.00095971 | -0.0038319 | -0.00095999 | 7.7916e-07 | -2.8321e-07 | 0.0058024 | 0.0058027 | 0.0058027 | 0.98284 | -0.33007 | 0.98262 | -0.33434 | 1.5941
29 | 0.017624 | 0.0044234 | -0.01761 | -0.0044151 | 1.4027e-05 | 8.3122e-06 | 0.026685 | 0.026685 | 0.026685 | 0.98284 | -0.33007 | 0.98199 | -0.34677 | 7.3312
30 | 0.016213 | 0.004061 | -0.016207 | -0.0040576 | 5.7719e-06 | 3.3696e-06 | 0.024531 | 0.024531 | 0.024531 | 0.98343 | -0.31857 | 0.98305 | -0.32605 | 6.7392
31 | 0.0099848 | 0.002503 | -0.0099834 | -0.0025023 | 1.4052e-06 | 6.898e-07 | 0.015085 | 0.015085 | 0.015085 | 0.98491 | -0.28974 | 0.98476 | -0.29269 | 4.1444
32 | 0.0029969 | 0.00075053 | -0.0029967 | -0.00075071 | 1.7349e-07 | -1.7649e-07 | 0.0045263 | 0.0045264 | 0.0045264 | 0.98519 | -0.28429 | 0.98513 | -0.28551 | 1.2435
33 | 0.010369 | 0.002599 | -0.010368 | -0.0025982 | 1.71e-06 | 8.5877e-07 | 0.01568 | 0.01568 | 0.01568 | 0.98408 | -0.30593 | 0.9839 | -0.30939 | 4.3076
34 | 0.37236 | 0.095475 | -0.372 | -0.095245 | 0.00036048 | 0.0002297 | 0.55664 | 0.55664 | 0.55664 | 0.99677 | -0.061003 | 0.99572 | -0.080989 | 30.5847
35 | -0.50906 | -0.13024 | 0.5093 | 0.13039 | 0.00023307 | 0.00014881 | 0.76089 | 0.76089 | 0.76089 | 0.99677 | -0.061003 | 0.99727 | -0.05155 | 41.8072
36 | 0.013935 | 0.0034939 | -0.013932 | -0.0034924 | 2.6716e-06 | 1.4967e-06 | 0.020836 | 0.020836 | 0.020836 | 0.99519 | -0.091378 | 0.99498 | -0.095402 | 5.7243
37 | 0.0071968 | 0.0018035 | -0.0071962 | -0.0018033 | 5.9866e-07 | 2.1201e-07 | 0.010884 | 0.010884 | 0.010884 | 0.9839 | -0.30939 | 0.98381 | -0.31113 | 2.9902
38 | 0.0017127 | 0.00042887 | -0.0017126 | -0.00042922 | 8.1955e-08 | -3.5909e-07 | 0.0025935 | 0.0025936 | 0.0025936 | 0.98262 | -0.33434 | 0.98257 | -0.33535 | 0.71253
39 | 0.012679 | 0.0031792 | -0.012674 | -0.0031766 | 4.6927e-06 | 2.5746e-06 | 0.019213 | 0.019213 | 0.019213 | 0.98199 | -0.34677 | 0.98159 | -0.35454 | 5.2784
40 | 0.0092487 | 0.0023181 | -0.0092467 | -0.0023172 | 1.9991e-06 | 9.367e-07 | 0.01402 | 0.014021 | 0.014021 | 0.98159 | -0.35454 | 0.98136 | -0.35908 | 3.8518
41 | 0.0078264 | 0.0019612 | -0.0078253 | -0.0019608 | 1.1171e-06 | 4.4773e-07 | 0.011867 | 0.011867 | 0.011867 | 0.98136 | -0.35908 | 0.9812 | -0.36208 | 3.2602
42 | 0.0055925 | 0.0014012 | -0.005592 | -0.0014011 | 5.8166e-07 | 9.992e-08 | 0.008481 | 0.0084811 | 0.0084811 | 0.9812 | -0.36208 | 0.98109 | -0.36426 | 2.33
43 | 0.004462 | 0.0011179 | -0.0044617 | -0.0011179 | 3.3183e-07 | -3.16e-08 | 0.0067673 | 0.0067674 | 0.0067674 | 0.98109 | -0.36426 | 0.98101 | -0.36582 | 1.8592
44 | 0.0044617 | 0.0011179 | -0.0044608 | -0.001118 | 8.3191e-07 | -7.9021e-08 | 0.0067674 | 0.0067676 | 0.0067676 | 0.98101 | -0.36582 | 0.98081 | -0.36974 | 1.8592
45 | 0.090221 | 0.022707 | -0.090194 | -0.02269 | 2.7463e-05 | 1.6371e-05 | 0.13768 | 0.13768 | 0.13768 | 0.97536 | -0.47402 | 0.97504 | -0.48039 | 7.5646
46 | -0.10113 | -0.02544 | 0.10115 | 0.025453 | 2.1055e-05 | 1.2739e-05 | 0.15432 | 0.15432 | 0.15432 | 0.97536 | -0.47402 | 0.97559 | -0.46966 | 8.4789
47 | 0.085316 | 0.021468 | -0.085296 | -0.021456 | 2.0129e-05 | 1.1896e-05 | 0.13023 | 0.13023 | 0.13023 | 0.97504 | -0.48039 | 0.97479 | -0.48533 | 7.1556
48 | 0.014604 | 0.0036608 | -0.014601 | -0.0036589 | 3.3818e-06 | 1.9375e-06 | 0.022275 | 0.022275 | 0.022275 | 0.97559 | -0.46966 | 0.97534 | -0.47452 | 6.1196
49 | -0.11575 | -0.029114 | 0.11578 | 0.029132 | 2.9299e-05 | 1.7969e-05 | 0.17659 | 0.17659 | 0.17659 | 0.97559 | -0.46966 | 0.97586 | -0.46437 | 9.7028
50 | 0.085296 | 0.021456 | -0.085284 | -0.021449 | 1.1882e-05 | 7.0224e-06 | 0.13023 | 0.13023 | 0.13023 | 0.97479 | -0.48533 | 0.97464 | -0.48825 | 7.1557
51 | 0.0058442 | 0.0014646 | -0.0058438 | -0.0014645 | 3.859e-07 | 8.5436e-08 | 0.0089161 | 0.0089161 | 0.0089161 | 0.97534 | -0.47452 | 0.97527 | -0.47591 | 2.4495
52 | 0.0071917 | 0.0018024 | -0.0071912 | -0.0018022 | 4.5861e-07 | 1.6673e-07 | 0.010972 | 0.010972 | 0.010972 | 0.97534 | -0.47452 | 0.97527 | -0.47586 | 3.0143
53 | 0.0015648 | 0.00039192 | -0.0015648 | -0.00039217 | 4.8064e-08 | -2.499e-07 | 0.0023873 | 0.0023874 | 0.0023874 | 0.97534 | -0.47452 | 0.97531 | -0.47517 | 0.65587
54 | -0.11955 | -0.030076 | 0.1196 | 0.030108 | 5.0769e-05 | 3.1219e-05 | 0.18234 | 0.18234 | 0.18234 | 0.97586 | -0.46437 | 0.97631 | -0.45548 | 10.0185
55 | 0.08157 | 0.020518 | -0.081543 | -0.020503 | 2.6641e-05 | 1.5624e-05 | 0.12456 | 0.12456 | 0.12456 | 0.97464 | -0.48825 | 0.97429 | -0.49509 | 6.8441
56 | 0.0037139 | 0.00093071 | -0.0037138 | -0.00093076 | 1.2673e-07 | -4.9883e-08 | 0.0056701 | 0.0056702 | 0.0056702 | 0.97464 | -0.48825 | 0.9746 | -0.48896 | 1.5577
57 | 0.0029227 | 0.00073245 | -0.0029227 | -0.0007325 | 4.3113e-08 | -4.4549e-08 | 0.0044593 | 0.0044594 | 0.0044594 | 0.97527 | -0.47591 | 0.97525 | -0.47622 | 1.2251
58 | 0.0035952 | 0.00090096 | -0.0035951 | -0.00090102 | 1.2787e-07 | -5.9567e-08 | 0.0054854 | 0.0054854 | 0.0054854 | 0.97527 | -0.47586 | 0.97523 | -0.47661 | 1.507
59 | -0.12337 | -0.031053 | 0.12342 | 0.031083 | 4.8434e-05 | 2.9856e-05 | 0.18808 | 0.18808 | 0.18808 | 0.97631 | -0.45548 | 0.97673 | -0.44727 | 10.3343
60 | -0.13754 | -0.034681 | 0.13758 | 0.034705 | 3.9064e-05 | 2.4255e-05 | 0.20933 | 0.20933 | 0.20933 | 0.97804 | -0.42156 | 0.97834 | -0.41563 | 11.5019
61 | 0.13754 | 0.034681 | -0.13753 | -0.034672 | 1.3942e-05 | 8.6567e-06 | 0.20933 | 0.20933 | 0.20933 | 0.97804 | -0.42156 | 0.97793 | -0.42368 | 11.5019
62 | -0.14578 | -0.036759 | 0.14588 | 0.036822 | 0.00010097 | 6.2902e-05 | 0.2218 | 0.2218 | 0.2218 | 0.97834 | -0.41563 | 0.97908 | -0.40117 | 12.1868
63 | 0.0081954 | 0.002054 | -0.0081947 | -0.0020537 | 6.9657e-07 | 2.957e-07 | 0.012465 | 0.012465 | 0.012465 | 0.97834 | -0.41563 | 0.97825 | -0.41742 | 3.4244
64 | 0.1342 | 0.033837 | -0.13415 | -0.033806 | 5.0399e-05 | 3.1245e-05 | 0.20427 | 0.20427 | 0.20427 | 0.97793 | -0.42368 | 0.97753 | -0.43153 | 11.2234
65 | 0.00095439 | 0.00023866 | -0.00095437 | -0.00023905 | 2.5326e-08 | -3.9046e-07 | 0.0014477 | 0.0014478 | 0.0014478 | 0.98085 | -0.36688 | 0.98082 | -0.36744 | 0.39776
66 | -0.00095439 | -0.00023866 | 0.00095441 | 0.00023837 | 1.8943e-08 | -2.9213e-07 | 0.0014477 | 0.0014476 | 0.0014477 | 0.98085 | -0.36688 | 0.98087 | -0.36646 | 0.39772
67 | 0.00095437 | 0.00023905 | -0.00095436 | -0.00023918 | 8.8181e-09 | -1.3593e-07 | 0.0014478 | 0.0014479 | 0.0014479 | 0.98082 | -0.36744 | 0.98081 | -0.36763 | 0.39777
68 | -0.0061103 | -0.0015306 | 0.006111 | 0.0015307 | 6.5972e-07 | 1.6374e-07 | 0.0092693 | 0.0092692 | 0.0092693 | 0.98087 | -0.36646 | 0.98099 | -0.36419 | 2.5465
69 | -0.042064 | -0.010564 | 0.042091 | 0.010582 | 2.7158e-05 | 1.7164e-05 | 0.064387 | 0.064387 | 0.064387 | 0.97223 | -0.53571 | 0.97292 | -0.52219 | 17.6887
70 | 0.042064 | 0.010564 | -0.042028 | -0.010542 | 3.5342e-05 | 2.2337e-05 | 0.064387 | 0.064387 | 0.064387 | 0.97223 | -0.53571 | 0.97134 | -0.55333 | 17.6887
71 | 0.021126 | 0.0052949 | -0.021124 | -0.0052939 | 1.629e-06 | 9.9091e-07 | 0.032311 | 0.032311 | 0.032311 | 0.97292 | -0.52219 | 0.97284 | -0.52381 | 8.8766
72 | -0.063217 | -0.015876 | 0.063282 | 0.015918 | 6.4846e-05 | 4.1271e-05 | 0.096698 | 0.096698 | 0.096698 | 0.97292 | -0.52219 | 0.97401 | -0.50071 | 26.5653
73 | 0.030019 | 0.0075322 | -0.030002 | -0.0075221 | 1.6238e-05 | 1.0139e-05 | 0.04599 | 0.04599 | 0.04599 | 0.97134 | -0.55333 | 0.97077 | -0.56468 | 12.6345
74 | 0.01344 | 0.0033688 | -0.013438 | -0.0033678 | 1.6486e-06 | 9.2531e-07 | 0.020533 | 0.020533 | 0.020533 | 0.97401 | -0.50071 | 0.97388 | -0.50329 | 5.6409
75 | -0.076722 | -0.019286 | 0.076742 | 0.019299 | 2.0626e-05 | 1.3001e-05 | 0.11723 | 0.11723 | 0.11723 | 0.97401 | -0.50071 | 0.97429 | -0.49509 | 16.1031
76 | 0.0059387 | 0.0014882 | -0.0059379 | -0.001488 | 8.622e-07 | 2.0441e-07 | 0.0090739 | 0.009074 | 0.009074 | 0.97388 | -0.50329 | 0.97372 | -0.50634 | 2.4929
77 | 0.0033714 | 0.00084456 | -0.0033713 | -0.00084465 | 1.5706e-07 | -9.5033e-08 | 0.0051567 | 0.0051567 | 0.0051567 | 0.97284 | -0.52381 | 0.97279 | -0.52479 | 1.4167
78 | -0.15095 | -0.038093 | 0.15106 | 0.038166 | 0.0001176 | 7.3389e-05 | 0.2295 | 0.2295 | 0.2295 | 0.97908 | -0.40117 | 0.97991 | -0.38492 | 12.6101
79 | 0.0051771 | 0.0012975 | -0.0051769 | -0.0012974 | 2.0919e-07 | 2.095e-08 | 0.0078749 | 0.0078749 | 0.0078749 | 0.97825 | -0.41742 | 0.97821 | -0.41826 | 2.1634
80 | -0.02619 | -0.0065708 | 0.026202 | 0.006578 | 1.1787e-05 | 7.2916e-06 | 0.03971 | 0.03971 | 0.03971 | 0.98145 | -0.35499 | 0.98194 | -0.34556 | 10.9094
81 | 0.014889 | 0.0037383 | -0.014876 | -0.0037306 | 1.3349e-05 | 7.6615e-06 | 0.022577 | 0.022577 | 0.022577 | 0.98145 | -0.35499 | 0.98049 | -0.3738 | 6.2024
82 | 0.011301 | 0.0028325 | -0.011298 | -0.0028311 | 2.5537e-06 | 1.3413e-06 | 0.017134 | 0.017134 | 0.017134 | 0.98145 | -0.35499 | 0.98121 | -0.35974 | 4.7071
83 | -0.19139 | -0.048399 | 0.19149 | 0.048462 | 9.9774e-05 | 6.2855e-05 | 0.29019 | 0.29019 | 0.29019 | 0.98194 | -0.34556 | 0.9825 | -0.3347 | 15.9443
84 | 0.16519 | 0.041821 | -0.1651 | -0.041767 | 8.6955e-05 | 5.4483e-05 | 0.25048 | 0.25048 | 0.25048 | 0.98194 | -0.34556 | 0.98137 | -0.35653 | 13.7624
85 | 0.014876 | 0.0037306 | -0.014869 | -0.0037264 | 7.2814e-06 | 4.1799e-06 | 0.022577 | 0.022577 | 0.022577 | 0.98049 | -0.3738 | 0.97997 | -0.38408 | 6.2025
86 | 0.0087476 | 0.0021919 | -0.0087457 | -0.002191 | 1.8571e-06 | 8.3316e-07 | 0.013266 | 0.013266 | 0.013266 | 0.98121 | -0.35974 | 0.98099 | -0.36419 | 3.6444
87 | -0.19149 | -0.048462 | 0.19157 | 0.048513 | 8.1038e-05 | 5.1051e-05 | 0.29019 | 0.29019 | 0.29019 | 0.9825 | -0.3347 | 0.98295 | -0.32588 | 15.9443
88 | 0.16345 | 0.041354 | -0.16336 | -0.041294 | 9.6491e-05 | 6.0433e-05 | 0.24798 | 0.24798 | 0.24798 | 0.98137 | -0.35653 | 0.98074 | -0.36884 | 13.6252
89 | -0.1933 | -0.048947 | 0.19346 | 0.049045 | 0.00015423 | 9.7184e-05 | 0.29281 | 0.29281 | 0.29281 | 0.98295 | -0.32588 | 0.98381 | -0.30928 | 16.0883
90 | 0.009048 | 0.0022678 | -0.009047 | -0.0022674 | 9.3043e-07 | 4.2992e-07 | 0.01374 | 0.01374 | 0.01374 | 0.97991 | -0.38492 | 0.9798 | -0.38708 | 3.7746
91 | -0.16011 | -0.040434 | 0.16024 | 0.040511 | 0.00012347 | 7.7265e-05 | 0.24324 | 0.24324 | 0.24324 | 0.97991 | -0.38492 | 0.98074 | -0.36884 | 13.365
92 | 0.0059264 | 0.0014853 | -0.0059262 | -0.0014852 | 2.1991e-07 | 4.9568e-08 | 0.0090003 | 0.0090004 | 0.0090004 | 0.9798 | -0.38708 | 0.97977 | -0.38785 | 2.4726
93 | -0.049037 | -0.012348 | 0.049045 | 0.012353 | 7.7382e-06 | 4.9054e-06 | 0.074397 | 0.074397 | 0.074397 | 0.98106 | -0.36336 | 0.98123 | -0.36006 | 20.4388
94 | 0.049037 | 0.012348 | -0.048995 | -0.012322 | 4.1454e-05 | 2.6278e-05 | 0.074397 | 0.074397 | 0.074397 | 0.98106 | -0.36336 | 0.98015 | -0.38106 | 20.4388
95 | -0.055722 | -0.014027 | 0.055778 | 0.014062 | 5.5673e-05 | 3.5368e-05 | 0.084524 | 0.084524 | 0.084524 | 0.98123 | -0.36006 | 0.9823 | -0.33918 | 23.2208
96 | 0.048995 | 0.012322 | -0.048955 | -0.012296 | 3.9957e-05 | 2.533e-05 | 0.074397 | 0.074397 | 0.074397 | 0.98015 | -0.38106 | 0.97928 | -0.39815 | 20.4389
97 | 0.038988 | 0.0097985 | -0.03897 | -0.0097868 | 1.8576e-05 | 1.1711e-05 | 0.059253 | 0.059253 | 0.059253 | 0.97928 | -0.39815 | 0.97877 | -0.40813 | 16.2782
98 | -0.12588 | -0.031698 | 0.12592 | 0.031725 | 4.4103e-05 | 2.7225e-05 | 0.19183 | 0.19182 | 0.19183 | 0.97673 | -0.44727 | 0.9771 | -0.43995 | 10.5399
99 | 0.13134 | 0.033102 | -0.13128 | -0.03307 | 5.2853e-05 | 3.2722e-05 | 0.19999 | 0.19999 | 0.19999 | 0.97753 | -0.43153 | 0.9771 | -0.43995 | 10.9886
100 | -0.0048973 | -0.0012274 | 0.0048977 | 0.0012274 | 4.3315e-07 | 2.4366e-08 | 0.0075111 | 0.007511 | 0.0075111 | 0.97019 | -0.57618 | 0.97028 | -0.57432 | 2.0635
101 | -0.01799 | -0.0045086 | 0.017998 | 0.0045135 | 8.2626e-06 | 4.9303e-06 | 0.027589 | 0.027589 | 0.027589 | 0.97028 | -0.57432 | 0.97077 | -0.56468 | 7.5794
102 | -0.00167 | -0.00041854 | 0.00167 | 0.00041838 | 3.4406e-08 | -1.5253e-07 | 0.0025545 | 0.0025545 | 0.0025545 | 0.97276 | -0.52522 | 0.97279 | -0.52479 | 0.7018
103 | 0.0017012 | 0.00042627 | -0.0017012 | -0.00042637 | 2.2862e-08 | -9.7135e-08 | 0.0026023 | 0.0026023 | 0.0026023 | 0.97279 | -0.52479 | 0.97277 | -0.52507 | 0.71492
104 | 0.0025736 | 0.00064486 | -0.0025735 | -0.00064497 | 7.4845e-08 | -1.126e-07 | 0.0039328 | 0.0039328 | 0.0039328 | 0.97372 | -0.50634 | 0.97369 | -0.50695 | 1.0805
105 | -0.0066222 | -0.0016599 | 0.0066262 | 0.0016611 | 3.9933e-06 | 1.2491e-06 | 0.010096 | 0.010095 | 0.010096 | 0.97603 | -0.46202 | 0.97667 | -0.44936 | 2.7736
106 | 0.0066222 | 0.0016599 | -0.0066186 | -0.0016588 | 3.5956e-06 | 1.1263e-06 | 0.010096 | 0.010096 | 0.010096 | 0.97603 | -0.46202 | 0.97545 | -0.47342 | 2.7737
107 | -0.0066262 | -0.0016611 | 0.0066269 | 0.0016613 | 6.9555e-07 | 2.1738e-07 | 0.010095 | 0.010095 | 0.010095 | 0.97667 | -0.44936 | 0.97679 | -0.44716 | 2.7735
108 | 0.004116 | 0.0010315 | -0.0041159 | -0.0010315 | 3.8215e-08 | -7.8104e-09 | 0.0062787 | 0.0062788 | 0.0062788 | 0.97545 | -0.47342 | 0.97544 | -0.47361 | 1.7249
109 | 0.0020268 | 0.00050795 | -0.0020268 | -0.00050796 | 4.6196e-09 | -1.3313e-08 | 0.0030831 | 0.0030831 | 0.0030831 | 0.97821 | -0.41826 | 0.97821 | -0.41831 | 0.847
110 | -0.19438 | -0.049275 | 0.1945 | 0.049352 | 0.00012096 | 7.6229e-05 | 0.2942 | 0.2942 | 0.2942 | 0.98381 | -0.30928 | 0.98448 | -0.29634 | 16.1648
111 | -0.0022205 | -0.00055651 | 0.0022205 | 0.00055649 | 8.7542e-09 | -2.0143e-08 | 0.0033758 | 0.0033758 | 0.0033758 | 0.97877 | -0.40822 | 0.97877 | -0.40813 | 0.92742
112 | 0.036749 | 0.0092303 | -0.036724 | -0.0092141 | 2.5634e-05 | 1.6131e-05 | 0.055877 | 0.055877 | 0.055877 | 0.97877 | -0.40813 | 0.97803 | -0.42276 | 15.3508
113 | 0.030364 | 0.0076202 | -0.03035 | -0.0076116 | 1.3766e-05 | 8.5944e-06 | 0.046201 | 0.046201 | 0.046201 | 0.97803 | -0.42276 | 0.97754 | -0.43227 | 12.6925
114 | -0.061431 | -0.015479 | 0.061478 | 0.015509 | 4.751e-05 | 3.0221e-05 | 0.093087 | 0.093087 | 0.093087 | 0.9823 | -0.33918 | 0.98313 | -0.32303 | 25.5733
115 | 0.025367 | 0.0063626 | -0.025359 | -0.006358 | 7.5213e-06 | 4.6451e-06 | 0.038615 | 0.038615 | 0.038615 | 0.97754 | -0.43227 | 0.97723 | -0.4385 | 10.6085
116 | -0.062883 | -0.015861 | 0.062931 | 0.015891 | 4.7634e-05 | 3.0308e-05 | 0.095213 | 0.095213 | 0.095213 | 0.98313 | -0.32303 | 0.98394 | -0.30722 | 26.1573
117 | 0.020601 | 0.0051655 | -0.0206 | -0.0051651 | 5.6324e-07 | 3.4135e-07 | 0.03137 | 0.03137 | 0.03137 | 0.97723 | -0.4385 | 0.9772 | -0.43907 | 8.618
118 | 0.083126 | 0.021086 | -0.083026 | -0.021022 | 9.9888e-05 | 6.3711e-05 | 0.12519 | 0.12519 | 0.12519 | 0.98879 | -0.21336 | 0.9875 | -0.23839 | 34.3915
119 | -0.096766 | -0.024504 | 0.096969 | 0.024634 | 0.0002029 | 0.00012953 | 0.14571 | 0.14571 | 0.14571 | 0.98879 | -0.21336 | 0.99106 | -0.1698 | 40.0308
120 | 0.077301 | 0.019587 | -0.077238 | -0.019547 | 6.3315e-05 | 4.0363e-05 | 0.11656 | 0.11656 | 0.11656 | 0.9875 | -0.23839 | 0.98661 | -0.25545 | 32.0216
121 | -0.32715 | -0.083422 | 0.32754 | 0.083672 | 0.000393 | 0.00025012 | 0.4917 | 0.4917 | 0.4917 | 0.99106 | -0.1698 | 0.99236 | -0.14495 | 27.0166
122 | 0.23018 | 0.058788 | -0.23004 | -0.0587 | 0.00013901 | 8.7972e-05 | 0.34599 | 0.34599 | 0.34599 | 0.99106 | -0.1698 | 0.9904 | -0.1823 | 19.0105
123 | 0.077238 | 0.019547 | -0.07715 | -0.019491 | 8.8182e-05 | 5.6216e-05 | 0.11656 | 0.11656 | 0.11656 | 0.98661 | -0.25545 | 0.98538 | -0.27927 | 32.0216
124 | -0.33017 | -0.084332 | 0.33018 | 0.084337 | 6.8206e-06 | 4.3413e-06 | 0.49565 | 0.49565 | 0.49565 | 0.99236 | -0.14495 | 0.99238 | -0.14452 | 27.2336
125 | 0.22777 | 0.058133 | -0.22769 | -0.058082 | 8.0853e-05 | 5.1155e-05 | 0.34259 | 0.34259 | 0.34259 | 0.9904 | -0.1823 | 0.99002 | -0.18965 | 18.8237
126 | 0.071247 | 0.018011 | -0.071231 | -0.018001 | 1.5295e-05 | 9.744e-06 | 0.10764 | 0.10764 | 0.10764 | 0.98538 | -0.27927 | 0.98515 | -0.28375 | 29.5727
127 | -0.33477 | -0.085488 | 0.33558 | 0.086001 | 0.00080637 | 0.00051332 | 0.50254 | 0.50254 | 0.50254 | 0.99238 | -0.14452 | 0.99499 | -0.094818 | 27.6121
128 | 0.22546 | 0.057521 | -0.22535 | -0.057454 | 0.00010738 | 6.7924e-05 | 0.33923 | 0.33923 | 0.33923 | 0.99002 | -0.18965 | 0.9895 | -0.19951 | 18.639
129 | 0.068711 | 0.01737 | -0.068633 | -0.01732 | 7.7247e-05 | 4.9195e-05 | 0.10384 | 0.10384 | 0.10384 | 0.98515 | -0.28375 | 0.98394 | -0.30722 | 28.5266
130 | -0.33689 | -0.08633 | 0.33692 | 0.086349 | 2.8616e-05 | 1.8217e-05 | 0.5045 | 0.5045 | 0.5045 | 0.99499 | -0.094818 | 0.99508 | -0.093066 | 27.7199
131 | 0.00397 | 0.00099483 | -0.0039698 | -0.0009949 | 2.3563e-07 | -7.564e-08 | 0.00597 | 0.0059701 | 0.0059701 | 0.9895 | -0.19951 | 0.98944 | -0.20076 | 1.6401
132 | 0.22138 | 0.056459 | -0.22132 | -0.05642 | 6.1625e-05 | 3.8965e-05 | 0.33326 | 0.33326 | 0.33326 | 0.9895 | -0.19951 | 0.9892 | -0.20528 | 18.311
133 | -0.21842 | -0.055634 | 0.21858 | 0.055733 | 0.00015584 | 9.8509e-05 | 0.32914 | 0.32914 | 0.32914 | 0.98843 | -0.22006 | 0.9892 | -0.20528 | 18.0845
134 | 0.21662 | 0.055183 | -0.21662 | -0.055182 | 1.0962e-06 | 6.9276e-07 | 0.32643 | 0.32643 | 0.32643 | 0.98843 | -0.22006 | 0.98843 | -0.22017 | 17.9356
135 | 0.2142 | 0.054575 | -0.21405 | -0.054483 | 0.00014607 | 9.229e-05 | 0.32278 | 0.32278 | 0.32278 | 0.98843 | -0.22017 | 0.98769 | -0.23431 | 17.7352
136 | 0.21165 | 0.05388 | -0.21164 | -0.053878 | 4.3432e-06 | 2.7433e-06 | 0.31916 | 0.31916 | 0.31916 | 0.98769 | -0.23431 | 0.98767 | -0.23474 | 17.5362
137 | 0.0018994 | 0.00047602 | -0.0018994 | -0.00047603 | 3.38e-09 | -1.2024e-08 | 0.0028565 | 0.0028565 | 0.0028565 | 0.98944 | -0.20076 | 0.98944 | -0.2008 | 0.78475
138 | 0.21003 | 0.053473 | -0.2099 | -0.053394 | 0.00012433 | 7.8517e-05 | 0.31672 | 0.31672 | 0.31672 | 0.98767 | -0.23474 | 0.98703 | -0.24702 | 17.4024
139 | 0.20761 | 0.052819 | -0.20753 | -0.052768 | 8.0821e-05 | 5.1024e-05 | 0.31327 | 0.31327 | 0.31327 | 0.98703 | -0.24702 | 0.98661 | -0.2551 | 17.2124
140 | 0.0028216 | 0.00070695 | -0.0028215 | -0.00070711 | 1.3092e-07 | -1.6239e-07 | 0.0042555 | 0.0042556 | 0.0042556 | 0.98661 | -0.2551 | 0.98656 | -0.25608 | 1.1691
141 | 0.20471 | 0.052061 | -0.20464 | -0.052017 | 6.907e-05 | 4.3589e-05 | 0.30901 | 0.30901 | 0.30901 | 0.98661 | -0.2551 | 0.98625 | -0.26211 | 16.9786
142 | 0.0012937 | 0.00032422 | -0.0012937 | -0.00032423 | 1.4397e-09 | -1.1953e-08 | 0.0019513 | 0.0019513 | 0.0019513 | 0.98656 | -0.25608 | 0.98656 | -0.2561 | 0.53606
143 | 0.20319 | 0.051655 | -0.20302 | -0.05155 | 0.00016504 | 0.00010414 | 0.30683 | 0.30683 | 0.30683 | 0.98625 | -0.26211 | 0.98537 | -0.27899 | 16.8586
144 | 0.20121 | 0.051097 | -0.20113 | -0.051041 | 8.9292e-05 | 5.6328e-05 | 0.30409 | 0.30409 | 0.30409 | 0.98537 | -0.27899 | 0.9849 | -0.28821 | 16.7085
145 | 0.0037175 | 0.00093123 | -0.0037173 | -0.00093132 | 2.1017e-07 | -9.1587e-08 | 0.0056163 | 0.0056164 | 0.0056164 | 0.9849 | -0.28821 | 0.98484 | -0.2894 | 1.543
146 | 0.0017845 | 0.000447 | -0.0017845 | -0.00044713 | 3.2646e-08 | -1.3152e-07 | 0.002696 | 0.0026961 | 0.0026961 | 0.9849 | -0.28821 | 0.98488 | -0.2886 | 0.74067
147 | 0.19562 | 0.049662 | -0.19555 | -0.049614 | 7.6492e-05 | 4.8213e-05 | 0.29578 | 0.29578 | 0.29578 | 0.9849 | -0.28821 | 0.98448 | -0.29634 | 16.2518
148 | 0.0029743 | 0.00074512 | -0.0029743 | -0.00074517 | 5.1685e-08 | -5.3761e-08 | 0.0044939 | 0.0044939 | 0.0044939 | 0.98484 | -0.2894 | 0.98482 | -0.28976 | 1.2346
149 | 0.0010409 | 0.00026078 | -0.0010409 | -0.00026088 | 7.6216e-09 | -9.9693e-08 | 0.0015726 | 0.0015727 | 0.0015727 | 0.98488 | -0.2886 | 0.98487 | -0.28875 | 0.43206
150 | 0.0022301 | 0.00055866 | -0.0022301 | -0.00055873 | 2.9064e-08 | -6.8257e-08 | 0.0033695 | 0.0033695 | 0.0033695 | 0.98482 | -0.28976 | 0.9848 | -0.29004 | 0.92569
151 | -0.002341 | -0.0005867 | 0.002341 | 0.00058667 | 1.1292e-08 | -2.4593e-08 | 0.0035034 | 0.0035034 | 0.0035034 | 0.99429 | -0.10934 | 0.99429 | -0.10924 | 0.96247
152 | 0.0087422 | 0.0021908 | -0.008741 | -0.0021903 | 1.1546e-06 | 5.0568e-07 | 0.013083 | 0.013083 | 0.013083 | 0.99429 | -0.10924 | 0.99415 | -0.11201 | 3.5943
153 | -0.011083 | -0.0027775 | 0.011084 | 0.0027778 | 6.645e-07 | 3.4173e-07 | 0.016586 | 0.016586 | 0.016586 | 0.99429 | -0.10924 | 0.99436 | -0.10798 | 4.5567
154 | 0.032855 | 0.0082622 | -0.032839 | -0.0082519 | 1.6444e-05 | 1.0288e-05 | 0.049109 | 0.049109 | 0.049109 | 0.99572 | -0.080989 | 0.99518 | -0.091474 | 13.4916
155 | 0.33915 | 0.086983 | -0.33895 | -0.086856 | 0.00019853 | 0.00012639 | 0.50753 | 0.50753 | 0.50753 | 0.99572 | -0.080989 | 0.99508 | -0.093066 | 27.8864
156 | -0.51063 | -0.13072 | 0.51104 | 0.13099 | 0.00041085 | 0.00026233 | 0.76287 | 0.76287 | 0.76287 | 0.99727 | -0.05155 | 0.99815 | -0.034951 | 41.9161
157 | 0.012354 | 0.0030969 | -0.012353 | -0.0030963 | 1.0132e-06 | 5.4565e-07 | 0.018476 | 0.018476 | 0.018476 | 0.99498 | -0.095402 | 0.99489 | -0.097123 | 5.0759
158 | 0.0067963 | 0.0017029 | -0.0067952 | -0.0017026 | 1.0967e-06 | 3.3549e-07 | 0.010172 | 0.010172 | 0.010172 | 0.99415 | -0.11201 | 0.99398 | -0.1154 | 2.7946
159 | 0.047083 | 0.011893 | -0.047033 | -0.011862 | 4.9585e-05 | 3.139e-05 | 0.070491 | 0.070491 | 0.070491 | 0.99436 | -0.10798 | 0.99322 | -0.12998 | 19.3656
160 | -0.061827 | -0.015588 | 0.061876 | 0.015619 | 4.8319e-05 | 3.0729e-05 | 0.092555 | 0.092555 | 0.092555 | 0.99436 | -0.10798 | 0.99521 | -0.091663 | 25.4271
161 | 0.0036604 | 0.00091721 | -0.0036603 | -0.00091726 | 9.8411e-08 | -5.047e-08 | 0.0054776 | 0.0054776 | 0.0054776 | 0.99436 | -0.10798 | 0.99433 | -0.10854 | 1.5048
162 | 0.0014864 | 0.00037234 | -0.0014863 | -0.00037239 | 9.4524e-09 | -5.7539e-08 | 0.0022458 | 0.0022458 | 0.0022458 | 0.9848 | -0.29004 | 0.9848 | -0.29017 | 0.61698
163 | 0.0028616 | 0.0007169 | -0.0028614 | -0.00071705 | 1.2777e-07 | -1.5693e-07 | 0.0042924 | 0.0042925 | 0.0042925 | 0.99197 | -0.15348 | 0.99192 | -0.15442 | 1.1793
164 | -0.0041312 | -0.0010351 | 0.0041314 | 0.001035 | 2.1478e-07 | -5.5092e-08 | 0.0061969 | 0.0061969 | 0.0061969 | 0.99197 | -0.15348 | 0.99203 | -0.15239 | 1.7025
165 | 0.0015127 | 0.00037903 | -0.0015127 | -0.00037912 | 1.4441e-08 | -8.7288e-08 | 0.0022692 | 0.0022693 | 0.0022693 | 0.99192 | -0.15442 | 0.99191 | -0.15462 | 0.62342
166 | -0.01021 | -0.0025577 | 0.010213 | 0.0025589 | 2.3226e-06 | 1.1455e-06 | 0.015315 | 0.015315 | 0.015315 | 0.99203 | -0.15239 | 0.99227 | -0.14762 | 4.2074
167 | 0.006079 | 0.0015227 | -0.0060789 | -0.0015227 | 1.221e-07 | 2.7582e-08 | 0.0091181 | 0.0091181 | 0.0091181 | 0.99203 | -0.15239 | 0.992 | -0.15281 | 2.505
168 | -0.014249 | -0.0035701 | 0.014252 | 0.0035717 | 2.9367e-06 | 1.6579e-06 | 0.021368 | 0.021367 | 0.021368 | 0.99227 | -0.14762 | 0.99249 | -0.14329 | 5.8702
169 | 0.0028668 | 0.00071835 | -0.0028667 | -0.00071844 | 7.1723e-08 | -8.7773e-08 | 0.004299 | 0.004299 | 0.004299 | 0.99227 | -0.14762 | 0.99224 | -0.14814 | 1.1811
170 | 0.0011695 | 0.00029286 | -0.0011695 | -0.0002931 | 2.3309e-08 | -2.4613e-07 | 0.0017537 | 0.0017538 | 0.0017538 | 0.99227 | -0.14762 | 0.99225 | -0.14803 | 0.48182
171 | 0.0045678 | 0.001144 | -0.0045673 | -0.001144 | 5.3445e-07 | -4.9861e-08 | 0.0068514 | 0.0068516 | 0.0068516 | 0.992 | -0.15281 | 0.99188 | -0.15527 | 1.8823
172 | -0.015522 | -0.0038902 | 0.015524 | 0.0038912 | 1.8515e-06 | 1.0672e-06 | 0.023272 | 0.023272 | 0.023272 | 0.99249 | -0.14329 | 0.99262 | -0.14079 | 6.3935
173 | 0.0012869 | 0.0003225 | -0.0012869 | -0.00032253 | 2.6411e-09 | -2.2735e-08 | 0.0019299 | 0.0019299 | 0.0019299 | 0.99224 | -0.14814 | 0.99224 | -0.14818 | 0.53019
174 | 0.0045673 | 0.001144 | -0.004567 | -0.001144 | 2.9621e-07 | -2.7584e-08 | 0.0068516 | 0.0068517 | 0.0068517 | 0.99188 | -0.15527 | 0.99181 | -0.15663 | 1.8823
175 | -0.016884 | -0.004232 | 0.016887 | 0.0042336 | 2.7134e-06 | 1.5906e-06 | 0.025311 | 0.025311 | 0.025311 | 0.99262 | -0.14079 | 0.9928 | -0.13741 | 6.9535
176 | -0.0015319 | -0.00038393 | 0.0015319 | 0.00038376 | 2.816e-08 | -1.6736e-07 | 0.0022924 | 0.0022923 | 0.0022924 | 0.99437 | -0.10723 | 0.99439 | -0.10684 | 0.62977
177 | -0.0030335 | -0.0007601 | 0.0030336 | 0.00076004 | 6.2105e-08 | -6.4518e-08 | 0.0045394 | 0.0045393 | 0.0045394 | 0.99439 | -0.10684 | 0.99441 | -0.10641 | 1.2471
178 | 0.004567 | 0.001144 | -0.0045667 | -0.0011441 | 2.3649e-07 | -2.1998e-08 | 0.0068517 | 0.0068517 | 0.0068517 | 0.99181 | -0.15663 | 0.99175 | -0.15772 | 1.8823
179 | 0.011364 | 0.0028485 | -0.011362 | -0.0028478 | 1.2634e-06 | 6.6191e-07 | 0.017133 | 0.017133 | 0.017133 | 0.98696 | -0.25107 | 0.98684 | -0.2534 | 4.7068
180 | -0.013773 | -0.0034524 | 0.013778 | 0.0034552 | 4.8721e-06 | 2.733e-06 | 0.020766 | 0.020766 | 0.020766 | 0.98696 | -0.25107 | 0.98734 | -0.24365 | 5.705
181 | 0.0085022 | 0.002131 | -0.008501 | -0.0021304 | 1.2281e-06 | 5.3145e-07 | 0.01282 | 0.01282 | 0.01282 | 0.98684 | -0.2534 | 0.98669 | -0.25643 | 3.522
182 | -0.019805 | -0.0049652 | 0.01982 | 0.0049741 | 1.4781e-05 | 8.8936e-06 | 0.029848 | 0.029848 | 0.029848 | 0.98734 | -0.24365 | 0.98815 | -0.228 | 8.2
183 | 0.0060264 | 0.0015101 | -0.0060241 | -0.0015096 | 2.268e-06 | 5.1422e-07 | 0.0090822 | 0.0090825 | 0.0090825 | 0.98734 | -0.24365 | 0.98694 | -0.25155 | 2.4952
184 | 0.0058131 | 0.0014568 | -0.0058124 | -0.0014567 | 6.5139e-07 | 1.2825e-07 | 0.0087667 | 0.0087668 | 0.0087668 | 0.98669 | -0.25643 | 0.98657 | -0.25879 | 2.4084
185 | -0.032247 | -0.0080911 | 0.032279 | 0.0081115 | 3.2591e-05 | 2.0386e-05 | 0.048562 | 0.048562 | 0.048562 | 0.98815 | -0.228 | 0.98924 | -0.20682 | 13.3413
186 | 0.012427 | 0.003117 | -0.012421 | -0.0031137 | 5.9671e-06 | 3.2372e-06 | 0.018714 | 0.018715 | 0.018715 | 0.98815 | -0.228 | 0.98763 | -0.23807 | 5.1414
187 | 0.0060241 | 0.0015096 | -0.0060204 | -0.0015087 | 3.6888e-06 | 8.3814e-07 | 0.0090825 | 0.0090831 | 0.0090831 | 0.98694 | -0.25155 | 0.98628 | -0.26441 | 2.4954
188 | 0.0036062 | 0.00090372 | -0.0036061 | -0.00090377 | 8.4405e-08 | -4.313e-08 | 0.0054391 | 0.0054391 | 0.0054391 | 0.98657 | -0.25879 | 0.98654 | -0.25928 | 1.4943
189 | -0.032279 | -0.0081115 | 0.032284 | 0.0081142 | 4.458e-06 | 2.7884e-06 | 0.048562 | 0.048562 | 0.048562 | 0.98924 | -0.20682 | 0.98939 | -0.20393 | 13.3412
190 | 0.0099834 | 0.0025023 | -0.0099812 | -0.0025012 | 2.2323e-06 | 1.096e-06 | 0.015085 | 0.015086 | 0.015086 | 0.98476 | -0.29269 | 0.98452 | -0.29738 | 4.1444
191 | 0.0078833 | 0.0019754 | -0.0078833 | -0.0019754 | 3.0271e-08 | 1.2143e-08 | 0.011915 | 0.011915 | 0.011915 | 0.98452 | -0.29738 | 0.98451 | -0.29746 | 3.2733
192 | 0.0029663 | 0.00074329 | -0.0029662 | -0.0007434 | 1.1119e-07 | -1.1776e-07 | 0.0044753 | 0.0044754 | 0.0044754 | 0.98628 | -0.26441 | 0.98624 | -0.26519 | 1.2295
193 | -0.032284 | -0.0081142 | 0.032314 | 0.0081334 | 3.0672e-05 | 1.9184e-05 | 0.048562 | 0.048562 | 0.048562 | 0.98939 | -0.20393 | 0.99041 | -0.18405 | 13.3412
194 | -0.034107 | -0.0085828 | 0.034115 | 0.0085874 | 7.3553e-06 | 4.6113e-06 | 0.051256 | 0.051256 | 0.051256 | 0.99041 | -0.18405 | 0.99065 | -0.17954 | 14.0812
195 | -0.011817 | -0.0029621 | 0.011819 | 0.0029632 | 1.937e-06 | 1.0401e-06 | 0.018002 | 0.018002 | 0.018002 | 0.97679 | -0.44716 | 0.97696 | -0.44372 | 4.9456
196 | 0.0067724 | 0.001697 | -0.0067724 | -0.001697 | 4.0474e-09 | 1.2801e-09 | 0.010236 | 0.010236 | 0.010236 | 0.98451 | -0.29746 | 0.98451 | -0.29748 | 2.8121
197 | -0.035677 | -0.008979 | 0.035685 | 0.0089841 | 8.1671e-06 | 5.1293e-06 | 0.053602 | 0.053602 | 0.053602 | 0.99065 | -0.17954 | 0.9909 | -0.17475 | 14.726
198 | -0.015789 | -0.0039582 | 0.015792 | 0.0039602 | 3.5002e-06 | 2.038e-06 | 0.024049 | 0.024049 | 0.024049 | 0.97696 | -0.44372 | 0.9772 | -0.43907 | 6.6068
199 | 0.010157 | 0.0025454 | -0.010156 | -0.0025446 | 1.7128e-06 | 8.5142e-07 | 0.015377 | 0.015377 | 0.015377 | 0.98289 | -0.32917 | 0.98271 | -0.33271 | 4.2245
200 | 0.0026892 | 0.00066931 | -0.0026881 | -0.00067084 | 1.0893e-06 | -1.5244e-06 | 0.0040696 | 0.0040704 | 0.0040704 | 0.98289 | -0.32917 | 0.98245 | -0.33771 | 1.1182
201 | -0.012846 | -0.0032148 | 0.012848 | 0.0032155 | 1.3823e-06 | 7.611e-07 | 0.019447 | 0.019447 | 0.019447 | 0.98289 | -0.32917 | 0.983 | -0.32691 | 5.3425
202 | 0.0082312 | 0.0020625 | -0.0082306 | -0.0020622 | 6.0467e-07 | 2.5549e-07 | 0.012464 | 0.012464 | 0.012464 | 0.98271 | -0.33271 | 0.98263 | -0.33425 | 3.4241
203 | 0.0019243 | 0.00048212 | -0.0019242 | -0.00048226 | 4.2446e-08 | -1.4174e-07 | 0.0029137 | 0.0029138 | 0.0029138 | 0.98271 | -0.33271 | 0.98268 | -0.33318 | 0.80049
204 | 0.0026881 | 0.00067084 | -0.0026876 | -0.00067162 | 5.6364e-07 | -7.8767e-07 | 0.0040704 | 0.0040708 | 0.0040708 | 0.98245 | -0.33771 | 0.98223 | -0.34213 | 1.1183
205 | -0.014748 | -0.0036918 | 0.014749 | 0.0036921 | 6.0579e-07 | 3.4661e-07 | 0.022323 | 0.022323 | 0.022323 | 0.983 | -0.32691 | 0.98305 | -0.32605 | 6.1328
206 | 0.0012516 | 0.00031174 | -0.0012515 | -0.00031244 | 7.9674e-08 | -6.974e-07 | 0.0018954 | 0.0018957 | 0.0018957 | 0.98223 | -0.34213 | 0.98216 | -0.34347 | 0.52079
207 | 0.0014157 | 0.0003546 | -0.0014156 | -0.00035479 | 2.8477e-08 | -1.9109e-07 | 0.0021437 | 0.0021438 | 0.0021438 | 0.98263 | -0.33425 | 0.98261 | -0.33468 | 0.58895
208 | 0.006815 | 0.0017076 | -0.0068146 | -0.0017075 | 3.3696e-07 | 1.0878e-07 | 0.01032 | 0.01032 | 0.01032 | 0.98263 | -0.33425 | 0.98258 | -0.33529 | 2.8352
209 | 0.0012515 | 0.00031244 | -0.0012514 | -0.00031301 | 6.5419e-08 | -5.7239e-07 | 0.0018957 | 0.0018959 | 0.0018959 | 0.98216 | -0.34347 | 0.9821 | -0.34457 | 0.52085
210 | 0.0012514 | 0.00031301 | -0.0012514 | -0.00031316 | 1.7147e-08 | -1.5e-07 | 0.0018959 | 0.0018959 | 0.0018959 | 0.9821 | -0.34457 | 0.98209 | -0.34486 | 0.52086
211 | 0.0058656 | 0.0014698 | -0.0058645 | -0.0014695 | 1.103e-06 | 2.3014e-07 | 0.0088654 | 0.0088655 | 0.0088655 | 0.98451 | -0.29748 | 0.98431 | -0.30143 | 2.4356
212 | 0.0023763 | 0.00059537 | -0.0023763 | -0.00059547 | 5.031e-08 | -9.9941e-08 | 0.0035923 | 0.0035924 | 0.0035924 | 0.98431 | -0.30143 | 0.98429 | -0.30187 | 0.98691
213 | 0.0023212 | 0.00058171 | -0.0023212 | -0.00058174 | 1.5625e-08 | -3.3013e-08 | 0.003509 | 0.003509 | 0.003509 | 0.98431 | -0.30143 | 0.9843 | -0.30157 | 0.96401
214 | 0.001167 | 0.00029245 | -0.001167 | -0.00029248 | 3.4093e-09 | -3.4946e-08 | 0.0017642 | 0.0017642 | 0.0017642 | 0.98431 | -0.30143 | 0.98431 | -0.30149 | 0.48468
215 | 0.0011722 | 0.00029372 | -0.0011721 | -0.00029377 | 4.5805e-09 | -4.6511e-08 | 0.001772 | 0.001772 | 0.001772 | 0.98429 | -0.30187 | 0.98428 | -0.30195 | 0.48682
216 | 0.0012041 | 0.00030175 | -0.0012041 | -0.00030178 | 3.8111e-09 | -3.6543e-08 | 0.0018204 | 0.0018204 | 0.0018204 | 0.98429 | -0.30187 | 0.98428 | -0.30194 | 0.5001
217 | 0.0014467 | 0.0003625 | -0.0014467 | -0.00036257 | 9.4721e-09 | -6.1289e-08 | 0.0021851 | 0.0021852 | 0.0021852 | 0.98513 | -0.28551 | 0.98512 | -0.28565 | 0.60032
218 | 0.0015501 | 0.0003882 | -0.00155 | -0.00038848 | 4.9141e-08 | -2.729e-07 | 0.0023413 | 0.0023414 | 0.0023414 | 0.98513 | -0.28551 | 0.98509 | -0.28617 | 0.64324
219 | 0.00074355 | 0.00018627 | -0.00074355 | -0.00018635 | 3.2091e-09 | -8.4208e-08 | 0.0011235 | 0.0011235 | 0.0011235 | 0.98479 | -0.29025 | 0.98479 | -0.29034 | 0.30865
220 | -0.0014863 | -0.00037243 | 0.0014863 | 0.00037239 | 5.2899e-09 | -3.22e-08 | 0.0022458 | 0.0022458 | 0.0022458 | 0.98479 | -0.29025 | 0.9848 | -0.29017 | 0.61698
221 | 0.0020087 | 0.00050327 | -0.0020087 | -0.00050342 | 5.1084e-08 | -1.5376e-07 | 0.003042 | 0.003042 | 0.003042 | 0.98258 | -0.33529 | 0.98255 | -0.33583 | 0.83572
222 | 0.0048059 | 0.0012042 | -0.0048057 | -0.0012042 | 1.7447e-07 | 4.1382e-10 | 0.007278 | 0.007278 | 0.007278 | 0.98258 | -0.33529 | 0.98254 | -0.33606 | 1.9995
223 | 0.031491 | 0.0079141 | -0.031483 | -0.0079092 | 7.8283e-06 | 4.8879e-06 | 0.047094 | 0.047094 | 0.047094 | 0.99518 | -0.091474 | 0.99491 | -0.096682 | 12.9379
224 | -0.51278 | -0.13142 | 0.51365 | 0.13198 | 0.00087036 | 0.00055573 | 0.76547 | 0.76547 | 0.76547 | 0.99815 | -0.034951 | 1 | 0 | 42.0587
225 | 0.010746 | 0.0026934 | -0.010744 | -0.0026925 | 1.7925e-06 | 9.0694e-07 | 0.016072 | 0.016072 | 0.016072 | 0.99489 | -0.097123 | 0.99471 | -0.10062 | 4.4154
226 | 0.0091555 | 0.0022945 | -0.009155 | -0.0022942 | 5.5787e-07 | 2.541e-07 | 0.013696 | 0.013696 | 0.013696 | 0.99471 | -0.10062 | 0.99464 | -0.1019 | 3.7626
227 | 0.0077151 | 0.0019333 | -0.0077142 | -0.001933 | 8.5108e-07 | 3.236e-07 | 0.011542 | 0.011542 | 0.011542 | 0.99464 | -0.1019 | 0.99452 | -0.10422 | 3.1709
228 | 0.0061461 | 0.00154 | -0.0061459 | -0.0015399 | 2.4747e-07 | 5.7122e-08 | 0.0091958 | 0.0091958 | 0.0091958 | 0.99452 | -0.10422 | 0.99448 | -0.10507 | 2.5263
229 | 0.0045866 | 0.0011492 | -0.0045863 | -0.0011492 | 2.9396e-07 | -2.7806e-08 | 0.0068627 | 0.0068628 | 0.0068628 | 0.99448 | -0.10507 | 0.99441 | -0.10641 | 1.8854
230 | -0.017871 | -0.0044803 | 0.017874 | 0.0044818 | 2.6945e-06 | 1.5949e-06 | 0.026786 | 0.026786 | 0.026786 | 0.9928 | -0.13741 | 0.99296 | -0.13425 | 7.3587
231 | -0.022336 | -0.0056027 | 0.022341 | 0.0056051 | 4.0439e-06 | 2.4634e-06 | 0.033462 | 0.033462 | 0.033462 | 0.99332 | -0.12736 | 0.99351 | -0.12356 | 9.1929
232 | 0.020883 | 0.0052385 | -0.02088 | -0.0052363 | 3.528e-06 | 2.1335e-06 | 0.031285 | 0.031285 | 0.031285 | 0.99332 | -0.12736 | 0.99313 | -0.13091 | 8.5949
233 | -0.02328 | -0.0058406 | 0.023285 | 0.0058434 | 4.4678e-06 | 2.7325e-06 | 0.03487 | 0.034869 | 0.03487 | 0.99351 | -0.12356 | 0.99372 | -0.11954 | 9.5795
234 | 0.019434 | 0.004874 | -0.019431 | -0.0048722 | 3.0964e-06 | 1.8557e-06 | 0.029119 | 0.029119 | 0.029119 | 0.99313 | -0.13091 | 0.99296 | -0.13425 | 7.9999
235 | -0.024635 | -0.0061819 | 0.02464 | 0.0061848 | 4.6595e-06 | 2.8638e-06 | 0.036892 | 0.036892 | 0.036892 | 0.99372 | -0.11954 | 0.99393 | -0.11557 | 10.1352
236 | -0.026116 | -0.0065547 | 0.026122 | 0.0065581 | 5.6676e-06 | 3.4991e-06 | 0.039102 | 0.039102 | 0.039102 | 0.99393 | -0.11557 | 0.99416 | -0.11102 | 10.7422
237 | -0.027611 | -0.0069313 | 0.027617 | 0.0069352 | 6.2049e-06 | 3.8455e-06 | 0.04133 | 0.04133 | 0.04133 | 0.99416 | -0.11102 | 0.99441 | -0.10631 | 11.3544
238 | 0.0025442 | 0.00063755 | -0.0025442 | -0.00063763 | 4.7825e-08 | -8.3501e-08 | 0.0038074 | 0.0038075 | 0.0038075 | 0.99433 | -0.10854 | 0.99431 | -0.10894 | 1.046
239 | 0.045481 | 0.011473 | -0.045468 | -0.011464 | 1.3179e-05 | 8.3365e-06 | 0.068165 | 0.068165 | 0.068165 | 0.99322 | -0.12998 | 0.9929 | -0.13603 | 18.7266
240 | -0.064297 | -0.016226 | 0.064329 | 0.016246 | 3.2196e-05 | 2.0485e-05 | 0.096175 | 0.096175 | 0.096175 | 0.99521 | -0.091663 | 0.99575 | -0.081213 | 26.4217
241 | 0.043819 | 0.011051 | -0.043807 | -0.011043 | 1.2574e-05 | 7.9468e-06 | 0.065695 | 0.065695 | 0.065695 | 0.9929 | -0.13603 | 0.99259 | -0.14203 | 18.048
242 | -0.066126 | -0.016697 | 0.066161 | 0.016719 | 3.4505e-05 | 2.196e-05 | 0.098861 | 0.098861 | 0.098861 | 0.99575 | -0.081213 | 0.99632 | -0.070329 | 27.1595
243 | 0.0047521 | 0.0011905 | -0.0047516 | -0.0011906 | 5.0827e-07 | -2.1803e-08 | 0.0071139 | 0.007114 | 0.007114 | 0.99398 | -0.1154 | 0.99386 | -0.11764 | 1.9544
244 | 0.042167 | 0.010632 | -0.042144 | -0.010618 | 2.2751e-05 | 1.4365e-05 | 0.063236 | 0.063236 | 0.063236 | 0.99259 | -0.14203 | 0.99201 | -0.15331 | 17.3725
245 | -0.067933 | -0.017163 | 0.067969 | 0.017186 | 3.645e-05 | 2.3205e-05 | 0.10151 | 0.10151 | 0.10151 | 0.99632 | -0.070329 | 0.9969 | -0.059141 | 27.8865
246 | 0.0045672 | 0.0011444 | -0.0045669 | -0.0011444 | 3.7269e-07 | -2.5914e-08 | 0.0069078 | 0.0069079 | 0.0069079 | 0.98381 | -0.31113 | 0.98372 | -0.31285 | 1.8978
247 | 0.0022835 | 0.00057213 | -0.0022834 | -0.00057227 | 6.2967e-08 | -1.3838e-07 | 0.003454 | 0.0034541 | 0.0034541 | 0.98372 | -0.31285 | 0.98369 | -0.31343 | 0.94892
248 | 0.030017 | 0.0075417 | -0.03001 | -0.0075373 | 7.0249e-06 | 4.3753e-06 | 0.044901 | 0.044901 | 0.044901 | 0.99491 | -0.096682 | 0.99465 | -0.10159 | 12.3354
249 | 0.028558 | 0.0071733 | -0.028551 | -0.0071693 | 6.4417e-06 | 4.0006e-06 | 0.042728 | 0.042728 | 0.042728 | 0.99465 | -0.10159 | 0.99441 | -0.10631 | 11.7386
250 | 0.040612 | 0.010234 | -0.040601 | -0.010227 | 1.0527e-05 | 6.6398e-06 | 0.060938 | 0.060938 | 0.060938 | 0.99201 | -0.15331 | 0.99172 | -0.15873 | 16.7412
251 | 0.038974 | 0.0098193 | -0.038964 | -0.009813 | 1.0011e-05 | 6.3063e-06 | 0.058496 | 0.058496 | 0.058496 | 0.99172 | -0.15873 | 0.99145 | -0.1641 | 16.0704
252 | 0.03733 | 0.0094036 | -0.037311 | -0.0093916 | 1.9e-05 | 1.1952e-05 | 0.056044 | 0.056044 | 0.056044 | 0.99145 | -0.1641 | 0.9909 | -0.17475 | 15.3967
253 | -0.069751 | -0.017632 | 0.069788 | 0.017656 | 3.7419e-05 | 2.3828e-05 | 0.10417 | 0.10417 | 0.10417 | 0.9969 | -0.059141 | 0.99749 | -0.047961 | 28.6171
254 | -0.071391 | -0.018058 | 0.071473 | 0.01811 | 8.2188e-05 | 5.2348e-05 | 0.10656 | 0.10656 | 0.10656 | 0.99749 | -0.047961 | 0.99874 | -0.023996 | 29.2739
255 | -0.073227 | -0.01855 | 0.07327 | 0.018577 | 4.2757e-05 | 2.7239e-05 | 0.10917 | 0.10917 | 0.10917 | 0.99874 | -0.023996 | 0.99938 | -0.011847 | 29.9918
256 | -0.075063 | -0.019027 | 0.075106 | 0.019054 | 4.2762e-05 | 2.7248e-05 | 0.11184 | 0.11184 | 0.11184 | 0.99938 | -0.011847 | 1 | 0 | 30.7253
257 | 0.0036382 | 0.00091133 | -0.0036381 | -0.00091139 | 1.0083e-07 | -5.191e-08 | 0.0054585 | 0.0054586 | 0.0054586 | 0.99175 | -0.15772 | 0.99172 | -0.1583 | 1.4996
258 | 0.0027095 | 0.00067867 | -0.0027095 | -0.00067875 | 5.5916e-08 | -8.0623e-08 | 0.0040653 | 0.0040654 | 0.0040654 | 0.99172 | -0.1583 | 0.9917 | -0.15874 | 1.1169
259 | -0.0027209 | -0.00068191 | 0.002721 | 0.00068166 | 1.7662e-07 | -2.5468e-07 | 0.004074 | 0.0040739 | 0.004074 | 0.99379 | -0.11901 | 0.99386 | -0.11764 | 1.1192
260 | 0.0006833 | 0.00017077 | -0.00068328 | -0.00017125 | 1.5454e-08 | -4.767e-07 | 0.0010351 | 0.0010353 | 0.0010353 | 0.98209 | -0.34486 | 0.98207 | -0.34533 | 0.28442
261 | -0.0008901 | -0.00022308 | 0.00089011 | 0.00022297 | 5.9865e-09 | -1.1163e-07 | 0.0013356 | 0.0013356 | 0.0013356 | 0.99166 | -0.15939 | 0.99167 | -0.15925 | 0.36693
262 | -0.0017802 | -0.00044605 | 0.0017802 | 0.00044587 | 4.3497e-08 | -1.8191e-07 | 0.0026712 | 0.0026711 | 0.0026712 | 0.99167 | -0.15925 | 0.9917 | -0.15874 | 0.73384
263 | 0.0033808 | 0.00084711 | -0.0033807 | -0.00084716 | 7.8453e-08 | -5.0862e-08 | 0.00512 | 0.00512 | 0.00512 | 0.98254 | -0.33606 | 0.98251 | -0.33654 | 1.4066
264 | 0.0019535 | 0.00048948 | -0.0019535 | -0.00048959 | 3.4154e-08 | -1.0991e-07 | 0.0029586 | 0.0029586 | 0.0029586 | 0.98251 | -0.33654 | 0.98249 | -0.33691 | 0.81281

## res_trafo
| p_hv_mw | q_hv_mvar | p_lv_mw | q_lv_mvar | pl_mw | ql_mvar | i_hv_ka | i_lv_ka | vm_hv_pu | va_hv_degree | vm_lv_pu | va_lv_degree | loading_percent
0 | -1.2729e-15 | -1.3162e-15 | 0.00165 | 1.2699e-07 | 0.00165 | 1.2699e-07 | 5.2857e-17 | 0.0023815 | 0.99998 | 149.9956 | 1 | 0 | 0.2619

## res_ext_grid
| p_mw | q_mvar
0 | 0.59216 | 0.15147

## res_load
| p_mw | q_mvar
0 | 0.0058124 | 0.0014567
1 | 0.0036627 | 0.00091795
2 | 0.0026747 | 0.00067036
3 | 0.0049547 | 0.0012418
4 | 0.021217 | 0.0053175
5 | 0.0020405 | 0.0005114
6 | 0.0025826 | 0.00064726
7 | 0.0037309 | 0.00093506
8 | 0.0033382 | 0.00083662
9 | 0.0020801 | 0.00052132
10 | 0.0016715 | 0.00041893
11 | 0.0031587 | 0.00079165
12 | 0.0025593 | 0.00064142
13 | 0.0017961 | 0.00045016
14 | 0.0019748 | 0.00049493
15 | 0.0023069 | 0.00057817
16 | 0.001612 | 0.00040401
17 | 0.0021168 | 0.00053053
18 | 0.0016061 | 0.00040253
19 | 0.0031709 | 0.00079469
20 | 0.0021192 | 0.00053113
21 | 0.0049313 | 0.0012359
22 | 0.0034255 | 0.00085851
23 | 0.0014203 | 0.00035596
24 | 0.0022328 | 0.00055959
25 | 0.00113 | 0.00028319
26 | 0.0017126 | 0.00042922
27 | 0.010907 | 0.0027336
28 | 0.0048776 | 0.0012224
29 | 0.0037685 | 0.00094448
30 | 0.0029211 | 0.00073209
31 | 0.003596 | 0.00090124
32 | 0.0015648 | 0.00039217
33 | 0.0037713 | 0.00094518
34 | 0.0033311 | 0.00083485
35 | 0.0051559 | 0.0012922
36 | 0.012009 | 0.0030099
37 | 0.0074997 | 0.0018796
38 | 0.0048012 | 0.0012033
39 | 0.017753 | 0.0044493
40 | 0.0050699 | 0.0012706
41 | 0.0030176 | 0.00075629
42 | 0.0025507 | 0.00063926
43 | 0.014869 | 0.0037264
44 | 0.0016474 | 0.00041287
45 | 0.0017319 | 0.00043404
46 | 0.0031206 | 0.00078211
47 | 0.0031222 | 0.00078249
48 | 0.0066777 | 0.0016736
49 | 0.0099671 | 0.002498
50 | 0.0037138 | 0.00093076
51 | 0.0029227 | 0.0007325
52 | 0.0035951 | 0.00090102
53 | 0.0024561 | 0.00061556
54 | 0.0028077 | 0.00070369
55 | 0.00095436 | 0.00023918
56 | 0.0048973 | 0.0012274
57 | 0.013092 | 0.0032812
58 | 0.0026347 | 0.00066032
59 | 0.012004 | 0.0030086
60 | 0.00167 | 0.00041854
61 | 0.0033643 | 0.00084318
62 | 0.0025026 | 0.00062721
63 | 0.0025735 | 0.00064497
64 | 0.0031501 | 0.00078949
65 | 0.00092074 | 0.00023076
66 | 0.0059262 | 0.0014852
67 | 0.0022205 | 0.00055651
68 | 0.0063598 | 0.0015939
69 | 0.0056528 | 0.0014167
70 | 0.0049836 | 0.001249
71 | 0.0014047 | 0.00035204
72 | 0.0047582 | 0.0011925
73 | 0.01364 | 0.0034186
74 | 0.0057249 | 0.0014348
75 | 0.0026343 | 0.00066021
76 | 0.0022634 | 0.00056726
77 | 0.0059031 | 0.0014795
78 | 0.0045939 | 0.0011513
79 | 0.0020268 | 0.00050796
80 | 0.0022358 | 0.00056035
81 | 0.002521 | 0.00063182
82 | 0.0013127 | 0.00032899
83 | 0.0017994 | 0.00045098
84 | 0.0027415 | 0.0006871
85 | 0.0024236 | 0.00060741
86 | 0.0024041 | 0.00060252
87 | 0.0020704 | 0.00051888
88 | 0.0016157 | 0.00040493
89 | 0.0018994 | 0.00047603
90 | 0.0022945 | 0.00057507
91 | 0.0015277 | 0.00038289
92 | 0.001448 | 0.00036289
93 | 0.0012937 | 0.00032423
94 | 0.0018093 | 0.00045346
95 | 0.00074295 | 0.0001862
96 | 0.00074355 | 0.00018635
97 | 0.0010478 | 0.0002626
98 | 0.00074419 | 0.00018651
99 | 0.0010409 | 0.00026088
100 | 0.0053632 | 0.0013442
101 | 0.002341 | 0.0005867
102 | 0.0013279 | 0.0003328
103 | 0.001578 | 0.00039549
104 | 0.0019448 | 0.00048741
105 | 0.0020265 | 0.00050789
106 | 0.00074371 | 0.00018639
107 | 0.0044608 | 0.001118
108 | 0.0012696 | 0.0003182
109 | 0.0013487 | 0.00033802
110 | 0.0015127 | 0.00037912
111 | 0.0015111 | 0.00037871
112 | 0.0012705 | 0.00031841
113 | 0.0015798 | 0.00039594
114 | 0.0011695 | 0.0002931
115 | 0.0013598 | 0.00034079
116 | 0.0012869 | 0.00032253
117 | 0.0015319 | 0.00038393
118 | 0.0015016 | 0.00037635
119 | 0.0024099 | 0.00060398
120 | 0.0028601 | 0.00071682
121 | 0.0026879 | 0.00067364
122 | 0.0022063 | 0.00055295
123 | 0.0019579 | 0.0004907
124 | 0.0020979 | 0.00052577
125 | 0.0030541 | 0.00076543
126 | 0.0017929 | 0.00044935
127 | 0.0051903 | 0.0013008
128 | 0.0036061 | 0.00090377
129 | 0.0011108 | 0.0002784
130 | 0.0029662 | 0.0007434
131 | 0.0015624 | 0.00039157
132 | 0.0041159 | 0.0010315
133 | 0.0039699 | 0.00099496
134 | 0.0019003 | 0.00047626
135 | 0.001436 | 0.00035989
136 | 0.0019242 | 0.00048226
137 | 0.0014584 | 0.00036551
138 | 0.00090679 | 0.00022726
139 | 0.0023212 | 0.00058174
140 | 0.001167 | 0.00029248
141 | 0.0014467 | 0.00036257
142 | 0.00155 | 0.00038848
143 | 0.00074279 | 0.00018616
144 | 0.00074355 | 0.00018635
145 | 0.0017012 | 0.00042637
146 | 0.0014156 | 0.00035479
147 | 0.0011721 | 0.00029377
148 | 0.0012041 | 0.00030178
149 | 0.0048077 | 0.0012049
150 | 0.001348 | 0.00033783
151 | 0.0017416 | 0.00043649
152 | 0.0016077 | 0.00040293
153 | 0.0015882 | 0.00039805
154 | 0.0014399 | 0.00036088
155 | 0.0015681 | 0.000393
156 | 0.0015593 | 0.00039079
157 | 0.0015527 | 0.00038914
158 | 0.00098415 | 0.00024665
159 | 0.0014532 | 0.00036421
160 | 0.00093963 | 0.00023549
161 | 0.0014456 | 0.00036229
162 | 0.0013507 | 0.00033852
163 | 0.0015574 | 0.00039033
164 | 0.0014759 | 0.0003699
165 | 0.0014889 | 0.00037316
166 | 0.0011161 | 0.00027971
167 | 0.0025442 | 0.00063763
168 | 0.0015525 | 0.00038908
169 | 0.0024213 | 0.00060683
170 | 0.0016484 | 0.00041313
171 | 0.0017973 | 0.00045046
172 | 0.0020431 | 0.00051204
173 | 0.0016401 | 0.00041104
174 | 0.0017719 | 0.00044408
175 | 0.002629 | 0.00065889
176 | 0.0022834 | 0.00057227
177 | 0.0022834 | 0.00057227
178 | 0.0014663 | 0.00036749
179 | 0.0014522 | 0.00036396
180 | 0.0009344 | 0.00023418
181 | 0.0015322 | 0.00038399
182 | 0.0016274 | 0.00040786
183 | 0.0016338 | 0.00040946
184 | 0.001626 | 0.0004075
185 | 0.0057027 | 0.0014292
186 | 0.0017815 | 0.00044648
187 | 0.0016028 | 0.0004017
188 | 0.0017539 | 0.00043956
189 | 0.0017934 | 0.00044947
190 | 0.00092855 | 0.00023272
191 | 0.00092855 | 0.00023272
192 | 0.0017586 | 0.00044075
193 | 0.0027209 | 0.00068191
194 | 0.0020306 | 0.00050891
195 | 0.00056813 | 0.00014239
196 | 0.00068328 | 0.00017125
197 | 0.0008901 | 0.00022308
198 | 0.0008901 | 0.00022308
199 | 0.001425 | 0.00035713
200 | 0.0014272 | 0.00035768
201 | 0.0019535 | 0.00048959
202 | 0.0020087 | 0.00050342
203 | 0.00092922 | 0.00023288

## dtypes
| element | column | dtype
0 | bus | name | object
1 | bus | vn_kv | float64
2 | bus | type | object
3 | bus | zone | object
4 | bus | in_service | bool
5 | load | name | object
6 | load | bus | uint32
7 | load | p_mw | float64
8 | load | q_mvar | float64
9 | load | const_z_percent | float64
10 | load | const_i_percent | float64
11 | load | sn_mva | float64
12 | load | scaling | float64
13 | load | in_service | bool
14 | load | type | object
15 | ext_grid | name | object
16 | ext_grid | bus | uint32
17 | ext_grid | vm_pu | float64
18 | ext_grid | va_degree | float64
19 | ext_grid | slack_weight | float64
20 | ext_grid | in_service | bool
21 | line | name | object
22 | line | std_type | object
23 | line | from_bus | uint32
24 | line | to_bus | uint32
25 | line | length_km | float64
26 | line | r_ohm_per_km | float64
27 | line | x_ohm_per_km | float64
28 | line | c_nf_per_km | float64
29 | line | g_us_per_km | float64
30 | line | max_i_ka | float64
31 | line | df | float64
32 | line | parallel | uint32
33 | line | type | object
34 | line | in_service | bool
35 | trafo | name | object
36 | trafo | std_type | object
37 | trafo | hv_bus | uint32
38 | trafo | lv_bus | uint32
39 | trafo | sn_mva | float64
40 | trafo | vn_hv_kv | float64
41 | trafo | vn_lv_kv | float64
42 | trafo | vk_percent | float64
43 | trafo | vkr_percent | float64
44 | trafo | pfe_kw | float64
45 | trafo | i0_percent | float64
46 | trafo | shift_degree | float64
47 | trafo | tap_side | object
48 | trafo | tap_neutral | int32
49 | trafo | tap_min | int32
50 | trafo | tap_max | int32
51 | trafo | tap_step_percent | float64
52 | trafo | tap_step_degree | float64
53 | trafo | tap_pos | int32
54 | trafo | tap_phase_shifter | bool
55 | trafo | parallel | uint32
56 | trafo | df | float64
57 | trafo | in_service | bool
58 | line_geodata | coords | object
59 | bus_geodata | x | float64
60 | bus_geodata | y | float64
61 | bus_geodata | coords | object
62 | res_bus | vm_pu | float64
63 | res_bus | va_degree | float64
64 | res_bus | p_mw | float64
65 | res_bus | q_mvar | float64
66 | res_line | p_from_mw | float64
67 | res_line | q_from_mvar | float64
68 | res_line | p_to_mw | float64
69 | res_line | q_to_mvar | float64
70 | res_line | pl_mw | float64
71 | res_line | ql_mvar | float64
72 | res_line | i_from_ka | float64
73 | res_line | i_to_ka | float64
74 | res_line | i_ka | float64
75 | res_line | vm_from_pu | float64
76 | res_line | va_from_degree | float64
77 | res_line | vm_to_pu | float64
78 | res_line | va_to_degree | float64
79 | res_line | loading_percent | float64
80 | res_trafo | p_hv_mw | float64
81 | res_trafo | q_hv_mvar | float64
82 | res_trafo | p_lv_mw | float64
83 | res_trafo | q_lv_mvar | float64
84 | res_trafo | pl_mw | float64
85 | res_trafo | ql_mvar | float64
86 | res_trafo | i_hv_ka | float64
87 | res_trafo | i_lv_ka | float64
88 | res_trafo | vm_hv_pu | float64
89 | res_trafo | va_hv_degree | float64
90 | res_trafo | vm_lv_pu | float64
91 | res_trafo | va_lv_degree | float64
92 | res_trafo | loading_percent | float64
93 | res_ext_grid | p_mw | float64
94 | res_ext_grid | q_mvar | float64
95 | res_load | p_mw | float64
96 | res_load | q_mvar | float64

## parameters
| version | format_version | converged | OPF_converged | name | f_hz | sn_mva
0 | 2.14.6 | 2.14.0 | TRUE | FALSE |  | 50 | 1