## bus
| name | vn_kv | type | zone | in_service
0 | bus_LV_245-4_0_5_node_0 | 0.4 | n |  | TRUE
1 | bus_LV_245-4_0_5_node_1 | 0.4 | n |  | TRUE
2 | bus_LV_245-4_0_5_node_2 | 0.4 | n |  | TRUE
3 | bus_LV_245-4_0_5_node_4 | 0.4 | n |  | TRUE
4 | bus_LV_245-4_0_5_node_18 | 0.4 | n |  | TRUE
5 | bus_LV_245-4_0_5_node_11 | 0.4 | n |  | TRUE
6 | bus_LV_245-4_0_5_node_7 | 0.4 | n |  | TRUE
7 | bus_LV_245-4_0_5_node_19 | 0.4 | n |  | TRUE
8 | bus_LV_245-4_0_5_node_14 | 0.4 | n |  | TRUE
9 | bus_LV_245-4_0_5_node_82 | 0.4 | n |  | TRUE
10 | bus_LV_245-4_0_5_node_12 | 0.4 | n |  | TRUE
11 | bus_LV_245-4_0_5_node_13 | 0.4 | n |  | TRUE
12 | bus_LV_245-4_0_5_node_116 | 0.4 | n |  | TRUE
13 | bus_LV_245-4_0_5_node_10 | 0.4 | n |  | TRUE
14 | bus_LV_245-4_0_5_node_140 | 0.4 | n |  | TRUE
15 | bus_LV_245-4_0_5_node_139 | 0.4 | n |  | TRUE
16 | bus_LV_245-4_0_5_node_6 | 0.4 | n |  | TRUE
17 | bus_LV_245-4_0_5_node_8 | 0.4 | n |  | TRUE
18 | bus_LV_245-4_0_5_node_5 | 0.4 | n |  | TRUE
19 | bus_LV_245-4_0_5_node_50 | 0.4 | n |  | TRUE
20 | bus_LV_245-4_0_5_node_47 | 0.4 | n |  | TRUE
21 | bus_LV_245-4_0_5_node_49 | 0.4 | n |  | TRUE
22 | bus_LV_245-4_0_5_node_132 | 0.4 | n |  | TRUE
23 | bus_LV_245-4_0_5_node_130 | 0.4 | n |  | TRUE
24 | bus_LV_245-4_0_5_node_138 | 0.4 | n |  | TRUE
25 | bus_LV_245-4_0_5_node_103 | 0.4 | n |  | TRUE
26 | bus_LV_245-4_0_5_node_16 | 0.4 | n |  | TRUE
27 | bus_LV_245-4_0_5_node_15 | 0.4 | n |  | TRUE
28 | bus_LV_245-4_0_5_node_90 | 0.4 | n |  | TRUE
29 | bus_LV_245-4_0_5_node_57 | 0.4 | n |  | TRUE
30 | bus_LV_245-4_0_5_node_101 | 0.4 | n |  | TRUE
31 | bus_LV_245-4_0_5_node_17 | 0.4 | n |  | TRUE
32 | bus_LV_245-4_0_5_node_159 | 0.4 | n |  | TRUE
33 | bus_LV_245-4_0_5_node_60 | 0.4 | n |  | TRUE
34 | bus_LV_245-4_0_5_node_83 | 0.4 | n |  | TRUE
35 | bus_LV_245-4_0_5_node_34 | 0.4 | n |  | TRUE
36 | bus_LV_245-4_0_5_node_59 | 0.4 | n |  | TRUE
37 | bus_LV_245-4_0_5_node_56 | 0.4 | n |  | TRUE
38 | bus_LV_245-4_0_5_node_100 | 0.4 | n |  | TRUE
39 | bus_LV_245-4_0_5_node_20 | 0.4 | n |  | TRUE
40 | bus_LV_245-4_0_5_node_21 | 0.4 | n |  | TRUE
41 | bus_LV_245-4_0_5_node_22 | 0.4 | n |  | TRUE
42 | bus_LV_245-4_0_5_node_24 | 0.4 | n |  | TRUE
43 | bus_LV_245-4_0_5_node_33 | 0.4 | n |  | TRUE
44 | bus_LV_245-4_0_5_node_35 | 0.4 | n |  | TRUE
45 | bus_LV_245-4_0_5_node_36 | 0.4 | n |  | TRUE
46 | bus_LV_245-4_0_5_node_146 | 0.4 | n |  | TRUE
47 | bus_LV_245-4_0_5_node_145 | 0.4 | n |  | TRUE
48 | bus_LV_245-4_0_5_node_31 | 0.4 | n |  | TRUE
49 | bus_LV_245-4_0_5_node_29 | 0.4 | n |  | TRUE
50 | bus_LV_245-4_0_5_node_115 | 0.4 | n |  | TRUE
51 | bus_LV_245-4_0_5_node_91 | 0.4 | n |  | TRUE
52 | bus_LV_245-4_0_5_node_114 | 0.4 | n |  | TRUE
53 | bus_LV_245-4_0_5_node_108 | 0.4 | n |  | TRUE
54 | bus_LV_245-4_0_5_node_28 | 0.4 | n |  | TRUE
55 | bus_LV_245-4_0_5_node_30 | 0.4 | n |  | TRUE
56 | bus_LV_245-4_0_5_node_32 | 0.4 | n |  | TRUE
57 | bus_LV_245-4_0_5_node_75 | 0.4 | n |  | TRUE
58 | bus_LV_245-4_0_5_node_76 | 0.4 | n |  | TRUE
59 | bus_LV_245-4_0_5_node_89 | 0.4 | n |  | TRUE
60 | bus_LV_245-4_0_5_node_87 | 0.4 | n |  | TRUE
61 | bus_LV_245-4_0_5_node_85 | 0.4 | n |  | TRUE
62 | bus_LV_245-4_0_5_node_84 | 0.4 | n |  | TRUE
63 | bus_LV_245-4_0_5_node_112 | 0.4 | n |  | TRUE
64 | bus_LV_245-4_0_5_node_96 | 0.4 | n |  | TRUE
65 | bus_LV_245-4_0_5_node_37 | 0.4 | n |  | TRUE
66 | bus_LV_245-4_0_5_node_38 | 0.4 | n |  | TRUE
67 | bus_LV_245-4_0_5_node_39 | 0.4 | n |  | TRUE
68 | bus_LV_245-4_0_5_node_40 | 0.4 | n |  | TRUE
69 | bus_LV_245-4_0_5_node_42 | 0.4 | n |  | TRUE
70 | bus_LV_245-4_0_5_node_43 | 0.4 | n |  | TRUE
71 | bus_LV_245-4_0_5_node_158 | 0.4 | n |  | TRUE
72 | bus_LV_245-4_0_5_node_41 | 0.4 | n |  | TRUE
73 | bus_LV_245-4_0_5_node_51 | 0.4 | n |  | TRUE
74 | bus_LV_245-4_0_5_node_118 | 0.4 | n |  | TRUE
75 | bus_LV_245-4_0_5_node_142 | 0.4 | n |  | TRUE
76 | bus_LV_245-4_0_5_node_52 | 0.4 | n |  | TRUE
77 | bus_LV_245-4_0_5_node_53 | 0.4 | n |  | TRUE
78 | bus_LV_245-4_0_5_node_120 | 0.4 | n |  | TRUE
79 | bus_LV_245-4_0_5_node_117 | 0.4 | n |  | TRUE
80 | bus_LV_245-4_0_5_node_44 | 0.4 | n |  | TRUE
81 | bus_LV_245-4_0_5_node_45 | 0.4 | n |  | TRUE
82 | bus_LV_245-4_0_5_node_46 | 0.4 | n |  | TRUE
83 | bus_LV_245-4_0_5_node_48 | 0.4 | n |  | TRUE
84 | bus_LV_245-4_0_5_node_69 | 0.4 | n |  | TRUE
85 | bus_LV_245-4_0_5_node_86 | 0.4 | n |  | TRUE
86 | bus_LV_245-4_0_5_node_70 | 0.4 | n |  | TRUE
87 | bus_LV_245-4_0_5_node_79 | 0.4 | n |  | TRUE
88 | bus_LV_245-4_0_5_node_68 | 0.4 | n |  | TRUE
89 | bus_LV_245-4_0_5_node_54 | 0.4 | n |  | TRUE
90 | bus_LV_245-4_0_5_node_55 | 0.4 | n |  | TRUE
91 | bus_LV_245-4_0_5_node_58 | 0.4 | n |  | TRUE
92 | bus_LV_245-4_0_5_node_128 | 0.4 | n |  | TRUE
93 | bus_LV_245-4_0_5_node_122 | 0.4 | n |  | TRUE
94 | bus_LV_245-4_0_5_node_121 | 0.4 | n |  | TRUE
95 | bus_LV_245-4_0_5_node_61 | 0.4 | n |  | TRUE
96 | bus_LV_245-4_0_5_node_62 | 0.4 | n |  | TRUE
97 | bus_LV_245-4_0_5_node_63 | 0.4 | n |  | TRUE
98 | bus_LV_245-4_0_5_node_64 | 0.4 | n |  | TRUE
99 | bus_LV_245-4_0_5_node_65 | 0.4 | n |  | TRUE
100 | bus_LV_245-4_0_5_node_67 | 0.4 | n |  | TRUE
101 | bus_LV_245-4_0_5_node_74 | 0.4 | n |  | TRUE
102 | bus_LV_245-4_0_5_node_93 | 0.4 | n |  | TRUE
103 | bus_LV_245-4_0_5_node_66 | 0.4 | n |  | TRUE
104 | bus_LV_245-4_0_5_node_92 | 0.4 | n |  | TRUE
105 | bus_LV_245-4_0_5_node_72 | 0.4 | n |  | TRUE
106 | bus_LV_245-4_0_5_node_94 | 0.4 | n |  | TRUE
107 | bus_LV_245-4_0_5_node_78 | 0.4 | n |  | TRUE
108 | bus_LV_245-4_0_5_node_71 | 0.4 | n |  | TRUE
109 | bus_LV_245-4_0_5_node_97 | 0.4 | n |  | TRUE
110 | bus_LV_245-4_0_5_node_77 | 0.4 | n |  | TRUE
111 | bus_LV_245-4_0_5_node_88 | 0.4 | n |  | TRUE
112 | bus_LV_245-4_0_5_node_80 | 0.4 | n |  | TRUE
113 | bus_LV_245-4_0_5_node_81 | 0.4 | n |  | TRUE
114 | bus_LV_245-4_0_5_node_95 | 0.4 | n |  | TRUE
115 | bus_LV_245-4_0_5_node_98 | 0.4 | n |  | TRUE
116 | bus_LV_245-4_0_5_node_99 | 0.4 | n |  | TRUE
117 | bus_LV_245-4_0_5_node_157 | 0.4 | n |  | TRUE
118 | bus_LV_245-4_0_5_node_156 | 0.4 | n |  | TRUE
119 | bus_LV_245-4_0_5_node_102 | 0.4 | n |  | TRUE
120 | bus_LV_245-4_0_5_node_104 | 0.4 | n |  | TRUE
121 | bus_LV_245-4_0_5_node_105 | 0.4 | n |  | TRUE
122 | bus_LV_245-4_0_5_node_106 | 0.4 | n |  | TRUE
123 | bus_LV_245-4_0_5_node_107 | 0.4 | n |  | TRUE
124 | bus_LV_245-4_0_5_node_110 | 0.4 | n |  | TRUE
125 | bus_LV_245-4_0_5_node_109 | 0.4 | n |  | TRUE
126 | bus_LV_245-4_0_5_node_111 | 0.4 | n |  | TRUE
127 | bus_LV_245-4_0_5_node_113 | 0.4 | n |  | TRUE
128 | bus_LV_245-4_0_5_node_155 | 0.4 | n |  | TRUE
129 | bus_LV_245-4_0_5_node_154 | 0.4 | n |  | TRUE
130 | bus_LV_245-4_0_5_node_127 | 0.4 | n |  | TRUE
131 | bus_LV_245-4_0_5_node_136 | 0.4 | n |  | TRUE
132 | bus_LV_245-4_0_5_node_126 | 0.4 | n |  | TRUE
133 | bus_LV_245-4_0_5_node_124 | 0.4 | n |  | TRUE
134 | bus_LV_245-4_0_5_node_123 | 0.4 | n |  | TRUE
135 | bus_LV_245-4_0_5_node_141 | 0.4 | n |  | TRUE
136 | bus_LV_245-4_0_5_node_133 | 0.4 | n |  | TRUE
137 | bus_LV_245-4_0_5_node_135 | 0.4 | n |  | TRUE
138 | bus_LV_245-4_0_5_node_129 | 0.4 | n |  | TRUE
139 | bus_LV_245-4_0_5_node_147 | 0.4 | n |  | TRUE
140 | bus_LV_245-4_0_5_node_148 | 0.4 | n |  | TRUE
141 | bus_LV_245-4_0_5_node_150 | 0.4 | n |  | TRUE
142 | bus_LV_245-4_0_5_node_151 | 0.4 | n |  | TRUE
143 | bus_LV_245-4_0_5_node_152 | 0.4 | n |  | TRUE
144 | bus_LV_245-4_0_5_node_153 | 0.4 | n |  | TRUE
145 | bus_MV_517_0_node_9 | 20 | n |  | TRUE

## load
| name | bus | p_mw | q_mvar | const_z_percent | const_i_percent | sn_mva | scaling | in_service | type
0 | LV_245-4_0_5_load_0 | 0 | 0.0073136 | 0.001833 | 0 | 0 |  | 1 | TRUE | wye
1 | LV_245-4_0_5_load_18 | 4 | 0.0069171 | 0.0017336 | 0 | 0 |  | 1 | TRUE | wye
2 | LV_245-4_0_5_load_7 | 6 | 0.0051798 | 0.0012982 | 0 | 0 |  | 1 | TRUE | wye
3 | LV_245-4_0_5_load_19 | 7 | 0.0011642 | 0.00029178 | 0 | 0 |  | 1 | TRUE | wye
4 | LV_245-4_0_5_load_14 | 8 | 0.022064 | 0.0055298 | 0 | 0 |  | 1 | TRUE | wye
5 | LV_245-4_0_5_load_82 | 9 | 0.0038688 | 0.00096961 | 0 | 0 |  | 1 | TRUE | wye
6 | LV_245-4_0_5_load_12 | 10 | 0.010991 | 0.0027546 | 0 | 0 |  | 1 | TRUE | wye
7 | LV_245-4_0_5_load_116 | 12 | 0.0032163 | 0.00080609 | 0 | 0 |  | 1 | TRUE | wye
8 | LV_245-4_0_5_load_140 | 14 | 0.0017589 | 0.00044081 | 0 | 0 |  | 1 | TRUE | wye
9 | LV_245-4_0_5_load_139 | 15 | 0.0017115 | 0.00042894 | 0 | 0 |  | 1 | TRUE | wye
10 | LV_245-4_0_5_load_8 | 17 | 0.0036848 | 0.0009235 | 0 | 0 |  | 1 | TRUE | wye
11 | LV_245-4_0_5_load_5 | 18 | 0.0048004 | 0.0012031 | 0 | 0 |  | 1 | TRUE | wye
12 | LV_245-4_0_5_load_49 | 21 | 0.0040524 | 0.0010156 | 0 | 0 |  | 1 | TRUE | wye
13 | LV_245-4_0_5_load_132 | 22 | 0.0015039 | 0.00037691 | 0 | 0 |  | 1 | TRUE | wye
14 | LV_245-4_0_5_load_103 | 25 | 0.0092234 | 0.0023116 | 0 | 0 |  | 1 | TRUE | wye
15 | LV_245-4_0_5_load_15 | 27 | 0.0036544 | 0.00091587 | 0 | 0 |  | 1 | TRUE | wye
16 | LV_245-4_0_5_load_90 | 28 | 0.0052932 | 0.0013266 | 0 | 0 |  | 1 | TRUE | wye
17 | LV_245-4_0_5_load_101 | 30 | 0.0017093 | 0.00042838 | 0 | 0 |  | 1 | TRUE | wye
18 | LV_245-4_0_5_load_159 | 32 | 0.0069941 | 0.0017529 | 0 | 0 |  | 1 | TRUE | wye
19 | LV_245-4_0_5_load_59 | 36 | 0.0068101 | 0.0017068 | 0 | 0 |  | 1 | TRUE | wye
20 | LV_245-4_0_5_load_100 | 38 | 0.012135 | 0.0030413 | 0 | 0 |  | 1 | TRUE | wye
21 | LV_245-4_0_5_load_20 | 39 | 0.0023994 | 0.00060136 | 0 | 0 |  | 1 | TRUE | wye
22 | LV_245-4_0_5_load_21 | 40 | 0.0019433 | 0.00048704 | 0 | 0 |  | 1 | TRUE | wye
23 | LV_245-4_0_5_load_22 | 41 | 0.0034047 | 0.00085329 | 0 | 0 |  | 1 | TRUE | wye
24 | LV_245-4_0_5_load_24 | 42 | 0.0040867 | 0.0010242 | 0 | 0 |  | 1 | TRUE | wye
25 | LV_245-4_0_5_load_35 | 44 | 0.0027328 | 0.00068489 | 0 | 0 |  | 1 | TRUE | wye
26 | LV_245-4_0_5_load_146 | 46 | 0.0024242 | 0.00060755 | 0 | 0 |  | 1 | TRUE | wye
27 | LV_245-4_0_5_load_145 | 47 | 0.00050849 | 0.00012744 | 0 | 0 |  | 1 | TRUE | wye
28 | LV_245-4_0_5_load_31 | 48 | 0.001254 | 0.00031429 | 0 | 0 |  | 1 | TRUE | wye
29 | LV_245-4_0_5_load_29 | 49 | 0.0009611 | 0.00024088 | 0 | 0 |  | 1 | TRUE | wye
30 | LV_245-4_0_5_load_115 | 50 | 0.010834 | 0.0027152 | 0 | 0 |  | 1 | TRUE | wye
31 | LV_245-4_0_5_load_91 | 51 | 0.0020874 | 0.00052316 | 0 | 0 |  | 1 | TRUE | wye
32 | LV_245-4_0_5_load_114 | 52 | 0.0014764 | 0.00037001 | 0 | 0 |  | 1 | TRUE | wye
33 | LV_245-4_0_5_load_108 | 53 | 0.00093662 | 0.00023474 | 0 | 0 |  | 1 | TRUE | wye
34 | LV_245-4_0_5_load_28 | 54 | 0.0021784 | 0.00054595 | 0 | 0 |  | 1 | TRUE | wye
35 | LV_245-4_0_5_load_30 | 55 | 0.0024714 | 0.0006194 | 0 | 0 |  | 1 | TRUE | wye
36 | LV_245-4_0_5_load_32 | 56 | 0.0025091 | 0.00062883 | 0 | 0 |  | 1 | TRUE | wye
37 | LV_245-4_0_5_load_75 | 57 | 0.0023149 | 0.00058018 | 0 | 0 |  | 1 | TRUE | wye
38 | LV_245-4_0_5_load_76 | 58 | 0.0018506 | 0.00046381 | 0 | 0 |  | 1 | TRUE | wye
39 | LV_245-4_0_5_load_89 | 59 | 0.0043381 | 0.0010872 | 0 | 0 |  | 1 | TRUE | wye
40 | LV_245-4_0_5_load_87 | 60 | 0.0047602 | 0.001193 | 0 | 0 |  | 1 | TRUE | wye
41 | LV_245-4_0_5_load_85 | 61 | 0.005085 | 0.0012744 | 0 | 0 |  | 1 | TRUE | wye
42 | LV_245-4_0_5_load_112 | 63 | 0.0032495 | 0.00081439 | 0 | 0 |  | 1 | TRUE | wye
43 | LV_245-4_0_5_load_37 | 65 | 0.0036561 | 0.00091631 | 0 | 0 |  | 1 | TRUE | wye
44 | LV_245-4_0_5_load_43 | 70 | 0.0026191 | 0.0006564 | 0 | 0 |  | 1 | TRUE | wye
45 | LV_245-4_0_5_load_158 | 71 | 0.00042402 | 0.00010627 | 0 | 0 |  | 1 | TRUE | wye
46 | LV_245-4_0_5_load_41 | 72 | 0.035067 | 0.0087887 | 0 | 0 |  | 1 | TRUE | wye
47 | LV_245-4_0_5_load_142 | 75 | 0.0032835 | 0.00082292 | 0 | 0 |  | 1 | TRUE | wye
48 | LV_245-4_0_5_load_52 | 76 | 0.015962 | 0.0040005 | 0 | 0 |  | 1 | TRUE | wye
49 | LV_245-4_0_5_load_120 | 78 | 0.0055064 | 0.00138 | 0 | 0 |  | 1 | TRUE | wye
50 | LV_245-4_0_5_load_117 | 79 | 0.0032949 | 0.00082577 | 0 | 0 |  | 1 | TRUE | wye
51 | LV_245-4_0_5_load_44 | 80 | 0.0044385 | 0.0011124 | 0 | 0 |  | 1 | TRUE | wye
52 | LV_245-4_0_5_load_46 | 82 | 0.0046628 | 0.0011686 | 0 | 0 |  | 1 | TRUE | wye
53 | LV_245-4_0_5_load_86 | 85 | 0.0044695 | 0.0011202 | 0 | 0 |  | 1 | TRUE | wye
54 | LV_245-4_0_5_load_70 | 86 | 0.006499 | 0.0016288 | 0 | 0 |  | 1 | TRUE | wye
55 | LV_245-4_0_5_load_79 | 87 | 0.0021197 | 0.00053125 | 0 | 0 |  | 1 | TRUE | wye
56 | LV_245-4_0_5_load_54 | 89 | 0.043541 | 0.010912 | 0 | 0 |  | 1 | TRUE | wye
57 | LV_245-4_0_5_load_55 | 90 | 0.0025866 | 0.00064825 | 0 | 0 |  | 1 | TRUE | wye
58 | LV_245-4_0_5_load_128 | 92 | 0.003258 | 0.00081653 | 0 | 0 |  | 1 | TRUE | wye
59 | LV_245-4_0_5_load_122 | 93 | 0.0030282 | 0.00075893 | 0 | 0 |  | 1 | TRUE | wye
60 | LV_245-4_0_5_load_121 | 94 | 0.018064 | 0.0045273 | 0 | 0 |  | 1 | TRUE | wye
61 | LV_245-4_0_5_load_61 | 95 | 0.0020255 | 0.00050765 | 0 | 0 |  | 1 | TRUE | wye
62 | LV_245-4_0_5_load_62 | 96 | 0.0024576 | 0.00061594 | 0 | 0 |  | 1 | TRUE | wye
63 | LV_245-4_0_5_load_63 | 97 | 0.0023451 | 0.00058773 | 0 | 0 |  | 1 | TRUE | wye
64 | LV_245-4_0_5_load_65 | 99 | 0.0010206 | 0.00025579 | 0 | 0 |  | 1 | TRUE | wye
65 | LV_245-4_0_5_load_67 | 100 | 0.0065689 | 0.0016463 | 0 | 0 |  | 1 | TRUE | wye
66 | LV_245-4_0_5_load_93 | 102 | 0.00089931 | 0.00022539 | 0 | 0 |  | 1 | TRUE | wye
67 | LV_245-4_0_5_load_66 | 103 | 0.0026565 | 0.00066577 | 0 | 0 |  | 1 | TRUE | wye
68 | LV_245-4_0_5_load_72 | 105 | 0.0025482 | 0.00063864 | 0 | 0 |  | 1 | TRUE | wye
69 | LV_245-4_0_5_load_78 | 107 | 0.0024239 | 0.00060749 | 0 | 0 |  | 1 | TRUE | wye
70 | LV_245-4_0_5_load_71 | 108 | 0.0030514 | 0.00076475 | 0 | 0 |  | 1 | TRUE | wye
71 | LV_245-4_0_5_load_97 | 109 | 0.0017139 | 0.00042954 | 0 | 0 |  | 1 | TRUE | wye
72 | LV_245-4_0_5_load_77 | 110 | 0.002533 | 0.00063484 | 0 | 0 |  | 1 | TRUE | wye
73 | LV_245-4_0_5_load_80 | 112 | 0.0024874 | 0.0006234 | 0 | 0 |  | 1 | TRUE | wye
74 | LV_245-4_0_5_load_95 | 114 | 0.002735 | 0.00068546 | 0 | 0 |  | 1 | TRUE | wye
75 | LV_245-4_0_5_load_99 | 116 | 0.00062129 | 0.00015571 | 0 | 0 |  | 1 | TRUE | wye
76 | LV_245-4_0_5_load_157 | 117 | 0.00056822 | 0.00014241 | 0 | 0 |  | 1 | TRUE | wye
77 | LV_245-4_0_5_load_156 | 118 | 0.0024247 | 0.00060768 | 0 | 0 |  | 1 | TRUE | wye
78 | LV_245-4_0_5_load_102 | 119 | 0.013045 | 0.0032693 | 0 | 0 |  | 1 | TRUE | wye
79 | LV_245-4_0_5_load_104 | 120 | 0.001208 | 0.00030276 | 0 | 0 |  | 1 | TRUE | wye
80 | LV_245-4_0_5_load_105 | 121 | 0.0016016 | 0.00040141 | 0 | 0 |  | 1 | TRUE | wye
81 | LV_245-4_0_5_load_106 | 122 | 0.001442 | 0.00036139 | 0 | 0 |  | 1 | TRUE | wye
82 | LV_245-4_0_5_load_107 | 123 | 0.0010542 | 0.0002642 | 0 | 0 |  | 1 | TRUE | wye
83 | LV_245-4_0_5_load_110 | 124 | 0.0010681 | 0.00026768 | 0 | 0 |  | 1 | TRUE | wye
84 | LV_245-4_0_5_load_109 | 125 | 0.0015394 | 0.00038581 | 0 | 0 |  | 1 | TRUE | wye
85 | LV_245-4_0_5_load_113 | 127 | 0.0021217 | 0.00053175 | 0 | 0 |  | 1 | TRUE | wye
86 | LV_245-4_0_5_load_155 | 128 | 0.0013416 | 0.00033623 | 0 | 0 |  | 1 | TRUE | wye
87 | LV_245-4_0_5_load_154 | 129 | 0.0013554 | 0.00033969 | 0 | 0 |  | 1 | TRUE | wye
88 | LV_245-4_0_5_load_126 | 132 | 0.017791 | 0.0044589 | 0 | 0 |  | 1 | TRUE | wye
89 | LV_245-4_0_5_load_141 | 135 | 0.01576 | 0.0039497 | 0 | 0 |  | 1 | TRUE | wye
90 | LV_245-4_0_5_load_133 | 136 | 0.0014979 | 0.0003754 | 0 | 0 |  | 1 | TRUE | wye
91 | LV_245-4_0_5_load_135 | 137 | 0.005004 | 0.0012541 | 0 | 0 |  | 1 | TRUE | wye
92 | LV_245-4_0_5_load_129 | 138 | 0.0038867 | 0.00097409 | 0 | 0 |  | 1 | TRUE | wye
93 | LV_245-4_0_5_load_147 | 139 | 0.00097487 | 0.00024433 | 0 | 0 |  | 1 | TRUE | wye
94 | LV_245-4_0_5_load_148 | 140 | 0.00086626 | 0.0002171 | 0 | 0 |  | 1 | TRUE | wye
95 | LV_245-4_0_5_load_150 | 141 | 0.00099332 | 0.00024895 | 0 | 0 |  | 1 | TRUE | wye
96 | LV_245-4_0_5_load_151 | 142 | 0.00088336 | 0.00022139 | 0 | 0 |  | 1 | TRUE | wye
97 | LV_245-4_0_5_load_152 | 143 | 0.00087867 | 0.00022022 | 0 | 0 |  | 1 | TRUE | wye
98 | LV_245-4_0_5_load_153 | 144 | 0.0013479 | 0.00033783 | 0 | 0 |  | 1 | TRUE | wye

## ext_grid
| name | bus | vm_pu | va_degree | slack_weight | in_service
0 |  | 119 | 1 | 0 | 1 | TRUE

## line
| name | std_type | from_bus | to_bus | length_km | r_ohm_per_km | x_ohm_per_km | c_nf_per_km | g_us_per_km | max_i_ka | df | parallel | type | in_service
0 | LV_245-4_0_5_line_0 |  | 0 | 1 | 0.025183 | 0.125 | 0.08 | 261 | 0 | 0.364 | 1 | 1 | cs | TRUE
1 | LV_245-4_0_5_line_1 |  | 1 | 2 | 0.02615 | 0.125 | 0.08 | 261 | 0 | 0.364 | 1 | 1 | cs | TRUE
2 | LV_245-4_0_5_line_2 |  | 2 | 3 | 0.032119 | 0.125 | 0.08 | 261 | 0 | 0.364 | 1 | 1 | cs | TRUE
3 | LV_245-4_0_5_line_3 |  | 2 | 4 | 0.024279 | 0.125 | 0.08 | 261 | 0 | 0.364 | 1 | 1 | cs | TRUE
4 | LV_245-4_0_5_line_4 |  | 3 | 5 | 0.012689 | 0.125 | 0.08 | 261 | 0 | 0.364 | 1 | 4 | cs | TRUE
5 | LV_245-4_0_5_line_5 |  | 3 | 6 | 0.015993 | 0.125 | 0.08 | 261 | 0 | 0.364 | 1 | 4 | cs | TRUE
6 | LV_245-4_0_5_line_6 |  | 4 | 7 | 0.0084723 | 0.125 | 0.08 | 261 | 0 | 0.364 | 1 | 1 | cs | TRUE
7 | LV_245-4_0_5_line_7 |  | 5 | 12 | 0.0059322 | 0.125 | 0.08 | 261 | 0 | 0.364 | 1 | 4 | cs | TRUE
8 | LV_245-4_0_5_line_8 |  | 6 | 16 | 0.027931 | 0.125 | 0.08 | 261 | 0 | 0.364 | 1 | 4 | cs | TRUE
9 | LV_245-4_0_5_line_9 |  | 8 | 9 | 0.0017338 | 0.125 | 0.08 | 261 | 0 | 0.364 | 1 | 1 | cs | TRUE
10 | LV_245-4_0_5_line_10 |  | 9 | 34 | 0.02758 | 0.125 | 0.08 | 261 | 0 | 0.364 | 1 | 1 | cs | TRUE
11 | LV_245-4_0_5_line_11 |  | 10 | 11 | 0.025558 | 0.125 | 0.08 | 261 | 0 | 0.364 | 1 | 1 | cs | TRUE
12 | LV_245-4_0_5_line_12 |  | 11 | 26 | 0.02046 | 0.125 | 0.08 | 261 | 0 | 0.364 | 1 | 1 | cs | TRUE
13 | LV_245-4_0_5_line_13 |  | 12 | 25 | 0.02961 | 0.125 | 0.08 | 261 | 0 | 0.364 | 1 | 4 | cs | TRUE
14 | LV_245-4_0_5_line_14 |  | 13 | 14 | 0.022396 | 0.125 | 0.08 | 261 | 0 | 0.364 | 1 | 1 | cs | TRUE
15 | LV_245-4_0_5_line_15 |  | 13 | 15 | 0.013921 | 0.125 | 0.08 | 261 | 0 | 0.364 | 1 | 4 | cs | TRUE
16 | LV_245-4_0_5_line_16 |  | 13 | 16 | 0.031336 | 0.125 | 0.08 | 261 | 0 | 0.364 | 1 | 4 | cs | TRUE
17 | LV_245-4_0_5_line_17 |  | 14 | 24 | 0.010844 | 0.125 | 0.08 | 261 | 0 | 0.364 | 1 | 1 | cs | TRUE
18 | LV_245-4_0_5_line_18 |  | 15 | 22 | 0.011095 | 0.125 | 0.08 | 261 | 0 | 0.364 | 1 | 4 | cs | TRUE
19 | LV_245-4_0_5_line_19 |  | 16 | 17 | 0.033755 | 0.125 | 0.08 | 261 | 0 | 0.364 | 1 | 4 | cs | TRUE
20 | LV_245-4_0_5_line_20 |  | 16 | 18 | 0.060652 | 0.125 | 0.08 | 261 | 0 | 0.364 | 1 | 1 | cs | TRUE
21 | LV_245-4_0_5_line_21 |  | 17 | 19 | 0.014762 | 0.125 | 0.08 | 261 | 0 | 0.364 | 1 | 4 | cs | TRUE
22 | LV_245-4_0_5_line_22 |  | 19 | 20 | 0.038137 | 0.125 | 0.08 | 261 | 0 | 0.364 | 1 | 4 | cs | TRUE
23 | LV_245-4_0_5_line_23 |  | 19 | 21 | 0.015657 | 0.125 | 0.08 | 261 | 0 | 0.364 | 1 | 1 | cs | TRUE
24 | LV_245-4_0_5_line_24 |  | 20 | 84 | 0.002327 | 0.125 | 0.08 | 261 | 0 | 0.364 | 1 | 4 | cs | TRUE
25 | LV_245-4_0_5_line_25 |  | 20 | 85 | 0.063441 | 0.125 | 0.08 | 261 | 0 | 0.364 | 1 | 1 | cs | TRUE
26 | LV_245-4_0_5_line_26 |  | 22 | 23 | 0.010597 | 0.125 | 0.08 | 261 | 0 | 0.364 | 1 | 4 | cs | TRUE
27 | LV_245-4_0_5_line_27 |  | 23 | 136 | 0.024812 | 0.125 | 0.08 | 261 | 0 | 0.364 | 1 | 4 | cs | TRUE
28 | LV_245-4_0_5_line_28 |  | 23 | 138 | 0.01833 | 0.125 | 0.08 | 261 | 0 | 0.364 | 1 | 1 | cs | TRUE
29 | LV_245-4_0_5_line_29 |  | 24 | 135 | 0.046589 | 0.125 | 0.08 | 261 | 0 | 0.364 | 1 | 1 | cs | TRUE
30 | LV_245-4_0_5_line_30 |  | 25 | 119 | 0.03492 | 0.125 | 0.08 | 261 | 0 | 0.364 | 1 | 4 | cs | TRUE
31 | LV_245-4_0_5_line_31 |  | 26 | 29 | 0.011969 | 0.125 | 0.08 | 261 | 0 | 0.364 | 1 | 1 | cs | TRUE
32 | LV_245-4_0_5_line_32 |  | 26 | 30 | 0.022846 | 0.125 | 0.08 | 261 | 0 | 0.364 | 1 | 1 | cs | TRUE
33 | LV_245-4_0_5_line_33 |  | 27 | 28 | 0.0016854 | 0.125 | 0.08 | 261 | 0 | 0.364 | 1 | 1 | cs | TRUE
34 | LV_245-4_0_5_line_34 |  | 28 | 35 | 0.040295 | 0.125 | 0.08 | 261 | 0 | 0.364 | 1 | 1 | cs | TRUE
35 | LV_245-4_0_5_line_35 |  | 29 | 36 | 0.017641 | 0.125 | 0.08 | 261 | 0 | 0.364 | 1 | 1 | cs | TRUE
36 | LV_245-4_0_5_line_36 |  | 29 | 37 | 0.040456 | 0.125 | 0.08 | 261 | 0 | 0.364 | 1 | 1 | cs | TRUE
37 | LV_245-4_0_5_line_37 |  | 30 | 38 | 0.036361 | 0.125 | 0.08 | 261 | 0 | 0.364 | 1 | 1 | cs | TRUE
38 | LV_245-4_0_5_line_38 |  | 31 | 32 | 0.021546 | 0.125 | 0.08 | 261 | 0 | 0.364 | 1 | 1 | cs | TRUE
39 | LV_245-4_0_5_line_39 |  | 31 | 33 | 0.027261 | 0.125 | 0.08 | 261 | 0 | 0.364 | 1 | 1 | cs | TRUE
40 | LV_245-4_0_5_line_40 |  | 33 | 36 | 0.050135 | 0.125 | 0.08 | 261 | 0 | 0.364 | 1 | 1 | cs | TRUE
41 | LV_245-4_0_5_line_41 |  | 34 | 62 | 0.002295 | 0.125 | 0.08 | 261 | 0 | 0.364 | 1 | 1 | cs | TRUE
42 | LV_245-4_0_5_line_42 |  | 35 | 51 | 0.012666 | 0.125 | 0.08 | 261 | 0 | 0.364 | 1 | 1 | cs | TRUE
43 | LV_245-4_0_5_line_43 |  | 35 | 59 | 0.012905 | 0.125 | 0.08 | 261 | 0 | 0.364 | 1 | 1 | cs | TRUE
44 | LV_245-4_0_5_line_44 |  | 35 | 43 | 0.001866 | 0.125 | 0.08 | 261 | 0 | 0.364 | 1 | 1 | cs | TRUE
45 | LV_245-4_0_5_line_45 |  | 37 | 91 | 0.00623 | 0.125 | 0.08 | 261 | 0 | 0.364 | 1 | 1 | cs | TRUE
46 | LV_245-4_0_5_line_46 |  | 37 | 90 | 0.040512 | 0.125 | 0.08 | 261 | 0 | 0.364 | 1 | 1 | cs | TRUE
47 | LV_245-4_0_5_line_47 |  | 38 | 119 | 0.038548 | 0.125 | 0.08 | 261 | 0 | 0.364 | 1 | 1 | cs | TRUE
48 | LV_245-4_0_5_line_48 |  | 39 | 40 | 0.023545 | 0.125 | 0.08 | 261 | 0 | 0.364 | 1 | 1 | cs | TRUE
49 | LV_245-4_0_5_line_49 |  | 39 | 41 | 0.025889 | 0.125 | 0.08 | 261 | 0 | 0.364 | 1 | 1 | cs | TRUE
50 | LV_245-4_0_5_line_50 |  | 41 | 42 | 0.022627 | 0.125 | 0.08 | 261 | 0 | 0.364 | 1 | 1 | cs | TRUE
51 | LV_245-4_0_5_line_51 |  | 42 | 43 | 0.0096298 | 0.125 | 0.08 | 261 | 0 | 0.364 | 1 | 1 | cs | TRUE
52 | LV_245-4_0_5_line_52 |  | 43 | 44 | 0.013097 | 0.125 | 0.08 | 261 | 0 | 0.364 | 1 | 1 | cs | TRUE
53 | LV_245-4_0_5_line_53 |  | 44 | 60 | 0.027159 | 0.125 | 0.08 | 261 | 0 | 0.364 | 1 | 1 | cs | TRUE
54 | LV_245-4_0_5_line_54 |  | 45 | 46 | 0.017197 | 0.125 | 0.08 | 261 | 0 | 0.364 | 1 | 1 | cs | TRUE
55 | LV_245-4_0_5_line_55 |  | 45 | 47 | 0.032491 | 0.125 | 0.08 | 261 | 0 | 0.364 | 1 | 1 | cs | TRUE
56 | LV_245-4_0_5_line_56 |  | 46 | 63 | 0.0015289 | 0.125 | 0.08 | 261 | 0 | 0.364 | 1 | 1 | cs | TRUE
57 | LV_245-4_0_5_line_57 |  | 47 | 64 | 0.016165 | 0.125 | 0.08 | 261 | 0 | 0.364 | 1 | 1 | cs | TRUE
58 | LV_245-4_0_5_line_58 |  | 48 | 49 | 0.022877 | 0.125 | 0.08 | 261 | 0 | 0.364 | 1 | 1 | cs | TRUE
59 | LV_245-4_0_5_line_59 |  | 49 | 54 | 0.02079 | 0.125 | 0.08 | 261 | 0 | 0.364 | 1 | 1 | cs | TRUE
60 | LV_245-4_0_5_line_60 |  | 50 | 51 | 0.042228 | 0.125 | 0.08 | 261 | 0 | 0.364 | 1 | 1 | cs | TRUE
61 | LV_245-4_0_5_line_61 |  | 52 | 53 | 0.015612 | 0.125 | 0.08 | 261 | 0 | 0.364 | 1 | 1 | cs | TRUE
62 | LV_245-4_0_5_line_62 |  | 53 | 122 | 0.0070683 | 0.125 | 0.08 | 261 | 0 | 0.364 | 1 | 1 | cs | TRUE
63 | LV_245-4_0_5_line_63 |  | 54 | 55 | 0.017961 | 0.125 | 0.08 | 261 | 0 | 0.364 | 1 | 1 | cs | TRUE
64 | LV_245-4_0_5_line_64 |  | 55 | 56 | 0.018787 | 0.125 | 0.08 | 261 | 0 | 0.364 | 1 | 1 | cs | TRUE
65 | LV_245-4_0_5_line_65 |  | 56 | 57 | 0.021489 | 0.125 | 0.08 | 261 | 0 | 0.364 | 1 | 1 | cs | TRUE
66 | LV_245-4_0_5_line_66 |  | 57 | 58 | 0.018196 | 0.125 | 0.08 | 261 | 0 | 0.364 | 1 | 1 | cs | TRUE
67 | LV_245-4_0_5_line_67 |  | 58 | 110 | 0.023228 | 0.125 | 0.08 | 261 | 0 | 0.364 | 1 | 1 | cs | TRUE
68 | LV_245-4_0_5_line_68 |  | 59 | 61 | 0.023773 | 0.125 | 0.08 | 261 | 0 | 0.364 | 1 | 1 | cs | TRUE
69 | LV_245-4_0_5_line_69 |  | 60 | 62 | 0.035299 | 0.125 | 0.08 | 261 | 0 | 0.364 | 1 | 1 | cs | TRUE
70 | LV_245-4_0_5_line_70 |  | 62 | 113 | 0.002472 | 0.125 | 0.08 | 261 | 0 | 0.364 | 1 | 1 | cs | TRUE
71 | LV_245-4_0_5_line_71 |  | 63 | 126 | 0.0096994 | 0.125 | 0.08 | 261 | 0 | 0.364 | 1 | 1 | cs | TRUE
72 | LV_245-4_0_5_line_72 |  | 64 | 115 | 0.012463 | 0.125 | 0.08 | 261 | 0 | 0.364 | 1 | 1 | cs | TRUE
73 | LV_245-4_0_5_line_73 |  | 64 | 111 | 0.003269 | 0.125 | 0.08 | 261 | 0 | 0.364 | 1 | 1 | cs | TRUE
74 | LV_245-4_0_5_line_74 |  | 65 | 66 | 0.13246 | 0.125 | 0.08 | 261 | 0 | 0.364 | 1 | 1 | cs | TRUE
75 | LV_245-4_0_5_line_75 |  | 65 | 67 | 0.028625 | 0.125 | 0.08 | 261 | 0 | 0.364 | 1 | 1 | cs | TRUE
76 | LV_245-4_0_5_line_76 |  | 66 | 68 | 0.084901 | 0.125 | 0.08 | 261 | 0 | 0.364 | 1 | 1 | cs | TRUE
77 | LV_245-4_0_5_line_77 |  | 67 | 69 | 0.004462 | 0.125 | 0.08 | 261 | 0 | 0.364 | 1 | 1 | cs | TRUE
78 | LV_245-4_0_5_line_78 |  | 67 | 70 | 0.020078 | 0.125 | 0.08 | 261 | 0 | 0.364 | 1 | 1 | cs | TRUE
79 | LV_245-4_0_5_line_79 |  | 68 | 71 | 0.13743 | 0.125 | 0.08 | 261 | 0 | 0.364 | 1 | 1 | cs | TRUE
80 | LV_245-4_0_5_line_80 |  | 69 | 74 | 0.002021 | 0.125 | 0.08 | 261 | 0 | 0.364 | 1 | 1 | cs | TRUE
81 | LV_245-4_0_5_line_81 |  | 69 | 75 | 0.027217 | 0.125 | 0.08 | 261 | 0 | 0.364 | 1 | 1 | cs | TRUE
82 | LV_245-4_0_5_line_82 |  | 72 | 73 | 0.0042549 | 0.125 | 0.08 | 261 | 0 | 0.364 | 1 | 1 | cs | TRUE
83 | LV_245-4_0_5_line_83 |  | 73 | 76 | 0.083453 | 0.125 | 0.08 | 261 | 0 | 0.364 | 1 | 1 | cs | TRUE
84 | LV_245-4_0_5_line_84 |  | 73 | 77 | 0.004013 | 0.125 | 0.08 | 261 | 0 | 0.364 | 1 | 1 | cs | TRUE
85 | LV_245-4_0_5_line_85 |  | 74 | 78 | 0.042139 | 0.125 | 0.08 | 261 | 0 | 0.364 | 1 | 2 | cs | TRUE
86 | LV_245-4_0_5_line_86 |  | 74 | 79 | 0.034226 | 0.125 | 0.08 | 261 | 0 | 0.364 | 1 | 1 | cs | TRUE
87 | LV_245-4_0_5_line_87 |  | 76 | 89 | 0.044706 | 0.125 | 0.08 | 261 | 0 | 0.364 | 1 | 1 | cs | TRUE
88 | LV_245-4_0_5_line_88 |  | 77 | 79 | 0.013554 | 0.125 | 0.08 | 261 | 0 | 0.364 | 1 | 1 | cs | TRUE
89 | LV_245-4_0_5_line_89 |  | 78 | 130 | 0.0068065 | 0.125 | 0.08 | 261 | 0 | 0.364 | 1 | 4 | cs | TRUE
90 | LV_245-4_0_5_line_90 |  | 80 | 81 | 0.019165 | 0.125 | 0.08 | 261 | 0 | 0.364 | 1 | 1 | cs | TRUE
91 | LV_245-4_0_5_line_91 |  | 81 | 82 | 0.015622 | 0.125 | 0.08 | 261 | 0 | 0.364 | 1 | 1 | cs | TRUE
92 | LV_245-4_0_5_line_92 |  | 81 | 83 | 0.006094 | 0.125 | 0.08 | 261 | 0 | 0.364 | 1 | 1 | cs | TRUE
93 | LV_245-4_0_5_line_93 |  | 83 | 86 | 0.011417 | 0.125 | 0.08 | 261 | 0 | 0.364 | 1 | 1 | cs | TRUE
94 | LV_245-4_0_5_line_94 |  | 84 | 87 | 0.036847 | 0.125 | 0.08 | 261 | 0 | 0.364 | 1 | 1 | cs | TRUE
95 | LV_245-4_0_5_line_95 |  | 84 | 88 | 0.010445 | 0.125 | 0.08 | 261 | 0 | 0.364 | 1 | 4 | cs | TRUE
96 | LV_245-4_0_5_line_96 |  | 86 | 88 | 0.03784 | 0.125 | 0.08 | 261 | 0 | 0.364 | 1 | 1 | cs | TRUE
97 | LV_245-4_0_5_line_97 |  | 87 | 107 | 0.023356 | 0.125 | 0.08 | 261 | 0 | 0.364 | 1 | 1 | cs | TRUE
98 | LV_245-4_0_5_line_98 |  | 88 | 103 | 0.019888 | 0.125 | 0.08 | 261 | 0 | 0.364 | 1 | 4 | cs | TRUE
99 | LV_245-4_0_5_line_99 |  | 91 | 92 | 0.024386 | 0.125 | 0.08 | 261 | 0 | 0.364 | 1 | 1 | cs | TRUE
100 | LV_245-4_0_5_line_100 |  | 91 | 93 | 0.018547 | 0.125 | 0.08 | 261 | 0 | 0.364 | 1 | 1 | cs | TRUE
101 | LV_245-4_0_5_line_101 |  | 93 | 94 | 0.016431 | 0.125 | 0.08 | 261 | 0 | 0.364 | 1 | 1 | cs | TRUE
102 | LV_245-4_0_5_line_102 |  | 94 | 134 | 0.016711 | 0.125 | 0.08 | 261 | 0 | 0.364 | 1 | 1 | cs | TRUE
103 | LV_245-4_0_5_line_103 |  | 95 | 96 | 0.025582 | 0.125 | 0.08 | 261 | 0 | 0.364 | 1 | 4 | cs | TRUE
104 | LV_245-4_0_5_line_104 |  | 95 | 97 | 0.025156 | 0.125 | 0.08 | 261 | 0 | 0.364 | 1 | 4 | cs | TRUE
105 | LV_245-4_0_5_line_105 |  | 96 | 98 | 0.019766 | 0.125 | 0.08 | 261 | 0 | 0.364 | 1 | 4 | cs | TRUE
106 | LV_245-4_0_5_line_106 |  | 97 | 99 | 0.02742 | 0.125 | 0.08 | 261 | 0 | 0.364 | 1 | 4 | cs | TRUE
107 | LV_245-4_0_5_line_107 |  | 98 | 100 | 0.037955 | 0.125 | 0.08 | 261 | 0 | 0.364 | 1 | 4 | cs | TRUE
108 | LV_245-4_0_5_line_108 |  | 98 | 101 | 0.018442 | 0.125 | 0.08 | 261 | 0 | 0.364 | 1 | 1 | cs | TRUE
109 | LV_245-4_0_5_line_109 |  | 99 | 102 | 0.026966 | 0.125 | 0.08 | 261 | 0 | 0.364 | 1 | 4 | cs | TRUE
110 | LV_245-4_0_5_line_110 |  | 100 | 103 | 0.0072361 | 0.125 | 0.08 | 261 | 0 | 0.364 | 1 | 4 | cs | TRUE
111 | LV_245-4_0_5_line_111 |  | 101 | 104 | 0.027819 | 0.125 | 0.08 | 261 | 0 | 0.364 | 1 | 1 | cs | TRUE
112 | LV_245-4_0_5_line_112 |  | 101 | 105 | 0.022012 | 0.125 | 0.08 | 261 | 0 | 0.364 | 1 | 1 | cs | TRUE
113 | LV_245-4_0_5_line_113 |  | 102 | 106 | 0.014926 | 0.125 | 0.08 | 261 | 0 | 0.364 | 1 | 2 | cs | TRUE
114 | LV_245-4_0_5_line_114 |  | 104 | 109 | 0.022058 | 0.125 | 0.08 | 261 | 0 | 0.364 | 1 | 1 | cs | TRUE
115 | LV_245-4_0_5_line_115 |  | 105 | 108 | 0.027063 | 0.125 | 0.08 | 261 | 0 | 0.364 | 1 | 1 | cs | TRUE
116 | LV_245-4_0_5_line_116 |  | 106 | 111 | 0.018604 | 0.125 | 0.08 | 261 | 0 | 0.364 | 1 | 1 | cs | TRUE
117 | LV_245-4_0_5_line_117 |  | 106 | 114 | 0.033614 | 0.125 | 0.08 | 261 | 0 | 0.364 | 1 | 1 | cs | TRUE
118 | LV_245-4_0_5_line_118 |  | 107 | 112 | 0.026277 | 0.125 | 0.08 | 261 | 0 | 0.364 | 1 | 1 | cs | TRUE
119 | LV_245-4_0_5_line_119 |  | 110 | 111 | 0.021323 | 0.125 | 0.08 | 261 | 0 | 0.364 | 1 | 1 | cs | TRUE
120 | LV_245-4_0_5_line_120 |  | 113 | 114 | 0.015472 | 0.125 | 0.08 | 261 | 0 | 0.364 | 1 | 1 | cs | TRUE
121 | LV_245-4_0_5_line_121 |  | 115 | 116 | 0.02729 | 0.125 | 0.08 | 261 | 0 | 0.364 | 1 | 1 | cs | TRUE
122 | LV_245-4_0_5_line_122 |  | 116 | 117 | 0.044301 | 0.125 | 0.08 | 261 | 0 | 0.364 | 1 | 1 | cs | TRUE
123 | LV_245-4_0_5_line_123 |  | 117 | 118 | 0.010174 | 0.125 | 0.08 | 261 | 0 | 0.364 | 1 | 1 | cs | TRUE
124 | LV_245-4_0_5_line_124 |  | 118 | 129 | 0.023033 | 0.125 | 0.08 | 261 | 0 | 0.364 | 1 | 1 | cs | TRUE
125 | LV_245-4_0_5_line_125 |  | 120 | 121 | 0.0021028 | 0.125 | 0.08 | 261 | 0 | 0.364 | 1 | 1 | cs | TRUE
126 | LV_245-4_0_5_line_126 |  | 120 | 122 | 0.018631 | 0.125 | 0.08 | 261 | 0 | 0.364 | 1 | 1 | cs | TRUE
127 | LV_245-4_0_5_line_127 |  | 121 | 123 | 0.020314 | 0.125 | 0.08 | 261 | 0 | 0.364 | 1 | 1 | cs | TRUE
128 | LV_245-4_0_5_line_128 |  | 123 | 124 | 0.00061755 | 0.125 | 0.08 | 261 | 0 | 0.364 | 1 | 1 | cs | TRUE
129 | LV_245-4_0_5_line_129 |  | 124 | 125 | 0.020007 | 0.125 | 0.08 | 261 | 0 | 0.364 | 1 | 1 | cs | TRUE
130 | LV_245-4_0_5_line_130 |  | 125 | 126 | 0.010836 | 0.125 | 0.08 | 261 | 0 | 0.364 | 1 | 1 | cs | TRUE
131 | LV_245-4_0_5_line_131 |  | 127 | 128 | 0.0024631 | 0.125 | 0.08 | 261 | 0 | 0.364 | 1 | 1 | cs | TRUE
132 | LV_245-4_0_5_line_132 |  | 128 | 129 | 0.011466 | 0.125 | 0.08 | 261 | 0 | 0.364 | 1 | 1 | cs | TRUE
133 | LV_245-4_0_5_line_133 |  | 129 | 144 | 0.023828 | 0.125 | 0.08 | 261 | 0 | 0.364 | 1 | 1 | cs | TRUE
134 | LV_245-4_0_5_line_134 |  | 130 | 131 | 0.032695 | 0.125 | 0.08 | 261 | 0 | 0.364 | 1 | 4 | cs | TRUE
135 | LV_245-4_0_5_line_135 |  | 131 | 136 | 0.0034769 | 0.125 | 0.08 | 261 | 0 | 0.364 | 1 | 4 | cs | TRUE
136 | LV_245-4_0_5_line_136 |  | 131 | 137 | 0.017264 | 0.125 | 0.08 | 261 | 0 | 0.364 | 1 | 1 | cs | TRUE
137 | LV_245-4_0_5_line_137 |  | 132 | 133 | 0.015688 | 0.125 | 0.08 | 261 | 0 | 0.364 | 1 | 1 | cs | TRUE
138 | LV_245-4_0_5_line_138 |  | 133 | 134 | 0.04636 | 0.125 | 0.08 | 261 | 0 | 0.364 | 1 | 1 | cs | TRUE
139 | LV_245-4_0_5_line_139 |  | 139 | 140 | 0.002904 | 0.125 | 0.08 | 261 | 0 | 0.364 | 1 | 1 | cs | TRUE
140 | LV_245-4_0_5_line_140 |  | 140 | 141 | 0.017774 | 0.125 | 0.08 | 261 | 0 | 0.364 | 1 | 1 | cs | TRUE
141 | LV_245-4_0_5_line_141 |  | 141 | 142 | 0.0049331 | 0.125 | 0.08 | 261 | 0 | 0.364 | 1 | 1 | cs | TRUE
142 | LV_245-4_0_5_line_142 |  | 142 | 143 | 0.016962 | 0.125 | 0.08 | 261 | 0 | 0.364 | 1 | 1 | cs | TRUE
143 | LV_245-4_0_5_line_143 |  | 143 | 144 | 0.0057411 | 0.125 | 0.08 | 261 | 0 | 0.364 | 1 | 1 | cs | TRUE

## trafo
| name | std_type | hv_bus | lv_bus | sn_mva | vn_hv_kv | vn_lv_kv | vk_percent | vkr_percent | pfe_kw | i0_percent | shift_degree | tap_side | tap_neutral | tap_min | tap_max | tap_step_percent | tap_step_degree | tap_pos | tap_phase_shifter | parallel | df | in_service
0 | LV_245-4_0_5_trafo_102 | 0.63 MVA 20/0.4 kV | 145 | 119 | 0.63 | 20 | 0.4 | 6 | 1.206 | 1.65 | 0.2619 | 150 | hv | 0 | -2 | 2 | 2.5 | 0 | 0 | FALSE | 1 | 1 | TRUE

## line_geodata
| x0 | y0 | x1 | y1 | x2 | y2 | x3 | y3 | x4 | y4 | x5 | y5 | x6 | y6 | x7 | y7 | x8 | y8 | x9 | y9 | x10 | y10 | x11 | y11
0 | 2677584.2999 | 1251296.6675 | 2677584.3999 | 1251299.9824 | 2677589.2837 | 1251313.812 | 2677593.3251 | 1251319.7713
1 | 2677608.0119 | 1251285.5475 | 2677603.315 | 1251287.9878 | 2677598.9356 | 1251289.8096 | 2677594.0868 | 1251291.7476 | 2677589.0264 | 1251294.2721 | 2677584.2999 | 1251296.6675
2 | 2677608.0119 | 1251285.5475 | 2677613.8141 | 1251282.2878 | 2677622.4846 | 1251277.3088 | 2677626.5861 | 1251274.8051 | 2677629.1529 | 1251272.4815 | 2677630.1408 | 1251270.2483 | 2677634.4178 | 1251268.1695
3 | 2677608.0119 | 1251285.5475 | 2677616.3842 | 1251300.4459 | 2677620.0911 | 1251306.6054
4 | 2677629.1037 | 1251256.647 | 2677631.7022 | 1251262.274 | 2677634.4178 | 1251268.1695
5 | 2677634.4178 | 1251268.1695 | 2677649.7496 | 1251263.617
6 | 2677620.0911 | 1251306.6054 | 2677624.4598 | 1251313.8646
7 | 2677629.1037 | 1251256.647 | 2677623.9372 | 1251259.5621
8 | 2677675.04 | 1251251.7786 | 2677650.3771 | 1251263.4306 | 2677649.7496 | 1251263.617
9 | 2677573.1705 | 1251363.9657 | 2677572.4559 | 1251362.386
10 | 2677584.5384 | 1251389.0941 | 2677573.1705 | 1251363.9657
11 | 2677475.8112 | 1251343.5717 | 2677498.8926 | 1251332.5967
12 | 2677475.8112 | 1251343.5717 | 2677472.3209 | 1251336.8656 | 2677480.0686 | 1251333.1753 | 2677478.4452 | 1251329.1734
13 | 2677597.0219 | 1251270.7775 | 2677599.3048 | 1251269.6997 | 2677604.6433 | 1251269.5695 | 2677615.5064 | 1251264.319 | 2677623.9372 | 1251259.5621
14 | 2677654.3703 | 1251240.9776 | 2677649.3248 | 1251235.4518 | 2677638.2591 | 1251225.4539
15 | 2677654.3703 | 1251240.9776 | 2677661.9717 | 1251233.4939 | 2677664.9506 | 1251232.1838
16 | 2677654.3703 | 1251240.9776 | 2677655.9655 | 1251243.0889 | 2677660.0165 | 1251248.4682 | 2677671.1689 | 1251243.0436 | 2677675.04 | 1251251.7786
17 | 2677631.8208 | 1251216.9423 | 2677634.4641 | 1251222.0251 | 2677638.2591 | 1251225.4539
18 | 2677675.1064 | 1251227.7173 | 2677664.9506 | 1251232.1838
19 | 2677675.04 | 1251251.7786 | 2677683.2875 | 1251270.4226 | 2677686.2409 | 1251283.46
20 | 2677675.04 | 1251251.7786 | 2677729.715 | 1251225.5228
21 | 2677689.5024 | 1251297.8575 | 2677686.2409 | 1251283.46
22 | 2677689.5024 | 1251297.8575 | 2677691.158 | 1251305.1512 | 2677702.2869 | 1251333.7292
23 | 2677689.5024 | 1251297.8575 | 2677702.657 | 1251289.3668
24 | 2677703.1341 | 1251335.8975 | 2677702.2869 | 1251333.7292
25 | 2677702.2869 | 1251333.7292 | 2677689.6105 | 1251341.9802 | 2677671.983 | 1251351.345 | 2677655.0945 | 1251359.6075 | 2677646.2798 | 1251363.2913
26 | 2677685.248 | 1251224.5479 | 2677675.1064 | 1251227.7173
27 | 2677685.248 | 1251224.5479 | 2677684.6498 | 1251220.6594 | 2677681.3958 | 1251210.9207 | 2677677.2941 | 1251201.1353
28 | 2677685.248 | 1251224.5479 | 2677702.1558 | 1251217.4697
29 | 2677631.8208 | 1251216.9423 | 2677626.543 | 1251218.1963 | 2677589.225 | 1251235.5712
30 | 2677565.4445 | 1251285.6855 | 2677597.0219 | 1251270.7775
31 | 2677473.9557 | 1251318.0732 | 2677478.4452 | 1251329.1734
32 | 2677478.4452 | 1251329.1734 | 2677484.1631 | 1251326.5795 | 2677486.9128 | 1251322.9573 | 2677497.7382 | 1251317.7343
33 | 2677496.3877 | 1251383.1068 | 2677495.6096 | 1251381.6117
34 | 2677514.991 | 1251418.8504 | 2677496.3877 | 1251383.1068
35 | 2677473.9557 | 1251318.0732 | 2677457.8733 | 1251325.3239
36 | 2677472.5824 | 1251278.2149 | 2677471.0675 | 1251310.9302 | 2677473.9557 | 1251318.0732
37 | 2677530.586 | 1251302.1426 | 2677505.8279 | 1251313.8312 | 2677497.7382 | 1251317.7343
38 | 2677391.651 | 1251354.7804 | 2677382.8424 | 1251335.1065
39 | 2677416.4099 | 1251343.2175 | 2677391.651 | 1251354.7804
40 | 2677416.4099 | 1251343.2175 | 2677437.8797 | 1251342.4752 | 2677454.9484 | 1251334.8371 | 2677457.8733 | 1251325.3239
41 | 2677585.4848 | 1251391.1858 | 2677584.5384 | 1251389.0941
42 | 2677514.991 | 1251418.8504 | 2677503.5959 | 1251424.3806
43 | 2677514.991 | 1251418.8504 | 2677526.8558 | 1251413.774
44 | 2677515.8525 | 1251420.5073 | 2677514.991 | 1251418.8504
45 | 2677472.8676 | 1251271.9918 | 2677472.5824 | 1251278.2149
46 | 2677472.5824 | 1251278.2149 | 2677432.2483 | 1251282.011
47 | 2677530.586 | 1251302.1426 | 2677565.4445 | 1251285.6855
48 | 2677464.195 | 1251447.1995 | 2677443.2771 | 1251458.008
49 | 2677487.1954 | 1251435.3148 | 2677464.195 | 1251447.1995
50 | 2677487.1954 | 1251435.3148 | 2677507.2973 | 1251424.9279
51 | 2677515.8525 | 1251420.5073 | 2677507.2973 | 1251424.9279
52 | 2677515.8525 | 1251420.5073 | 2677527.9226 | 1251415.4247
53 | 2677552.9526 | 1251404.8848 | 2677527.9226 | 1251415.4247
54 | 2677571.5766 | 1251471.6072 | 2677579.1421 | 1251487.0508
55 | 2677571.5766 | 1251471.6072 | 2677602.0626 | 1251460.3715
56 | 2677579.8147 | 1251488.4238 | 2677579.1421 | 1251487.0508
57 | 2677617.23 | 1251454.7815 | 2677602.0626 | 1251460.3715
58 | 2677461.3262 | 1251507.0639 | 2677465.2728 | 1251506.954 | 2677477.8244 | 1251504.7275 | 2677483.7836 | 1251503.087
59 | 2677503.4231 | 1251496.3314 | 2677501.063 | 1251497.4037 | 2677488.5437 | 1251501.7766 | 2677483.7836 | 1251503.087
60 | 2677503.5959 | 1251424.3806 | 2677493.7966 | 1251429.1363 | 2677465.8822 | 1251443.3743
61 | 2677518.7283 | 1251542.4005 | 2677507.2261 | 1251552.9562
62 | 2677518.7283 | 1251542.4005 | 2677523.936 | 1251537.6213
63 | 2677519.7703 | 1251488.8911 | 2677516.8344 | 1251490.238 | 2677503.4231 | 1251496.3314
64 | 2677536.846 | 1251481.0574 | 2677519.7703 | 1251488.8911
65 | 2677556.5965 | 1251472.6061 | 2677545.8429 | 1251476.93 | 2677536.846 | 1251481.0574
66 | 2677556.5965 | 1251472.6061 | 2677559.9569 | 1251471.2549 | 2677573.7232 | 1251466.4688
67 | 2677573.7232 | 1251466.4688 | 2677595.6634 | 1251458.8408
68 | 2677526.8558 | 1251413.774 | 2677548.7126 | 1251404.4224
69 | 2677585.4848 | 1251391.1858 | 2677552.9526 | 1251404.8848
70 | 2677587.7694 | 1251390.2261 | 2677585.4848 | 1251391.1858
71 | 2677584.0818 | 1251497.1341 | 2677579.8147 | 1251488.4238
72 | 2677628.9562 | 1251450.4652 | 2677617.23 | 1251454.7815
73 | 2677617.23 | 1251454.7815 | 2677615.8042 | 1251451.8384
74 | 2677669.772 | 1250991.5185 | 2677660.8273 | 1250992.6132 | 2677639.0194 | 1250997.1642 | 2677633.159 | 1251002.5358 | 2677630.7129 | 1251010.6208 | 2677627.4335 | 1251027.5681 | 2677632.6389 | 1251054.3114 | 2677632.5368 | 1251056.9231 | 2677632.3987 | 1251060.5462 | 2677628.8276 | 1251070.9515 | 2677629.9341 | 1251081.5627 | 2677634.4479 | 1251093.0677
75 | 2677644.1809 | 1251119.9664 | 2677641.344 | 1251110.6446 | 2677634.4479 | 1251093.0677
76 | 2677658.5689 | 1250907.499 | 2677669.9046 | 1250980.2564 | 2677669.772 | 1250991.5185
77 | 2677645.5292 | 1251124.2205 | 2677644.1809 | 1251119.9664
78 | 2677644.1809 | 1251119.9664 | 2677663.0591 | 1251113.1305
79 | 2677658.5689 | 1250907.499 | 2677551.0173 | 1250923.7583 | 2677523.9668 | 1250934.3456
80 | 2677645.5292 | 1251124.2205 | 2677643.64 | 1251124.9518
81 | 2677645.5292 | 1251124.2205 | 2677670.9182 | 1251114.414
82 | 2677596.2642 | 1251132.4591 | 2677600.4174 | 1251131.5343
83 | 2677596.2642 | 1251132.4591 | 2677561.9757 | 1251139.56 | 2677514.5704 | 1251149.5015
84 | 2677597.2398 | 1251136.3525 | 2677596.2642 | 1251132.4591
85 | 2677643.64 | 1251124.9518 | 2677648.3808 | 1251137.0228 | 2677657.5183 | 1251159.2032 | 2677658.9778 | 1251164.1751
86 | 2677643.64 | 1251124.9518 | 2677610.4024 | 1251133.1184
87 | 2677514.5704 | 1251149.5015 | 2677493.1544 | 1251153.9926 | 2677470.791 | 1251158.5559
88 | 2677597.2398 | 1251136.3525 | 2677610.4024 | 1251133.1184
89 | 2677659.4326 | 1251170.948 | 2677659.173 | 1251164.8401 | 2677658.9778 | 1251164.1751
90 | 2677750.1398 | 1251296.0958 | 2677765.5251 | 1251284.6678
91 | 2677750.1398 | 1251296.0958 | 2677746.4125 | 1251285.617 | 2677743.9035 | 1251281.8816
92 | 2677752.1855 | 1251301.8379 | 2677750.1398 | 1251296.0958
93 | 2677752.1855 | 1251301.8379 | 2677742.8527 | 1251308.4137
94 | 2677703.1341 | 1251335.8975 | 2677671.0449 | 1251354.0079
95 | 2677711.9196 | 1251330.2085 | 2677703.1341 | 1251335.8975
96 | 2677711.9196 | 1251330.2085 | 2677742.8527 | 1251308.4137
97 | 2677650.0952 | 1251364.2399 | 2677660.89 | 1251359.7391 | 2677671.0449 | 1251354.0079
98 | 2677711.9196 | 1251330.2085 | 2677712.4113 | 1251333.0059 | 2677711.4212 | 1251337.1292 | 2677708.8207 | 1251342.021 | 2677708.9305 | 1251344.0128 | 2677709.6954 | 1251346.6914 | 2677711.1821 | 1251348.6851
99 | 2677472.8676 | 1251271.9918 | 2677469.4826 | 1251247.8423
100 | 2677472.8676 | 1251271.9918 | 2677489.8542 | 1251264.5452
101 | 2677499.8632 | 1251254.7519 | 2677500.0092 | 1251260.0935 | 2677489.8542 | 1251264.5452
102 | 2677499.4069 | 1251238.0472 | 2677499.8632 | 1251254.7519
103 | 2677695.2208 | 1251399.6208 | 2677708.2778 | 1251394.3301 | 2677719.2335 | 1251390.8556
104 | 2677695.2208 | 1251399.6208 | 2677671.9061 | 1251409.0679
105 | 2677738.0744 | 1251384.8805 | 2677719.2335 | 1251390.8556
106 | 2677646.4929 | 1251419.3653 | 2677671.9061 | 1251409.0679
107 | 2677738.0744 | 1251384.8805 | 2677728.2234 | 1251369.3844 | 2677716.913 | 1251356.3709 | 2677715.5076 | 1251354.4861
108 | 2677738.0744 | 1251384.8805 | 2677750.99 | 1251398.0819
109 | 2677646.4929 | 1251419.3653 | 2677621.5007 | 1251429.4922
110 | 2677711.1821 | 1251348.6851 | 2677715.5076 | 1251354.4861
111 | 2677728.9777 | 1251414.861 | 2677739.8271 | 1251408.343 | 2677750.99 | 1251398.0819
112 | 2677750.99 | 1251398.0819 | 2677767.4924 | 1251383.515
113 | 2677607.6676 | 1251435.0973 | 2677621.5007 | 1251429.4922
114 | 2677728.9777 | 1251414.861 | 2677718.8395 | 1251420.0986 | 2677708.6057 | 1251423.0354
115 | 2677788.0199 | 1251365.8937 | 2677783.3856 | 1251369.4859 | 2677767.4924 | 1251383.515
116 | 2677607.6676 | 1251435.0973 | 2677615.8042 | 1251451.8384
117 | 2677607.6676 | 1251435.0973 | 2677594.0413 | 1251404.3694
118 | 2677650.0952 | 1251364.2399 | 2677625.8415 | 1251374.3522
119 | 2677615.8042 | 1251451.8384 | 2677595.6634 | 1251458.8408
120 | 2677587.7694 | 1251390.2261 | 2677594.0413 | 1251404.3694
121 | 2677628.9562 | 1251450.4652 | 2677642.9568 | 1251473.8905
122 | 2677650.4964 | 1251508.7762 | 2677659.8011 | 1251502.0739 | 2677642.9568 | 1251473.8905
123 | 2677650.4964 | 1251508.7762 | 2677642.2413 | 1251514.7225
124 | 2677623.552 | 1251528.1849 | 2677642.2413 | 1251514.7225
125 | 2677539.3612 | 1251527.1727 | 2677541.1022 | 1251525.9933
126 | 2677539.3612 | 1251527.1727 | 2677523.936 | 1251537.6213 | 2677523.936 | 1251537.6213
127 | 2677557.9212 | 1251514.6006 | 2677541.1022 | 1251525.9933
128 | 2677557.9212 | 1251514.6006 | 2677558.4325 | 1251514.2543
129 | 2677574.9966 | 1251503.0341 | 2677558.4325 | 1251514.2543
130 | 2677584.0818 | 1251497.1341 | 2677580.4448 | 1251499.3437 | 2677574.9966 | 1251503.0341
131 | 2677616.7471 | 1251518.9569 | 2677615.2852 | 1251516.9746
132 | 2677623.552 | 1251528.1849 | 2677616.7471 | 1251518.9569
133 | 2677623.552 | 1251528.1849 | 2677604.8423 | 1251542.9408
134 | 2677659.4326 | 1251170.948 | 2677666.1041 | 1251175.094 | 2677675.95 | 1251197.9287
135 | 2677675.95 | 1251197.9287 | 2677677.2941 | 1251201.1353
136 | 2677675.95 | 1251197.9287 | 2677691.7462 | 1251190.9634
137 | 2677535.5684 | 1251208.9098 | 2677551.2216 | 1251207.8596
138 | 2677535.5684 | 1251208.9098 | 2677499.4069 | 1251238.0472
139 | 2677566.9069 | 1251572.8596 | 2677569.1871 | 1251571.0613
140 | 2677583.1427 | 1251560.0549 | 2677569.1871 | 1251571.0613
141 | 2677583.1427 | 1251560.0549 | 2677587.0161 | 1251557
142 | 2677600.3344 | 1251546.4961 | 2677587.0161 | 1251557
143 | 2677600.3344 | 1251546.4961 | 2677604.8423 | 1251542.9408

## bus_geodata
| x | y | coords
0 | 2677593.3251 | 1251319.7713
1 | 2677584.2999 | 1251296.6675
2 | 2677608.0119 | 1251285.5475
3 | 2677634.4178 | 1251268.1695
4 | 2677620.0911 | 1251306.6054
5 | 2677629.1037 | 1251256.647
6 | 2677649.7496 | 1251263.617
7 | 2677624.4598 | 1251313.8646
8 | 2677572.4559 | 1251362.386
9 | 2677573.1705 | 1251363.9657
10 | 2677498.8926 | 1251332.5967
11 | 2677475.8112 | 1251343.5717
12 | 2677623.9372 | 1251259.5621
13 | 2677654.3703 | 1251240.9776
14 | 2677638.2591 | 1251225.4539
15 | 2677664.9506 | 1251232.1838
16 | 2677675.04 | 1251251.7786
17 | 2677686.2409 | 1251283.46
18 | 2677729.715 | 1251225.5228
19 | 2677689.5024 | 1251297.8575
20 | 2677702.2869 | 1251333.7292
21 | 2677702.657 | 1251289.3668
22 | 2677675.1064 | 1251227.7173
23 | 2677685.248 | 1251224.5479
24 | 2677631.8208 | 1251216.9423
25 | 2677597.0219 | 1251270.7775
26 | 2677478.4452 | 1251329.1734
27 | 2677495.6096 | 1251381.6117
28 | 2677496.3877 | 1251383.1068
29 | 2677473.9557 | 1251318.0732
30 | 2677497.7382 | 1251317.7343
31 | 2677391.651 | 1251354.7804
32 | 2677382.8424 | 1251335.1065
33 | 2677416.4099 | 1251343.2175
34 | 2677584.5384 | 1251389.0941
35 | 2677514.991 | 1251418.8504
36 | 2677457.8733 | 1251325.3239
37 | 2677472.5824 | 1251278.2149
38 | 2677530.586 | 1251302.1426
39 | 2677464.195 | 1251447.1995
40 | 2677443.2771 | 1251458.008
41 | 2677487.1954 | 1251435.3148
42 | 2677507.2973 | 1251424.9279
43 | 2677515.8525 | 1251420.5073
44 | 2677527.9226 | 1251415.4247
45 | 2677571.5766 | 1251471.6072
46 | 2677579.1421 | 1251487.0508
47 | 2677602.0626 | 1251460.3715
48 | 2677461.3262 | 1251507.0639
49 | 2677483.7836 | 1251503.087
50 | 2677465.8822 | 1251443.3743
51 | 2677503.5959 | 1251424.3806
52 | 2677507.2261 | 1251552.9562
53 | 2677518.7283 | 1251542.4005
54 | 2677503.4231 | 1251496.3314
55 | 2677519.7703 | 1251488.8911
56 | 2677536.846 | 1251481.0574
57 | 2677556.5965 | 1251472.6061
58 | 2677573.7232 | 1251466.4687
59 | 2677526.8558 | 1251413.774
60 | 2677552.9526 | 1251404.8848
61 | 2677548.7126 | 1251404.4224
62 | 2677585.4848 | 1251391.1858
63 | 2677579.8147 | 1251488.4238
64 | 2677617.23 | 1251454.7815
65 | 2677634.4479 | 1251093.0677
66 | 2677669.772 | 1250991.5185
67 | 2677644.1809 | 1251119.9664
68 | 2677658.5689 | 1250907.499
69 | 2677645.5292 | 1251124.2205
70 | 2677663.0591 | 1251113.1305
71 | 2677523.9668 | 1250934.3456
72 | 2677600.4174 | 1251131.5343
73 | 2677596.2642 | 1251132.4591
74 | 2677643.64 | 1251124.9518
75 | 2677670.9182 | 1251114.414
76 | 2677514.5704 | 1251149.5015
77 | 2677597.2398 | 1251136.3525
78 | 2677658.9778 | 1251164.1751
79 | 2677610.4024 | 1251133.1184
80 | 2677765.5251 | 1251284.6678
81 | 2677750.1398 | 1251296.0958
82 | 2677743.9035 | 1251281.8816
83 | 2677752.1855 | 1251301.8379
84 | 2677703.1341 | 1251335.8975
85 | 2677646.2798 | 1251363.2913
86 | 2677742.8527 | 1251308.4137
87 | 2677671.0449 | 1251354.0079
88 | 2677711.9196 | 1251330.2085
89 | 2677470.791 | 1251158.5559
90 | 2677432.2483 | 1251282.011
91 | 2677472.8676 | 1251271.9918
92 | 2677469.4826 | 1251247.8423
93 | 2677489.8542 | 1251264.5452
94 | 2677499.8632 | 1251254.7519
95 | 2677695.2208 | 1251399.6208
96 | 2677719.2335 | 1251390.8556
97 | 2677671.9061 | 1251409.0679
98 | 2677738.0744 | 1251384.8805
99 | 2677646.4929 | 1251419.3653
100 | 2677715.5076 | 1251354.4861
101 | 2677750.99 | 1251398.0819
102 | 2677621.5007 | 1251429.4922
103 | 2677711.1821 | 1251348.6851
104 | 2677728.9777 | 1251414.861
105 | 2677767.4924 | 1251383.515
106 | 2677607.6676 | 1251435.0973
107 | 2677650.0952 | 1251364.2399
108 | 2677788.0199 | 1251365.8937
109 | 2677708.6057 | 1251423.0354
110 | 2677595.6634 | 1251458.8408
111 | 2677615.8042 | 1251451.8384
112 | 2677625.8415 | 1251374.3522
113 | 2677587.7694 | 1251390.2261
114 | 2677594.0413 | 1251404.3694
115 | 2677628.9562 | 1251450.4652
116 | 2677642.9568 | 1251473.8905
117 | 2677650.4964 | 1251508.7762
118 | 2677642.2413 | 1251514.7225
119 | 2677565.4445 | 1251285.6855
120 | 2677539.3612 | 1251527.1727
121 | 2677541.1022 | 1251525.9933
122 | 2677523.936 | 1251537.6213
123 | 2677557.9212 | 1251514.6006
124 | 2677558.4325 | 1251514.2543
125 | 2677574.9966 | 1251503.0341
126 | 2677584.0818 | 1251497.1341
127 | 2677615.2852 | 1251516.9746
128 | 2677616.7471 | 1251518.9569
129 | 2677623.552 | 1251528.1849
130 | 2677659.4326 | 1251170.948
131 | 2677675.95 | 1251197.9287
132 | 2677551.2216 | 1251207.8596
133 | 2677535.5684 | 1251208.9098
134 | 2677499.4069 | 1251238.0472
135 | 2677589.225 | 1251235.5712
136 | 2677677.2941 | 1251201.1353
137 | 2677691.7462 | 1251190.9634
138 | 2677702.1558 | 1251217.4697
139 | 2677566.9069 | 1251572.8596
140 | 2677569.1871 | 1251571.0613
141 | 2677583.1427 | 1251560.0549
142 | 2677587.0161 | 1251557
143 | 2677600.3344 | 1251546.4961
144 | 2677604.8423 | 1251542.9408
145 | 2677629.1037 | 1251256.647

## line_std_types
| c_nf_per_km | r_ohm_per_km | x_ohm_per_km | max_i_ka | type | q_mm2 | alpha | voltage_rating
NAYY 4x50 SE | 210 | 0.642 | 0.083 | 0.142 | cs | 50 | 0.00403 | LV
NAYY 4x120 SE | 264 | 0.225 | 0.08 | 0.242 | cs | 120 | 0.00403 | LV
NAYY 4x150 SE | 261 | 0.208 | 0.08 | 0.27 | cs | 150 | 0.00403 | LV
NA2XS2Y 1x95 RM/25 12/20 kV | 216 | 0.313 | 0.132 | 0.252 | cs | 95 | 0.00403 | MV
NA2XS2Y 1x185 RM/25 12/20 kV | 273 | 0.161 | 0.117 | 0.362 | cs | 185 | 0.00403 | MV
NA2XS2Y 1x240 RM/25 12/20 kV | 304 | 0.122 | 0.112 | 0.421 | cs | 240 | 0.00403 | MV
NA2XS2Y 1x95 RM/25 6/10 kV | 315 | 0.313 | 0.123 | 0.249 | cs | 95 | 0.00403 | MV
NA2XS2Y 1x185 RM/25 6/10 kV | 406 | 0.161 | 0.11 | 0.358 | cs | 185 | 0.00403 | MV
NA2XS2Y 1x240 RM/25 6/10 kV | 456 | 0.122 | 0.105 | 0.416 | cs | 240 | 0.00403 | MV
NA2XS2Y 1x150 RM/25 12/20 kV | 250 | 0.206 | 0.116 | 0.319 | cs | 150 | 0.00403 | MV
NA2XS2Y 1x120 RM/25 12/20 kV | 230 | 0.253 | 0.119 | 0.283 | cs | 120 | 0.00403 | MV
NA2XS2Y 1x70 RM/25 12/20 kV | 190 | 0.443 | 0.132 | 0.22 | cs | 70 | 0.00403 | MV
NA2XS2Y 1x150 RM/25 6/10 kV | 360 | 0.206 | 0.11 | 0.315 | cs | 150 | 0.00403 | MV
NA2XS2Y 1x120 RM/25 6/10 kV | 340 | 0.253 | 0.113 | 0.28 | cs | 120 | 0.00403 | MV
NA2XS2Y 1x70 RM/25 6/10 kV | 280 | 0.443 | 0.123 | 0.217 | cs | 70 | 0.00403 | MV
N2XS(FL)2Y 1x120 RM/35 64/110 kV | 112 | 0.153 | 0.166 | 0.366 | cs | 120 | 0.00393 | HV
N2XS(FL)2Y 1x185 RM/35 64/110 kV | 125 | 0.099 | 0.156 | 0.457 | cs | 185 | 0.00393 | HV
N2XS(FL)2Y 1x240 RM/35 64/110 kV | 135 | 0.075 | 0.149 | 0.526 | cs | 240 | 0.00393 | HV
N2XS(FL)2Y 1x300 RM/35 64/110 kV | 144 | 0.06 | 0.144 | 0.588 | cs | 300 | 0.00393 | HV
15-AL1/3-ST1A 0.4 | 11 | 1.8769 | 0.35 | 0.105 | ol | 16 | 0.00403 | LV
24-AL1/4-ST1A 0.4 | 11.25 | 1.2012 | 0.335 | 0.14 | ol | 24 | 0.00403 | LV
48-AL1/8-ST1A 0.4 | 12.2 | 0.5939 | 0.3 | 0.21 | ol | 48 | 0.00403 | LV
94-AL1/15-ST1A 0.4 | 13.2 | 0.306 | 0.29 | 0.35 | ol | 94 | 0.00403 | LV
34-AL1/6-ST1A 10.0 | 9.7 | 0.8342 | 0.36 | 0.17 | ol | 34 | 0.00403 | MV
48-AL1/8-ST1A 10.0 | 10.1 | 0.5939 | 0.35 | 0.21 | ol | 48 | 0.00403 | MV
70-AL1/11-ST1A 10.0 | 10.4 | 0.4132 | 0.339 | 0.29 | ol | 70 | 0.00403 | MV
94-AL1/15-ST1A 10.0 | 10.75 | 0.306 | 0.33 | 0.35 | ol | 94 | 0.00403 | MV
122-AL1/20-ST1A 10.0 | 11.1 | 0.2376 | 0.323 | 0.41 | ol | 122 | 0.00403 | MV
149-AL1/24-ST1A 10.0 | 11.25 | 0.194 | 0.315 | 0.47 | ol | 149 | 0.00403 | MV
34-AL1/6-ST1A 20.0 | 9.15 | 0.8342 | 0.382 | 0.17 | ol | 34 | 0.00403 | MV
48-AL1/8-ST1A 20.0 | 9.5 | 0.5939 | 0.372 | 0.21 | ol | 48 | 0.00403 | MV
70-AL1/11-ST1A 20.0 | 9.7 | 0.4132 | 0.36 | 0.29 | ol | 70 | 0.00403 | MV
94-AL1/15-ST1A 20.0 | 10 | 0.306 | 0.35 | 0.35 | ol | 94 | 0.00403 | MV
122-AL1/20-ST1A 20.0 | 10.3 | 0.2376 | 0.344 | 0.41 | ol | 122 | 0.00403 | MV
149-AL1/24-ST1A 20.0 | 10.5 | 0.194 | 0.337 | 0.47 | ol | 149 | 0.00403 | MV
184-AL1/30-ST1A 20.0 | 10.75 | 0.1571 | 0.33 | 0.535 | ol | 184 | 0.00403 | MV
243-AL1/39-ST1A 20.0 | 11 | 0.1188 | 0.32 | 0.645 | ol | 243 | 0.00403 | MV
48-AL1/8-ST1A 110.0 | 8 | 0.5939 | 0.46 | 0.21 | ol | 48 | 0.00403 | HV
70-AL1/11-ST1A 110.0 | 8.4 | 0.4132 | 0.45 | 0.29 | ol | 70 | 0.00403 | HV
94-AL1/15-ST1A 110.0 | 8.65 | 0.306 | 0.44 | 0.35 | ol | 94 | 0.00403 | HV
122-AL1/20-ST1A 110.0 | 8.5 | 0.2376 | 0.43 | 0.41 | ol | 122 | 0.00403 | HV
149-AL1/24-ST1A 110.0 | 8.75 | 0.194 | 0.41 | 0.47 | ol | 149 | 0.00403 | HV
184-AL1/30-ST1A 110.0 | 8.8 | 0.1571 | 0.4 | 0.535 | ol | 184 | 0.00403 | HV
243-AL1/39-ST1A 110.0 | 9 | 0.1188 | 0.39 | 0.645 | ol | 243 | 0.00403 | HV
305-AL1/39-ST1A 110.0 | 9.2 | 0.0949 | 0.38 | 0.74 | ol | 305 | 0.00403 | HV
490-AL1/64-ST1A 110.0 | 9.75 | 0.059 | 0.37 | 0.96 | ol | 490 | 0.00403 | HV
679-AL1/86-ST1A 110.0 | 9.95 | 0.042 | 0.36 | 1.15 | ol | 679 | 0.00403 | HV
490-AL1/64-ST1A 220.0 | 10 | 0.059 | 0.285 | 0.96 | ol | 490 | 0.00403 | HV
679-AL1/86-ST1A 220.0 | 11.7 | 0.042 | 0.275 | 1.15 | ol | 679 | 0.00403 | HV
490-AL1/64-ST1A 380.0 | 11 | 0.059 | 0.253 | 0.96 | ol | 490 | 0.00403 | HV
679-AL1/86-ST1A 380.0 | 14.6 | 0.042 | 0.25 | 1.15 | ol | 679 | 0.00403 | HV

## trafo_std_types
| i0_percent | pfe_kw | vkr_percent | sn_mva | vn_lv_kv | vn_hv_kv | vk_percent | shift_degree | vector_group | tap_side | tap_neutral | tap_min | tap_max | tap_step_degree | tap_step_percent | tap_phase_shifter
160 MVA 380/110 kV | 0.06 | 60 | 0.25 | 160 | 110 | 380 | 12.2 | 0 | Yy0 | hv | 0 | -9 | 9 | 0 | 1.5 | FALSE
100 MVA 220/110 kV | 0.06 | 55 | 0.26 | 100 | 110 | 220 | 12 | 0 | Yy0 | hv | 0 | -9 | 9 | 0 | 1.5 | FALSE
63 MVA 110/20 kV | 0.04 | 22 | 0.32 | 63 | 20 | 110 | 18 | 150 | YNd5 | hv | 0 | -9 | 9 | 0 | 1.5 | FALSE
40 MVA 110/20 kV | 0.05 | 18 | 0.34 | 40 | 20 | 110 | 16.2 | 150 | YNd5 | hv | 0 | -9 | 9 | 0 | 1.5 | FALSE
25 MVA 110/20 kV | 0.07 | 14 | 0.41 | 25 | 20 | 110 | 12 | 150 | YNd5 | hv | 0 | -9 | 9 | 0 | 1.5 | FALSE
63 MVA 110/10 kV | 0.04 | 22 | 0.32 | 63 | 10 | 110 | 18 | 150 | YNd5 | hv | 0 | -9 | 9 | 0 | 1.5 | FALSE
40 MVA 110/10 kV | 0.05 | 18 | 0.34 | 40 | 10 | 110 | 16.2 | 150 | YNd5 | hv | 0 | -9 | 9 | 0 | 1.5 | FALSE
25 MVA 110/10 kV | 0.07 | 14 | 0.41 | 25 | 10 | 110 | 12 | 150 | YNd5 | hv | 0 | -9 | 9 | 0 | 1.5 | FALSE
0.25 MVA 20/0.4 kV | 0.32 | 0.8 | 1.44 | 0.25 | 0.4 | 20 | 6 | 150 | Yzn5 | hv | 0 | -2 | 2 | 0 | 2.5 | FALSE
0.4 MVA 20/0.4 kV | 0.3375 | 1.35 | 1.425 | 0.4 | 0.4 | 20 | 6 | 150 | Dyn5 | hv | 0 | -2 | 2 | 0 | 2.5 | FALSE
0.63 MVA 20/0.4 kV | 0.2619 | 1.65 | 1.206 | 0.63 | 0.4 | 20 | 6 | 150 | Dyn5 | hv | 0 | -2 | 2 | 0 | 2.5 | FALSE
0.25 MVA 10/0.4 kV | 0.24 | 0.6 | 1.2 | 0.25 | 0.4 | 10 | 4 | 150 | Dyn5 | hv | 0 | -2 | 2 | 0 | 2.5 | FALSE
0.4 MVA 10/0.4 kV | 0.2375 | 0.95 | 1.325 | 0.4 | 0.4 | 10 | 4 | 150 | Dyn5 | hv | 0 | -2 | 2 | 0 | 2.5 | FALSE
0.63 MVA 10/0.4 kV | 0.1873 | 1.18 | 1.0794 | 0.63 | 0.4 | 10 | 4 | 150 | Dyn5 | hv | 0 | -2 | 2 | 0 | 2.5 | FALSE

## trafo3w_std_types
| sn_hv_mva | sn_mv_mva | sn_lv_mva | vn_hv_kv | vn_mv_kv | vn_lv_kv | vk_hv_percent | vk_mv_percent | vk_lv_percent | vkr_hv_percent | vkr_mv_percent | vkr_lv_percent | pfe_kw | i0_percent | shift_mv_degree | shift_lv_degree | vector_group | tap_side | tap_neutral | tap_min | tap_max | tap_step_percent
63/25/38 MVA 110/20/10 kV | 63 | 25 | 38 | 110 | 20 | 10 | 10.4 | 10.4 | 10.4 | 0.28 | 0.32 | 0.35 | 35 | 0.89 | 0 | 0 | YN0yn0yn0 | hv | 0 | -10 | 10 | 1.2
63/25/38 MVA 110/10/10 kV | 63 | 25 | 38 | 110 | 10 | 10 | 10.4 | 10.4 | 10.4 | 0.28 | 0.32 | 0.35 | 35 | 0.89 | 0 | 0 | YN0yn0yn0 | hv | 0 | -10 | 10 | 1.2

## fuse_std_types
| fuse_type | i_rated_a | t_avg | t_min | t_total | x_avg | x_min | x_total
HV 100A | HV 100A | 100 | 0 | [10.0, 3.64, 0.854, 0.281, 0.1, 0.0531, 0.022, 0.01] | [10.0, 4.267, 1.21, 0.403, 0.1, 0.058, 0.022, 0.01] | 0 | [300.0, 350.0, 450.0, 550.0, 700.0, 850.0, 1200.0, 1752.0] | [600.0, 700.0, 900.0, 1150.0, 1665.0, 2000.0, 3000.0, 4313.0]
HV 10A | HV 10A | 10 | 0 | [10.0, 1675.0, 0.344, 0.156, 0.1, 0.0417, 0.0171, 0.01] | [10.0, 1.3, 0.3, 0.155, 0.1, 0.0555, 0.023, 0.01] | 0 | [30.0, 32.0, 35.0, 37.0, 39.0, 50.0, 70.0, 88.0] | [60.0, 70.0, 80.0, 87.0, 94.0, 110.0, 150.0, 216.0]
HV 125A | HV 125A | 125 | 0 | [10.0, 1.82, 0.344, 0.1, 0.0467, 0.0269, 0.01] | [10.0, 2.478, 0.426, 0.1, 0.0427, 0.0211, 0.01] | 0 | [375.0, 500.0, 700.0, 925.0, 1200.0, 1500.0, 2341.0] | [750.0, 1000.0, 1500.0, 2200.0, 3000.0, 4000.0, 5765.0]
HV 160A | HV 160A | 160 | 0 | [10.0, 4.15, 1.03, 0.198, 0.1, 0.051, 0.0172, 0.01] | [10.0, 2.3, 0.734, 0.274, 0.1, 0.046, 0.0177, 0.01] | 0 | [480.0, 550.0, 700.0, 1000.0, 1260.0, 1600.0, 2500.0, 3227.0] | [960.0, 1300.0, 1700.0, 2200.0, 2996.0, 4000.0, 6000.0, 7946.0]
HV 16A | HV 16A | 16 | 0 | [10.0, 0.352, 0.164, 0.1, 0.0649, 0.0342, 0.01] | [10.0, 2.34, 0.722, 0.181, 0.1, 0.055, 0.0296, 0.01] | 0 | [48.0, 60.0, 65.0, 71.0, 80.0, 100.0, 162.0] | [96.0, 110.0, 125.0, 150.0, 168.0, 200.0, 250.0, 398.0]
HV 200A | HV 200A | 200 | 0 | [10.0, 4.267, 1.21, 0.403, 0.1, 0.058, 0.022, 0.01] | [10.0, 3.73, 1.654, 0.328, 0.1, 0.0531, 0.019, 0.01] | 0 | [600.0, 700.0, 900.0, 1150.0, 1665.0, 2000.0, 3000.0, 4313.0] | [1200.0, 1500.0, 1800.0, 2700.0, 3960.0, 5000.0, 7500.0, 10620.0]
HV 20A | HV 20A | 20 | 0 | [10.0, 1.3, 0.3, 0.155, 0.1, 0.0555, 0.023, 0.01] | [10.0, 1.3, 0.161, 0.1, 0.0611, 0.0399, 0.0141, 0.01] | 0 | [60.0, 70.0, 80.0, 87.0, 94.0, 110.0, 150.0, 216.0] | [120.0, 150.0, 200.0, 223.0, 260.0, 300.0, 450.0, 532.0]
HV 25A | HV 25A | 25 | 0 | [10.0, 2.512, 0.833, 0.299, 0.1, 0.0372, 0.0223, 0.01] | [10.0, 3.125, 0.597, 0.198, 0.1, 0.0378, 0.022, 0.01] | 0 | [75.0, 82.0, 90.0, 100.0, 124.0, 170.0, 200.0, 289.0] | [150.0, 170.0, 210.0, 250.0, 294.0, 400.0, 500.0, 711.0]
HV 31.5A | HV 31.5A | 31.5 | 0 | [10.0, 2.34, 0.722, 0.181, 0.1, 0.055, 0.0296, 0.01] | [10.0, 2.84, 0.368, 0.164, 0.1, 0.0621, 0.0378, 0.0195, 0.01] | 0 | [95.0, 110.0, 125.0, 150.0, 165.0, 200.0, 250.0, 390.0] | [189.0, 220.0, 300.0, 350.0, 393.0, 450.0, 530.0, 700.0, 960.0]
HV 40A | HV 40A | 40 | 0 | [10.0, 1.3, 0.161, 0.1, 0.0611, 0.0399, 0.0141, 0.01] | [10.0, 2.05, 0.369, 0.198, 0.1, 0.051, 0.0298, 0.01] | 0 | [120.0, 150.0, 200.0, 223.0, 260.0, 300.0, 450.0, 532.0] | [240.0, 300.0, 400.0, 450.0, 530.0, 650.0, 800.0, 1311.0]
HV 50A | HV 50A | 50 | 0 | [10.0, 3.215, 0.597, 0.198, 0.1, 0.0378, 0.022, 0.01] | [10.0, 3.64, 0.854, 0.281, 0.1, 0.0531, 0.022, 0.01] | 0 | [150.0, 170.0, 210.0, 250.0, 294.0, 400.0, 500.0, 711.0] | [300.0, 350.0, 450.0, 550.0, 700.0, 850.0, 1200.0, 1752.0]
HV 6.3A | HV 6.3A | 6.3 | 0 | [10.0, 1.39, 0.344, 0.168, 0.1, 0.056, 0.0263, 0.01] | [10.0, 1.711, 0.516, 0.198, 0.1, 0.0634, 0.0303, 0.01] | 0 | [19.0, 19.5, 20.4, 20.8, 22.0, 25.0, 32.0, 48.0] | [38.0, 40.0, 43.0, 48.0, 53.0, 60.0, 75.0, 118.0]
HV 63A | HV 63A | 63 | 0 | [10.0, 2.84, 0.368, 0.164, 0.1, 0.0621, 0.0378, 0.0195, 0.01] | [10.0, 1.82, 0.344, 0.1, 0.0467, 0.0269, 0.01] | 0 | [189.0, 220.0, 300.0, 350.0, 393.0, 450.0, 530.0, 700.0, 961.0] | [378.0, 500.0, 700.0, 934.0, 1200.0, 1500.0, 2366.0]
HV 80A | HV 80A | 80 | 0 | [10.0, 2.05, 0.369, 0.198, 0.1, 0.051, 0.0298, 0.01] | [10.0, 4.15, 1.03, 0.198, 0.1, 0.051, 0.0172, 0.01] | 0 | [240.0, 300.0, 400.0, 450.0, 530.0, 650.0, 800.0, 1311.0] | [480.0, 550.0, 700.0, 1000.0, 1260.0, 1600.0, 2500.0, 3227.0]
Siemens NH-1-100 | Siemens NH-1-100 | 100 | [5400.0, 2000.0, 400.0, 20.0, 1.0, 0.2, 0.012, 0.004] | 0 | 0 | [150.0, 190.0, 250.0, 430.0, 900.0, 1250.0, 2700.0, 3600.0] | 0 | 0
Siemens NH-1-125 | Siemens NH-1-125 | 125 | [4800.0, 120.0, 7.0, 0.1, 0.004] | 0 | 0 | [180.0, 400.0, 740.0, 2000.0, 4250.0] | 0 | 0
Siemens NH-1-16 | Siemens NH-1-16 | 16 | [4000.0, 400.0, 2.0, 0.1, 0.04, 0.01] | 0 | 0 | [26.0, 35.0, 75.0, 150.0, 200.0, 300.0] | 0 | 0
Siemens NH-1-160 | Siemens NH-1-160 | 160 | [4800.0, 120.0, 7.0, 0.1, 0.004] | 0 | 0 | [210.0, 500.0, 900.0, 2300.0, 5000.0] | 0 | 0
Siemens NH-1-25 | Siemens NH-1-25 | 25 | [4000.0, 1000.0, 10.0, 0.2, 0.02, 0.01] | 0 | 0 | [40.0, 50.0, 100.0, 210.0, 400.0, 500.0] | 0 | 0
Siemens NH-1-50 | Siemens NH-1-50 | 50 | [4000.0, 40.0, 4.0, 1.0, 0.02, 0.01] | 0 | 0 | [86.0, 200.0, 300.0, 400.0, 1000.0, 1280.0] | 0 | 0
Siemens NH-1-63 | Siemens NH-1-63 | 63 | [4000.0, 100.0, 10.0, 2.0, 0.04, 0.01] | 0 | 0 | [100.0, 200.0, 300.0, 400.0, 1000.0, 1500.0] | 0 | 0
Siemens NH-1-80 | Siemens NH-1-80 | 80 | [4800.0, 120.0, 7.0, 0.1, 0.01] | 0 | 0 | [150.58, 250.0, 450.0, 1150.0, 2470.0] | 0 | 0
Siemens NH-2-1000 | Siemens NH-2-1000 | 1000 | [4800.0, 120.0, 7.0, 0.1, 0.004] | 0 | 0 | [1900.0, 3500.0, 8400.0, 24000.0, 52000.0] | 0 | 0
Siemens NH-2-200 | Siemens NH-2-200 | 200 | [4800.0, 120.0, 7.0, 0.1, 0.004] | 0 | 0 | [280.0, 650.0, 1200.0, 3000.0, 7000.0] | 0 | 0
Siemens NH-2-224 | Siemens NH-2-224 | 224 | [4800.0, 120.0, 7.0, 0.2, 0.04, 0.004] | 0 | 0 | [400.0, 750.0, 1453.0, 3025.0, 4315.0, 7600.0] | 0 | 0
Siemens NH-2-250 | Siemens NH-2-250 | 250 | [4800.0, 120.0, 7.0, 0.1, 0.004] | 0 | 0 | [450.0, 800.0, 1650.0, 4000.0, 8500.0] | 0 | 0
Siemens NH-2-315 | Siemens NH-2-315 | 315 | [4800.0, 120.0, 7.0, 0.1, 0.004] | 0 | 0 | [550.0, 920.0, 1900.0, 5000.0, 11000.0] | 0 | 0
Siemens NH-2-355 | Siemens NH-2-355 | 355 | [4800.0, 120.0, 6.0, 0.1, 0.004] | 0 | 0 | [650.0, 1116.27, 2350.0, 5840.0, 12790.0] | 0 | 0
Siemens NH-2-400 | Siemens NH-2-400 | 400 | [4800.0, 120.0, 7.0, 0.1, 0.004] | 0 | 0 | [720.0, 1350.0, 2800.0, 6500.0, 15000.0] | 0 | 0
Siemens NH-2-425 | Siemens NH-2-425 | 425 | [4800.0, 120.0, 7.0, 0.1, 0.004] | 0 | 0 | [850.0, 1500.0, 3050.0, 7500.0, 16500.0] | 0 | 0
Siemens NH-2-630 | Siemens NH-2-630 | 630 | [4800.0, 120.0, 7.0, 0.1, 0.004] | 0 | 0 | [1200.0, 2000.0, 4800.0, 12000.0, 26000.0] | 0 | 0

## res_bus
| vm_pu | va_degree | p_mw | q_mvar
0 | 0.99221 | -0.14774 | 0.0073136 | 0.001833
1 | 0.99238 | -0.14448 | 0 | 0
2 | 0.99256 | -0.1411 | 0 | 0
3 | 0.99301 | -0.13235 | 0 | 0
4 | 0.99238 | -0.14457 | 0.0069171 | 0.0017336
5 | 0.99406 | -0.11239 | 0 | 0
6 | 0.99174 | -0.15648 | 0.0051798 | 0.0012982
7 | 0.99237 | -0.14474 | 0.0011642 | 0.00029178
8 | 0.974 | -0.50066 | 0.022064 | 0.0055298
9 | 0.97403 | -0.49996 | 0.0038688 | 0.00096961
10 | 0.99277 | -0.13868 | 0.010991 | 0.0027546
11 | 0.99303 | -0.13372 | 0 | 0
12 | 0.99455 | -0.10307 | 0.0032163 | 0.00080609
13 | 0.98852 | -0.21829 | 0 | 0
14 | 0.98816 | -0.22529 | 0.0017589 | 0.00044081
15 | 0.98811 | -0.22618 | 0.0017115 | 0.00042894
16 | 0.98957 | -0.19812 | 0 | 0
17 | 0.98811 | -0.22616 | 0.0036848 | 0.0009235
18 | 0.9893 | -0.2033 | 0.0048004 | 0.0012031
19 | 0.98748 | -0.23821 | 0 | 0
20 | 0.9859 | -0.26871 | 0 | 0
21 | 0.98742 | -0.23935 | 0.0040524 | 0.0010156
22 | 0.98779 | -0.23238 | 0.0015039 | 0.00037691
23 | 0.98748 | -0.23824 | 0 | 0
24 | 0.988 | -0.22834 | 0 | 0
25 | 0.99702 | -0.056284 | 0.0092234 | 0.0023116
26 | 0.99323 | -0.12974 | 0 | 0
27 | 0.971 | -0.55981 | 0.0036544 | 0.00091587
28 | 0.971 | -0.5597 | 0.0052932 | 0.0013266
29 | 0.99259 | -0.14213 | 0 | 0
30 | 0.99469 | -0.10172 | 0.0017093 | 0.00042838
31 | 0.99187 | -0.15603 | 0 | 0
32 | 0.99174 | -0.1587 | 0.0069941 | 0.0017529
33 | 0.99205 | -0.15265 | 0 | 0
34 | 0.9747 | -0.48683 | 0 | 0
35 | 0.97134 | -0.55304 | 0 | 0
36 | 0.99237 | -0.14644 | 0.0068101 | 0.0017068
37 | 0.99093 | -0.1742 | 0 | 0
38 | 0.99706 | -0.056188 | 0.012135 | 0.0030413
39 | 0.97102 | -0.55938 | 0.0023994 | 0.00060136
40 | 0.97098 | -0.56023 | 0.0019433 | 0.00048704
41 | 0.97113 | -0.5573 | 0.0034047 | 0.00085329
42 | 0.97129 | -0.55406 | 0.0040867 | 0.0010242
43 | 0.9714 | -0.55196 | 0 | 0
44 | 0.97192 | -0.54153 | 0.0027328 | 0.00068489
45 | 0.97689 | -0.44405 | 0 | 0
46 | 0.97663 | -0.44908 | 0.0024242 | 0.00060755
47 | 0.97737 | -0.43456 | 0.00050849 | 0.00012744
48 | 0.97645 | -0.45257 | 0.001254 | 0.00031429
49 | 0.97648 | -0.45205 | 0.0009611 | 0.00024088
50 | 0.97076 | -0.56452 | 0.010834 | 0.0027152
51 | 0.97119 | -0.55606 | 0.0020874 | 0.00052316
52 | 0.97601 | -0.46135 | 0.0014764 | 0.00037001
53 | 0.97603 | -0.46093 | 0.00093662 | 0.00023474
54 | 0.97652 | -0.45121 | 0.0021784 | 0.00054595
55 | 0.9766 | -0.44976 | 0.0024714 | 0.0006194
56 | 0.97672 | -0.4474 | 0.0025091 | 0.00062883
57 | 0.9769 | -0.44372 | 0.0023149 | 0.00058018
58 | 0.9771 | -0.43984 | 0.0018506 | 0.00046381
59 | 0.97123 | -0.55528 | 0.0043381 | 0.0010872
60 | 0.97309 | -0.51857 | 0.0047602 | 0.001193
61 | 0.97111 | -0.55752 | 0.005085 | 0.0012744
62 | 0.97475 | -0.48573 | 0 | 0
63 | 0.97661 | -0.44946 | 0.0032495 | 0.00081439
64 | 0.97762 | -0.42969 | 0 | 0
65 | 0.98339 | -0.31733 | 0.0036561 | 0.00091631
66 | 0.98334 | -0.31836 | 0 | 0
67 | 0.9835 | -0.31522 | 0 | 0
68 | 0.9833 | -0.31902 | 0 | 0
69 | 0.98352 | -0.31468 | 0 | 0
70 | 0.98345 | -0.31616 | 0.0026191 | 0.0006564
71 | 0.98325 | -0.32008 | 0.00042402 | 0.00010627
72 | 0.97874 | -0.40775 | 0.035067 | 0.0087887
73 | 0.97888 | -0.40503 | 0 | 0
74 | 0.98354 | -0.31431 | 0 | 0
75 | 0.98344 | -0.31629 | 0.0032835 | 0.00082292
76 | 0.97425 | -0.49579 | 0.015962 | 0.0040005
77 | 0.97923 | -0.39813 | 0 | 0
78 | 0.98566 | -0.27345 | 0.0055064 | 0.00138
79 | 0.98043 | -0.37486 | 0.0032949 | 0.00082577
80 | 0.98463 | -0.29336 | 0.0044385 | 0.0011124
81 | 0.98471 | -0.29183 | 0 | 0
82 | 0.98464 | -0.29314 | 0.0046628 | 0.0011686
83 | 0.98476 | -0.29084 | 0 | 0
84 | 0.98581 | -0.27053 | 0 | 0
85 | 0.98564 | -0.2738 | 0.0044695 | 0.0011202
86 | 0.98486 | -0.28897 | 0.006499 | 0.0016288
87 | 0.98557 | -0.27518 | 0.0021197 | 0.00053125
88 | 0.9854 | -0.27837 | 0 | 0
89 | 0.97244 | -0.5316 | 0.043541 | 0.010912
90 | 0.99084 | -0.17606 | 0.0025866 | 0.00064825
91 | 0.99069 | -0.17886 | 0 | 0
92 | 0.99062 | -0.18027 | 0.003258 | 0.00081653
93 | 0.99003 | -0.19168 | 0.0030282 | 0.00075893
94 | 0.98949 | -0.20216 | 0.018064 | 0.0045273
95 | 0.98178 | -0.34843 | 0.0020255 | 0.00050765
96 | 0.98257 | -0.33311 | 0.0024576 | 0.00061594
97 | 0.98102 | -0.36329 | 0.0023451 | 0.00058773
98 | 0.98319 | -0.32107 | 0 | 0
99 | 0.9802 | -0.37922 | 0.0010206 | 0.00025579
100 | 0.98445 | -0.29675 | 0.0065689 | 0.0016463
101 | 0.98307 | -0.32351 | 0 | 0
102 | 0.9794 | -0.39478 | 0.00089931 | 0.00022539
103 | 0.9847 | -0.2919 | 0.0026565 | 0.00066577
104 | 0.98302 | -0.32437 | 0 | 0
105 | 0.98295 | -0.32573 | 0.0025482 | 0.00063864
106 | 0.97852 | -0.41192 | 0 | 0
107 | 0.98546 | -0.27724 | 0.0024239 | 0.00060749
108 | 0.98288 | -0.32722 | 0.0030514 | 0.00076475
109 | 0.98299 | -0.32505 | 0.0017139 | 0.00042954
110 | 0.97739 | -0.4341 | 0.002533 | 0.00063484
111 | 0.97771 | -0.42784 | 0 | 0
112 | 0.9854 | -0.27841 | 0.0024874 | 0.0006234
113 | 0.97493 | -0.48226 | 0 | 0
114 | 0.97604 | -0.46057 | 0.002735 | 0.00068546
115 | 0.97745 | -0.43296 | 0 | 0
116 | 0.97709 | -0.44012 | 0.00062129 | 0.00015571
117 | 0.97652 | -0.45126 | 0.00056822 | 0.00014241
118 | 0.9764 | -0.45371 | 0.0024247 | 0.00060768
119 | 1 | 0 | -0.46141 | -0.11817
120 | 0.97611 | -0.45931 | 0.001208 | 0.00030276
121 | 0.97612 | -0.45911 | 0.0016016 | 0.00040141
122 | 0.97604 | -0.46062 | 0.001442 | 0.00036139
123 | 0.97625 | -0.45664 | 0.0010542 | 0.0002642
124 | 0.97625 | -0.45655 | 0.0010681 | 0.00026768
125 | 0.97641 | -0.45333 | 0.0015394 | 0.00038581
126 | 0.97652 | -0.45129 | 0 | 0
127 | 0.97612 | -0.45907 | 0.0021217 | 0.00053175
128 | 0.97613 | -0.45897 | 0.0013416 | 0.00033623
129 | 0.97617 | -0.45824 | 0.0013554 | 0.00033969
130 | 0.98583 | -0.26999 | 0 | 0
131 | 0.9867 | -0.25339 | 0 | 0
132 | 0.9882 | -0.22714 | 0.017791 | 0.0044589
133 | 0.98846 | -0.22216 | 0 | 0
134 | 0.98922 | -0.20746 | 0 | 0
135 | 0.98733 | -0.24146 | 0.01576 | 0.0039497
136 | 0.98679 | -0.25154 | 0.0014979 | 0.0003754
137 | 0.98662 | -0.25493 | 0.005004 | 0.0012541
138 | 0.98742 | -0.23952 | 0.0038867 | 0.00097409
139 | 0.9759 | -0.46338 | 0.00097487 | 0.00024433
140 | 0.97591 | -0.46333 | 0.00086626 | 0.0002171
141 | 0.97594 | -0.46273 | 0.00099332 | 0.00024895
142 | 0.97595 | -0.46247 | 0.00088336 | 0.00022139
143 | 0.97601 | -0.46132 | 0.00087867 | 0.00022022
144 | 0.97603 | -0.46084 | 0.0013479 | 0.00033783
145 | 0.99998 | 149.9956 | 0 | 0

## res_line
| p_from_mw | q_from_mvar | p_to_mw | q_to_mvar | pl_mw | ql_mvar | i_from_ka | i_to_ka | i_ka | vm_from_pu | va_from_degree | vm_to_pu | va_to_degree | loading_percent
0 | -0.0073136 | -0.001833 | 0.0073147 | 0.0018334 | 1.1361e-06 | 4.0177e-07 | 0.010968 | 0.010968 | 0.010968 | 0.99221 | -0.14774 | 0.99238 | -0.14448 | 3.0132
1 | -0.0073147 | -0.0018334 | 0.0073159 | 0.0018338 | 1.1797e-06 | 4.1706e-07 | 0.010968 | 0.010968 | 0.010968 | 0.99238 | -0.14448 | 0.99256 | -0.1411 | 3.0132
2 | -0.015399 | -0.0038596 | 0.015405 | 0.0038633 | 6.4188e-06 | 3.6927e-06 | 0.023085 | 0.023085 | 0.023085 | 0.99256 | -0.1411 | 0.99301 | -0.13235 | 6.3421
3 | 0.0080826 | 0.0020258 | -0.0080813 | -0.0020253 | 1.3368e-06 | 5.4182e-07 | 0.012117 | 0.012117 | 0.012117 | 0.99256 | -0.1411 | 0.99238 | -0.14457 | 3.329
4 | -0.36092 | -0.092232 | 0.36127 | 0.092454 | 0.00034877 | 0.00022256 | 0.54147 | 0.54147 | 0.54147 | 0.99301 | -0.13235 | 0.99406 | -0.11239 | 37.1889
5 | 0.34552 | 0.088369 | -0.34511 | -0.088112 | 0.00040292 | 0.00025704 | 0.51839 | 0.51839 | 0.51839 | 0.99301 | -0.13235 | 0.99174 | -0.15648 | 35.6034
6 | 0.0011642 | 0.00029167 | -0.0011642 | -0.00029178 | 9.6816e-09 | -1.0327e-07 | 0.0017456 | 0.0017457 | 0.0017457 | 0.99238 | -0.14457 | 0.99237 | -0.14474 | 0.47958
7 | -0.36127 | -0.092454 | 0.36143 | 0.092558 | 0.00016305 | 0.00010405 | 0.54147 | 0.54147 | 0.54147 | 0.99406 | -0.11239 | 0.99455 | -0.10307 | 37.1889
8 | 0.33993 | 0.086813 | -0.33925 | -0.086378 | 0.00068273 | 0.00043551 | 0.51061 | 0.51061 | 0.51061 | 0.99174 | -0.15648 | 0.98957 | -0.19812 | 35.0697
9 | -0.022064 | -0.0055298 | 0.022065 | 0.0055302 | 7.3873e-07 | 4.5121e-07 | 0.033708 | 0.033708 | 0.033708 | 0.974 | -0.50066 | 0.97403 | -0.49996 | 9.2604
10 | -0.025934 | -0.0064998 | 0.02595 | 0.0065099 | 1.6234e-05 | 1.0046e-05 | 0.039618 | 0.039618 | 0.039618 | 0.97403 | -0.49996 | 0.9747 | -0.48683 | 10.8842
11 | -0.010991 | -0.0027546 | 0.010993 | 0.0027559 | 2.601e-06 | 1.3341e-06 | 0.016474 | 0.016474 | 0.016474 | 0.99277 | -0.13868 | 0.99303 | -0.13372 | 4.5257
12 | -0.010993 | -0.0027559 | 0.010996 | 0.002757 | 2.0822e-06 | 1.0678e-06 | 0.016474 | 0.016473 | 0.016474 | 0.99303 | -0.13372 | 0.99323 | -0.12974 | 4.5257
13 | -0.36465 | -0.093365 | 0.36548 | 0.093893 | 0.00082842 | 0.00052865 | 0.54628 | 0.54628 | 0.54628 | 0.99455 | -0.10307 | 0.99702 | -0.056284 | 37.5194
14 | 0.017536 | 0.004401 | -0.017531 | -0.0043976 | 5.8533e-06 | 3.4591e-06 | 0.0264 | 0.0264 | 0.0264 | 0.98852 | -0.21829 | 0.98816 | -0.22529 | 7.2527
15 | 0.12825 | 0.032634 | -0.12821 | -0.032604 | 4.8734e-05 | 3.0476e-05 | 0.19324 | 0.19324 | 0.19324 | 0.98852 | -0.21829 | 0.98811 | -0.22618 | 13.2718
16 | -0.14579 | -0.037035 | 0.14593 | 0.037124 | 0.00014172 | 8.9091e-05 | 0.21964 | 0.21964 | 0.21964 | 0.98852 | -0.21829 | 0.98957 | -0.19812 | 15.0849
17 | 0.015772 | 0.0039568 | -0.015769 | -0.0039554 | 2.2939e-06 | 1.3292e-06 | 0.023751 | 0.023751 | 0.023751 | 0.98816 | -0.22529 | 0.988 | -0.22834 | 6.5251
18 | 0.12649 | 0.032175 | -0.12646 | -0.032151 | 3.781e-05 | 2.363e-05 | 0.19066 | 0.19066 | 0.19066 | 0.98811 | -0.22618 | 0.98779 | -0.23238 | 13.0948
19 | 0.18852 | 0.048051 | -0.18826 | -0.047889 | 0.0002548 | 0.00016134 | 0.28376 | 0.28376 | 0.28376 | 0.98957 | -0.19812 | 0.98811 | -0.22616 | 19.489
20 | 0.0048015 | 0.0012031 | -0.0048004 | -0.0012031 | 1.1857e-06 | -2.0157e-08 | 0.00722 | 0.0072203 | 0.0072203 | 0.98957 | -0.19812 | 0.9893 | -0.2033 | 1.9836
21 | 0.18458 | 0.046966 | -0.18447 | -0.046898 | 0.00010712 | 6.7801e-05 | 0.27821 | 0.27821 | 0.27821 | 0.98811 | -0.22616 | 0.98748 | -0.23821 | 19.1079
22 | 0.18042 | 0.045882 | -0.18015 | -0.045715 | 0.00026472 | 0.00016747 | 0.2721 | 0.2721 | 0.2721 | 0.98748 | -0.23821 | 0.9859 | -0.26871 | 18.6885
23 | 0.0040526 | 0.0010156 | -0.0040524 | -0.0010156 | 2.1896e-07 | -6.0148e-08 | 0.0061068 | 0.0061069 | 0.0061069 | 0.98748 | -0.23821 | 0.98742 | -0.23935 | 1.6777
24 | 0.17568 | 0.044595 | -0.17567 | -0.044585 | 1.5361e-05 | 9.7126e-06 | 0.26536 | 0.26536 | 0.26536 | 0.9859 | -0.26871 | 0.98581 | -0.27053 | 18.2251
25 | 0.0044706 | 0.00112 | -0.0044695 | -0.0011202 | 1.0831e-06 | -1.1558e-07 | 0.0067473 | 0.0067476 | 0.0067476 | 0.9859 | -0.26871 | 0.98564 | -0.2738 | 1.8537
26 | 0.12495 | 0.031774 | -0.12492 | -0.031752 | 3.5261e-05 | 2.2024e-05 | 0.18839 | 0.18839 | 0.18839 | 0.98779 | -0.23238 | 0.98748 | -0.23824 | 12.9392
27 | 0.12103 | 0.030778 | -0.12095 | -0.03073 | 7.7508e-05 | 4.8337e-05 | 0.18254 | 0.18254 | 0.18254 | 0.98748 | -0.23824 | 0.98679 | -0.25154 | 12.537
28 | 0.0038869 | 0.00097401 | -0.0038867 | -0.00097409 | 2.358e-07 | -8.356e-08 | 0.0058571 | 0.0058571 | 0.0058571 | 0.98748 | -0.23824 | 0.98742 | -0.23952 | 1.6091
29 | 0.015769 | 0.0039554 | -0.01576 | -0.0039497 | 9.8559e-06 | 5.7115e-06 | 0.023751 | 0.023752 | 0.023752 | 0.988 | -0.22834 | 0.98733 | -0.24146 | 6.5251
30 | -0.3747 | -0.096205 | 0.37573 | 0.09686 | 0.0010268 | 0.00065533 | 0.56005 | 0.56005 | 0.56005 | 0.99702 | -0.056284 | 1 | 0 | 38.4648
31 | 0.058716 | 0.014782 | -0.058681 | -0.01476 | 3.4749e-05 | 2.2085e-05 | 0.087989 | 0.087989 | 0.087989 | 0.99323 | -0.12974 | 0.99259 | -0.14213 | 24.1727
32 | -0.069711 | -0.017539 | 0.069805 | 0.017599 | 9.3489e-05 | 5.9537e-05 | 0.10446 | 0.10446 | 0.10446 | 0.99323 | -0.12974 | 0.99469 | -0.10172 | 28.6984
33 | -0.0036544 | -0.00091587 | 0.0036544 | 0.00091586 | 1.9822e-08 | -8.1619e-09 | 0.0056002 | 0.0056002 | 0.0056002 | 0.971 | -0.55981 | 0.971 | -0.5597 | 1.5385
34 | -0.0089476 | -0.0022425 | 0.0089504 | 0.0022438 | 2.8409e-06 | 1.3196e-06 | 0.013712 | 0.013712 | 0.013712 | 0.971 | -0.5597 | 0.97134 | -0.55304 | 3.7669
35 | 0.013811 | 0.0034626 | -0.013808 | -0.003461 | 2.836e-06 | 1.5871e-06 | 0.020705 | 0.020705 | 0.020705 | 0.99259 | -0.14213 | 0.99237 | -0.14644 | 5.6882
36 | 0.04487 | 0.011298 | -0.044801 | -0.011254 | 6.8681e-05 | 4.3434e-05 | 0.067284 | 0.067284 | 0.067284 | 0.99259 | -0.14213 | 0.99093 | -0.1742 | 18.4846
37 | -0.071514 | -0.018027 | 0.07167 | 0.018127 | 0.00015616 | 9.9472e-05 | 0.10702 | 0.10702 | 0.10702 | 0.99469 | -0.10172 | 0.99706 | -0.056188 | 29.4008
38 | 0.006995 | 0.0017532 | -0.0069941 | -0.0017529 | 8.8977e-07 | 2.914e-07 | 0.010494 | 0.010494 | 0.010494 | 0.99187 | -0.15603 | 0.99174 | -0.1587 | 2.883
39 | -0.006995 | -0.0017532 | 0.0069961 | 0.0017535 | 1.1258e-06 | 3.6856e-07 | 0.010494 | 0.010494 | 0.010494 | 0.99187 | -0.15603 | 0.99205 | -0.15265 | 2.8829
40 | -0.0069961 | -0.0017535 | 0.0069981 | 0.0017542 | 2.0703e-06 | 6.7745e-07 | 0.010494 | 0.010494 | 0.010494 | 0.99205 | -0.15265 | 0.99237 | -0.14644 | 2.8829
41 | -0.02595 | -0.0065099 | 0.025951 | 0.0065107 | 1.3508e-06 | 8.3593e-07 | 0.039618 | 0.039618 | 0.039618 | 0.9747 | -0.48683 | 0.97475 | -0.48573 | 10.8841
42 | 0.012927 | 0.0032416 | -0.012925 | -0.0032406 | 1.8629e-06 | 1.0355e-06 | 0.019804 | 0.019804 | 0.019804 | 0.97134 | -0.55304 | 0.97119 | -0.55606 | 5.4407
43 | 0.0094247 | 0.0023622 | -0.0094237 | -0.0023617 | 1.0088e-06 | 4.8591e-07 | 0.014438 | 0.014438 | 0.014438 | 0.97134 | -0.55304 | 0.97123 | -0.55528 | 3.9665
44 | -0.031302 | -0.0078476 | 0.031304 | 0.0078486 | 1.6091e-06 | 1.0067e-06 | 0.047954 | 0.047954 | 0.047954 | 0.97134 | -0.55304 | 0.9714 | -0.55196 | 13.1741
45 | 0.042214 | 0.010606 | -0.042205 | -0.0106 | 9.3906e-06 | 5.9298e-06 | 0.0634 | 0.0634 | 0.0634 | 0.99093 | -0.1742 | 0.99069 | -0.17886 | 17.4175
46 | 0.0025868 | 0.00064788 | -0.0025866 | -0.00064825 | 2.2922e-07 | -3.7514e-07 | 0.0038843 | 0.0038844 | 0.0038844 | 0.99093 | -0.1742 | 0.99084 | -0.17606 | 1.0672
47 | -0.083805 | -0.021168 | 0.084031 | 0.021312 | 0.00022633 | 0.00014435 | 0.12513 | 0.12513 | 0.12513 | 0.99706 | -0.056188 | 1 | 0 | 34.3762
48 | 0.0019434 | 0.0004868 | -0.0019433 | -0.00048704 | 7.8308e-08 | -2.4112e-07 | 0.002978 | 0.0029781 | 0.0029781 | 0.97102 | -0.55938 | 0.97098 | -0.56023 | 0.81816
49 | -0.0043428 | -0.0010882 | 0.0043433 | 0.0010881 | 4.2997e-07 | -4.5104e-08 | 0.006655 | 0.0066549 | 0.006655 | 0.97102 | -0.55938 | 0.97113 | -0.5573 | 1.8283
50 | -0.0077479 | -0.0019414 | 0.0077491 | 0.0019419 | 1.1959e-06 | 4.8535e-07 | 0.011872 | 0.011872 | 0.011872 | 0.97113 | -0.5573 | 0.97129 | -0.55406 | 3.2615
51 | -0.011836 | -0.0029661 | 0.011837 | 0.0029668 | 1.1873e-06 | 6.4067e-07 | 0.018132 | 0.018132 | 0.018132 | 0.97129 | -0.55406 | 0.9714 | -0.55196 | 4.9814
52 | -0.043141 | -0.010815 | 0.043162 | 0.010829 | 2.1449e-05 | 1.3565e-05 | 0.066086 | 0.066086 | 0.066086 | 0.9714 | -0.55196 | 0.97192 | -0.54153 | 18.1555
53 | -0.045895 | -0.011514 | 0.045946 | 0.011546 | 5.0289e-05 | 3.1848e-05 | 0.07027 | 0.07027 | 0.07027 | 0.97192 | -0.54153 | 0.97309 | -0.51857 | 19.3049
54 | 0.016008 | 0.0040139 | -0.016005 | -0.0040116 | 3.8347e-06 | 2.239e-06 | 0.024385 | 0.024385 | 0.024385 | 0.97689 | -0.44405 | 0.97663 | -0.44908 | 6.6992
55 | -0.016008 | -0.0040139 | 0.016016 | 0.0040181 | 7.2449e-06 | 4.2298e-06 | 0.024385 | 0.024385 | 0.024385 | 0.97689 | -0.44405 | 0.97737 | -0.43456 | 6.6992
56 | 0.01358 | 0.0034041 | -0.01358 | -0.0034039 | 2.4548e-07 | 1.3797e-07 | 0.020692 | 0.020692 | 0.020692 | 0.97663 | -0.44908 | 0.97661 | -0.44946 | 5.6845
57 | -0.016524 | -0.0041455 | 0.016528 | 0.0041478 | 3.837e-06 | 2.253e-06 | 0.025159 | 0.025159 | 0.025159 | 0.97737 | -0.43456 | 0.97762 | -0.42969 | 6.9118
58 | -0.001254 | -0.00031429 | 0.0012541 | 0.00031402 | 3.1327e-08 | -2.6612e-07 | 0.001911 | 0.0019109 | 0.001911 | 0.97645 | -0.45257 | 0.97648 | -0.45205 | 0.525
59 | -0.0022152 | -0.0005549 | 0.0022152 | 0.00055469 | 8.8829e-08 | -2.0324e-07 | 0.0033755 | 0.0033754 | 0.0033755 | 0.97648 | -0.45205 | 0.97652 | -0.45121 | 0.92733
60 | -0.010834 | -0.0027152 | 0.010838 | 0.0027174 | 4.3669e-06 | 2.2725e-06 | 0.016606 | 0.016606 | 0.016606 | 0.97076 | -0.56452 | 0.97119 | -0.55606 | 4.5621
61 | -0.0014764 | -0.00037001 | 0.0014764 | 0.00036984 | 2.966e-08 | -1.7613e-07 | 0.0022509 | 0.0022508 | 0.0022509 | 0.97601 | -0.46135 | 0.97603 | -0.46093 | 0.61837
62 | -0.002413 | -0.00060458 | 0.0024131 | 0.00060451 | 3.5871e-08 | -6.5383e-08 | 0.0036787 | 0.0036787 | 0.0036787 | 0.97603 | -0.46093 | 0.97604 | -0.46062 | 1.0106
63 | -0.0043936 | -0.0011006 | 0.0043939 | 0.0011006 | 3.0187e-07 | -3.1519e-08 | 0.0066947 | 0.0066947 | 0.0066947 | 0.97652 | -0.45121 | 0.9766 | -0.44976 | 1.8392
64 | -0.0068654 | -0.00172 | 0.0068661 | 0.0017203 | 7.7085e-07 | 2.5825e-07 | 0.01046 | 0.01046 | 0.01046 | 0.9766 | -0.44976 | 0.97672 | -0.4474 | 2.8737
65 | -0.0093752 | -0.0023491 | 0.0093768 | 0.0023499 | 1.6439e-06 | 7.8309e-07 | 0.014283 | 0.014283 | 0.014283 | 0.97672 | -0.4474 | 0.9769 | -0.44372 | 3.9239
66 | -0.011692 | -0.0029301 | 0.011694 | 0.0029312 | 2.1641e-06 | 1.1572e-06 | 0.017809 | 0.017809 | 0.017809 | 0.9769 | -0.44372 | 0.9771 | -0.43984 | 4.8925
67 | -0.013545 | -0.003395 | 0.013548 | 0.0033971 | 3.7061e-06 | 2.0809e-06 | 0.020627 | 0.020627 | 0.020627 | 0.9771 | -0.43984 | 0.97739 | -0.4341 | 5.6668
68 | 0.0050856 | 0.0012745 | -0.005085 | -0.0012744 | 5.4123e-07 | 5.2218e-08 | 0.0077916 | 0.0077917 | 0.0077917 | 0.97123 | -0.55528 | 0.97111 | -0.55752 | 2.1406
69 | -0.050706 | -0.012739 | 0.050785 | 0.012789 | 7.9605e-05 | 5.0508e-05 | 0.077549 | 0.077549 | 0.077549 | 0.97309 | -0.51857 | 0.97475 | -0.48573 | 21.3046
70 | -0.076736 | -0.0193 | 0.076749 | 0.019308 | 1.2726e-05 | 8.1138e-06 | 0.11717 | 0.11717 | 0.11717 | 0.97475 | -0.48573 | 0.97493 | -0.48226 | 32.1887
71 | 0.010331 | 0.0025895 | -0.01033 | -0.0025891 | 9.0119e-07 | 4.5541e-07 | 0.015741 | 0.015741 | 0.015741 | 0.97661 | -0.44946 | 0.97652 | -0.45129 | 4.3243
72 | 0.014397 | 0.0036133 | -0.014395 | -0.003612 | 2.2446e-06 | 1.2803e-06 | 0.021915 | 0.021915 | 0.021915 | 0.97762 | -0.42969 | 0.97745 | -0.43296 | 6.0206
73 | -0.030925 | -0.007761 | 0.030928 | 0.0077627 | 2.7165e-06 | 1.6976e-06 | 0.047074 | 0.047074 | 0.047074 | 0.97762 | -0.42969 | 0.97771 | -0.42784 | 12.9324
74 | 0.00042407 | 0.0001018 | -0.00042405 | -0.00010347 | 2.0372e-08 | -1.6674e-06 | 0.00064012 | 0.0006407 | 0.0006407 | 0.98339 | -0.31733 | 0.98334 | -0.31836 | 0.17602
75 | -0.0040802 | -0.0010181 | 0.0040806 | 0.001018 | 4.0895e-07 | -1.0148e-07 | 0.0061724 | 0.0061722 | 0.0061724 | 0.98339 | -0.31733 | 0.9835 | -0.31522 | 1.6957
76 | 0.00042405 | 0.00010347 | -0.00042404 | -0.00010454 | 1.3077e-08 | -1.0686e-06 | 0.0006407 | 0.00064108 | 0.00064108 | 0.98334 | -0.31836 | 0.9833 | -0.31902 | 0.17612
77 | -0.0066998 | -0.0016742 | 0.0067 | 0.0016743 | 1.7187e-07 | 5.3374e-08 | 0.010135 | 0.010135 | 0.010135 | 0.9835 | -0.31522 | 0.98352 | -0.31468 | 2.7843
78 | 0.0026192 | 0.00065622 | -0.0026191 | -0.0006564 | 1.1823e-07 | -1.791e-07 | 0.0039627 | 0.0039628 | 0.0039628 | 0.9835 | -0.31522 | 0.98345 | -0.31616 | 1.0887
79 | 0.00042404 | 0.00010454 | -0.00042402 | -0.00010627 | 2.1201e-08 | -1.7297e-06 | 0.00064108 | 0.0006417 | 0.0006417 | 0.9833 | -0.31902 | 0.98325 | -0.32008 | 0.17629
80 | -0.0099837 | -0.002497 | 0.0099839 | 0.0024971 | 1.7287e-07 | 8.4989e-08 | 0.015103 | 0.015103 | 0.015103 | 0.98352 | -0.31468 | 0.98354 | -0.31431 | 4.1492
81 | 0.0032837 | 0.00082273 | -0.0032835 | -0.00082292 | 2.5191e-07 | -1.8415e-07 | 0.004968 | 0.0049681 | 0.0049681 | 0.98352 | -0.31468 | 0.98344 | -0.31629 | 1.3649
82 | -0.035067 | -0.0087887 | 0.035072 | 0.0087915 | 4.5352e-06 | 2.8491e-06 | 0.053314 | 0.053314 | 0.053314 | 0.97874 | -0.40775 | 0.97888 | -0.40503 | 14.6466
83 | 0.059836 | 0.015125 | -0.059577 | -0.01496 | 0.00025918 | 0.00016483 | 0.091004 | 0.091005 | 0.091005 | 0.97888 | -0.40503 | 0.97425 | -0.49579 | 25.0013
84 | -0.094908 | -0.023916 | 0.094939 | 0.023936 | 3.1343e-05 | 2.0009e-05 | 0.14432 | 0.14432 | 0.14432 | 0.97888 | -0.40503 | 0.97923 | -0.39813 | 39.6478
85 | -0.10861 | -0.027509 | 0.10882 | 0.027645 | 0.0002136 | 0.00013563 | 0.16442 | 0.16442 | 0.16442 | 0.98354 | -0.31431 | 0.98566 | -0.27345 | 22.5853
86 | 0.098626 | 0.025012 | -0.09834 | -0.02483 | 0.00028617 | 0.00018271 | 0.14932 | 0.14932 | 0.14932 | 0.98354 | -0.31431 | 0.98043 | -0.37486 | 41.0216
87 | 0.043615 | 0.010959 | -0.043541 | -0.010912 | 7.4418e-05 | 4.7072e-05 | 0.066625 | 0.066625 | 0.066625 | 0.97425 | -0.49579 | 0.97244 | -0.5316 | 18.3037
88 | -0.094939 | -0.023936 | 0.095045 | 0.024004 | 0.00010586 | 6.7581e-05 | 0.14432 | 0.14432 | 0.14432 | 0.97923 | -0.39813 | 0.98043 | -0.37486 | 39.6478
89 | -0.11433 | -0.029025 | 0.11435 | 0.029037 | 1.9039e-05 | 1.1838e-05 | 0.17273 | 0.17273 | 0.17273 | 0.98566 | -0.27345 | 0.98583 | -0.26999 | 11.8636
90 | -0.0044385 | -0.0011124 | 0.0044388 | 0.0011124 | 3.2336e-07 | -3.6835e-08 | 0.0067077 | 0.0067076 | 0.0067077 | 0.98463 | -0.29336 | 0.98471 | -0.29183 | 1.8428
91 | 0.004663 | 0.0011686 | -0.0046628 | -0.0011686 | 2.9087e-07 | -1.2556e-08 | 0.0070464 | 0.0070465 | 0.0070465 | 0.98471 | -0.29183 | 0.98464 | -0.29314 | 1.9358
92 | -0.0091019 | -0.0022809 | 0.0091023 | 0.0022811 | 4.3231e-07 | 1.9915e-07 | 0.013754 | 0.013754 | 0.013754 | 0.98471 | -0.29183 | 0.98476 | -0.29084 | 3.7786
93 | -0.0091023 | -0.0022811 | 0.0091031 | 0.0022815 | 8.0989e-07 | 3.7307e-07 | 0.013754 | 0.013754 | 0.013754 | 0.98476 | -0.29084 | 0.98486 | -0.28897 | 3.7786
94 | 0.0070332 | 0.0017624 | -0.0070317 | -0.0017619 | 1.5573e-06 | 5.2701e-07 | 0.010616 | 0.010616 | 0.010616 | 0.98581 | -0.27053 | 0.98557 | -0.27518 | 2.9166
95 | 0.16863 | 0.042823 | -0.16857 | -0.042783 | 6.3545e-05 | 4.0136e-05 | 0.25474 | 0.25474 | 0.25474 | 0.98581 | -0.27053 | 0.9854 | -0.27837 | 17.496
96 | -0.015602 | -0.0039103 | 0.01561 | 0.0039149 | 7.8853e-06 | 4.5648e-06 | 0.023573 | 0.023573 | 0.023573 | 0.98486 | -0.28897 | 0.9854 | -0.27837 | 6.4762
97 | 0.0049119 | 0.0012307 | -0.0049115 | -0.0012306 | 4.8169e-07 | 1.0681e-08 | 0.0074159 | 0.007416 | 0.007416 | 0.98557 | -0.27518 | 0.98546 | -0.27724 | 2.0374
98 | 0.15296 | 0.038868 | -0.15286 | -0.038805 | 9.9639e-05 | 6.2756e-05 | 0.23117 | 0.23117 | 0.23117 | 0.9854 | -0.27837 | 0.9847 | -0.2919 | 15.877
99 | 0.0032582 | 0.00081636 | -0.003258 | -0.00081653 | 2.1901e-07 | -1.7381e-07 | 0.0048937 | 0.0048939 | 0.0048939 | 0.99069 | -0.17886 | 0.99062 | -0.18027 | 1.3445
100 | 0.038947 | 0.009784 | -0.038923 | -0.009769 | 2.3807e-05 | 1.4998e-05 | 0.058506 | 0.058506 | 0.058506 | 0.99069 | -0.17886 | 0.99003 | -0.19168 | 16.0731
101 | 0.035895 | 0.0090101 | -0.035877 | -0.0089988 | 1.7938e-05 | 1.1269e-05 | 0.053955 | 0.053955 | 0.053955 | 0.99003 | -0.19168 | 0.98949 | -0.20216 | 14.8228
102 | 0.017813 | 0.0044715 | -0.017808 | -0.0044688 | 4.4974e-06 | 2.6637e-06 | 0.026789 | 0.026789 | 0.026789 | 0.98949 | -0.20216 | 0.98922 | -0.20746 | 7.3597
103 | -0.13348 | -0.033806 | 0.13358 | 0.033867 | 9.8281e-05 | 6.1605e-05 | 0.20243 | 0.20243 | 0.20243 | 0.98178 | -0.34843 | 0.98257 | -0.33311 | 13.9035
104 | 0.13146 | 0.033298 | -0.13136 | -0.033239 | 9.3736e-05 | 5.872e-05 | 0.19936 | 0.19937 | 0.19937 | 0.98178 | -0.34843 | 0.98102 | -0.36329 | 13.6927
105 | -0.13604 | -0.034483 | 0.13612 | 0.034533 | 7.8754e-05 | 4.9401e-05 | 0.20616 | 0.20616 | 0.20616 | 0.98257 | -0.33311 | 0.98319 | -0.32107 | 14.1591
106 | 0.12902 | 0.032652 | -0.12892 | -0.03259 | 9.8561e-05 | 6.1695e-05 | 0.19581 | 0.19581 | 0.19581 | 0.98102 | -0.36329 | 0.9802 | -0.37922 | 13.4484
107 | -0.14343 | -0.036365 | 0.1436 | 0.036471 | 0.00016791 | 0.00010553 | 0.21723 | 0.21723 | 0.21723 | 0.98319 | -0.32107 | 0.98445 | -0.29675 | 14.9194
108 | 0.0073153 | 0.0018326 | -0.0073144 | -0.0018323 | 8.4766e-07 | 3.0865e-07 | 0.011071 | 0.011071 | 0.011071 | 0.98319 | -0.32107 | 0.98307 | -0.32351 | 3.0415
109 | 0.1279 | 0.032334 | -0.1278 | -0.032274 | 9.5401e-05 | 5.9698e-05 | 0.19426 | 0.19426 | 0.19426 | 0.9802 | -0.37922 | 0.9794 | -0.39478 | 13.342
110 | -0.15017 | -0.038117 | 0.1502 | 0.038139 | 3.5004e-05 | 2.2034e-05 | 0.22715 | 0.22715 | 0.22715 | 0.98445 | -0.29675 | 0.9847 | -0.2919 | 15.6013
111 | 0.001714 | 0.00042899 | -0.0017139 | -0.0004293 | 7.0211e-08 | -3.0776e-07 | 0.0025942 | 0.0025943 | 0.0025943 | 0.98307 | -0.32351 | 0.98302 | -0.32437 | 0.71273
112 | 0.0056004 | 0.0014033 | -0.0055998 | -0.0014032 | 5.9316e-07 | 1.0057e-07 | 0.0084769 | 0.008477 | 0.008477 | 0.98307 | -0.32351 | 0.98295 | -0.32573 | 2.3289
113 | 0.1269 | 0.032049 | -0.1268 | -0.031983 | 0.00010413 | 6.6266e-05 | 0.19289 | 0.19289 | 0.19289 | 0.9794 | -0.39478 | 0.97852 | -0.41192 | 26.4964
114 | 0.0017139 | 0.0004293 | -0.0017139 | -0.00042954 | 5.5675e-08 | -2.44e-07 | 0.0025943 | 0.0025944 | 0.0025944 | 0.98302 | -0.32437 | 0.98299 | -0.32505 | 0.71275
115 | 0.0030516 | 0.00076455 | -0.0030514 | -0.00076475 | 2.1657e-07 | -2.0441e-07 | 0.0046195 | 0.0046196 | 0.0046196 | 0.98295 | -0.32573 | 0.98288 | -0.32722 | 1.2691
116 | 0.047049 | 0.01182 | -0.047014 | -0.011797 | 3.5723e-05 | 2.2629e-05 | 0.071557 | 0.071557 | 0.071557 | 0.97852 | -0.41192 | 0.97771 | -0.42784 | 19.6586
117 | 0.079749 | 0.020163 | -0.079564 | -0.020044 | 0.00018558 | 0.00011835 | 0.12134 | 0.12134 | 0.12134 | 0.97852 | -0.41192 | 0.97604 | -0.46057 | 33.3342
118 | 0.0024875 | 0.00062315 | -0.0024874 | -0.0006234 | 1.3902e-07 | -2.458e-07 | 0.003756 | 0.0037561 | 0.0037561 | 0.98546 | -0.27724 | 0.9854 | -0.27841 | 1.0319
119 | -0.016081 | -0.004032 | 0.016086 | 0.0040348 | 4.7932e-06 | 2.8003e-06 | 0.024483 | 0.024483 | 0.024483 | 0.97739 | -0.4341 | 0.97771 | -0.42784 | 6.7262
120 | -0.076749 | -0.019308 | 0.076829 | 0.019359 | 7.9648e-05 | 5.0782e-05 | 0.11717 | 0.11717 | 0.11717 | 0.97493 | -0.48226 | 0.97604 | -0.46057 | 32.1887
121 | 0.014395 | 0.003612 | -0.01439 | -0.0036092 | 4.9151e-06 | 2.8037e-06 | 0.021915 | 0.021915 | 0.021915 | 0.97745 | -0.43296 | 0.97709 | -0.44012 | 6.0207
122 | 0.013768 | 0.0034535 | -0.013761 | -0.0034494 | 7.3047e-06 | 4.1205e-06 | 0.020969 | 0.020969 | 0.020969 | 0.97709 | -0.44012 | 0.97652 | -0.45126 | 5.7608
123 | 0.013193 | 0.0033069 | -0.013191 | -0.0033061 | 1.5419e-06 | 8.5955e-07 | 0.020103 | 0.020103 | 0.020103 | 0.97652 | -0.45126 | 0.9764 | -0.45371 | 5.5229
124 | 0.010767 | 0.0026984 | -0.010764 | -0.0026972 | 2.3255e-06 | 1.2003e-06 | 0.016408 | 0.016408 | 0.016408 | 0.9764 | -0.45371 | 0.97617 | -0.45824 | 4.5078
125 | -0.0050633 | -0.0012686 | 0.0050634 | 0.0012686 | 4.6979e-08 | 3.7811e-09 | 0.0077185 | 0.0077185 | 0.0077185 | 0.97611 | -0.45931 | 0.97612 | -0.45911 | 2.1205
126 | 0.0038553 | 0.00096582 | -0.003855 | -0.0009659 | 2.4131e-07 | -7.8431e-08 | 0.005877 | 0.005877 | 0.005877 | 0.97611 | -0.45931 | 0.97604 | -0.46062 | 1.6146
127 | -0.006665 | -0.00167 | 0.0066658 | 0.0016703 | 7.8637e-07 | 2.4931e-07 | 0.01016 | 0.01016 | 0.01016 | 0.97612 | -0.45911 | 0.97625 | -0.45664 | 2.7912
128 | -0.0077199 | -0.0019344 | 0.00772 | 0.0019345 | 3.2064e-08 | 1.28e-08 | 0.011767 | 0.011767 | 0.011767 | 0.97625 | -0.45664 | 0.97625 | -0.45655 | 3.2326
129 | -0.008788 | -0.0022021 | 0.0087894 | 0.0022028 | 1.3461e-06 | 6.1129e-07 | 0.013395 | 0.013395 | 0.013395 | 0.97625 | -0.45655 | 0.97641 | -0.45333 | 3.6799
130 | -0.010329 | -0.0025886 | 0.01033 | 0.0025891 | 1.0068e-06 | 5.0881e-07 | 0.015741 | 0.015741 | 0.015741 | 0.97641 | -0.45333 | 0.97652 | -0.45129 | 4.3244
131 | -0.0021217 | -0.00053175 | 0.0021217 | 0.00053172 | 9.6622e-09 | -2.4605e-08 | 0.0032343 | 0.0032343 | 0.0032343 | 0.97612 | -0.45907 | 0.97613 | -0.45897 | 0.88855
132 | -0.0034633 | -0.00086795 | 0.0034634 | 0.00086788 | 1.1984e-07 | -6.6634e-08 | 0.0052794 | 0.0052794 | 0.0052794 | 0.97613 | -0.45897 | 0.97617 | -0.45824 | 1.4504
133 | 0.0059456 | 0.0014896 | -0.0059448 | -0.0014895 | 7.3395e-07 | 1.7188e-07 | 0.0090629 | 0.009063 | 0.009063 | 0.97617 | -0.45824 | 0.97603 | -0.46084 | 2.4898
134 | -0.11435 | -0.029037 | 0.11444 | 0.029094 | 9.1454e-05 | 5.6862e-05 | 0.17273 | 0.17273 | 0.17273 | 0.98583 | -0.26999 | 0.9867 | -0.25339 | 11.8636
135 | -0.11944 | -0.030348 | 0.11946 | 0.030354 | 1.0594e-05 | 6.6024e-06 | 0.18028 | 0.18028 | 0.18028 | 0.9867 | -0.25339 | 0.98679 | -0.25154 | 12.3819
136 | 0.0050044 | 0.0012541 | -0.005004 | -0.0012541 | 3.6874e-07 | 1.5507e-08 | 0.007547 | 0.0075471 | 0.0075471 | 0.9867 | -0.25339 | 0.98662 | -0.25493 | 2.0734
137 | -0.017791 | -0.0044589 | 0.017796 | 0.0044614 | 4.2223e-06 | 2.5012e-06 | 0.02679 | 0.02679 | 0.02679 | 0.9882 | -0.22714 | 0.98846 | -0.22216 | 7.3598
138 | -0.017796 | -0.0044614 | 0.017808 | 0.0044688 | 1.2477e-05 | 7.3905e-06 | 0.02679 | 0.026789 | 0.02679 | 0.98846 | -0.22216 | 0.98922 | -0.20746 | 7.3598
139 | -0.00097487 | -0.00024433 | 0.00097487 | 0.00024429 | 2.4061e-09 | -3.4744e-08 | 0.0014864 | 0.0014864 | 0.0014864 | 0.9759 | -0.46338 | 0.97591 | -0.46333 | 0.40836
140 | -0.0018411 | -0.0004614 | 0.0018412 | 0.00046121 | 5.2524e-08 | -1.8847e-07 | 0.0028073 | 0.0028072 | 0.0028073 | 0.97591 | -0.46333 | 0.97594 | -0.46273 | 0.77122
141 | -0.0028345 | -0.00071016 | 0.0028345 | 0.00071012 | 3.4551e-08 | -3.953e-08 | 0.0043217 | 0.0043217 | 0.0043217 | 0.97594 | -0.46273 | 0.97595 | -0.46247 | 1.1873
142 | -0.0037179 | -0.00093151 | 0.0037181 | 0.00093143 | 2.0438e-07 | -8.1163e-08 | 0.0056685 | 0.0056684 | 0.0056685 | 0.97595 | -0.46247 | 0.97601 | -0.46132 | 1.5573
143 | -0.0045968 | -0.0011516 | 0.0045969 | 0.0011516 | 1.0574e-07 | -4.0798e-09 | 0.0070081 | 0.007008 | 0.0070081 | 0.97601 | -0.46132 | 0.97603 | -0.46084 | 1.9253

## res_trafo
| p_hv_mw | q_hv_mvar | p_lv_mw | q_lv_mvar | pl_mw | ql_mvar | i_hv_ka | i_lv_ka | vm_hv_pu | va_hv_degree | vm_lv_pu | va_lv_degree | loading_percent
0 | -1.2729e-15 | -1.3162e-15 | 0.00165 | 1.2699e-07 | 0.00165 | 1.2699e-07 | 5.2857e-17 | 0.0023815 | 0.99998 | 149.9956 | 1 | 0 | 0.2619

## res_ext_grid
| p_mw | q_mvar
0 | 0.47445 | 0.12144

## res_load
| p_mw | q_mvar
0 | 0.0073136 | 0.001833
1 | 0.0069171 | 0.0017336
2 | 0.0051798 | 0.0012982
3 | 0.0011642 | 0.00029178
4 | 0.022064 | 0.0055298
5 | 0.0038688 | 0.00096961
6 | 0.010991 | 0.0027546
7 | 0.0032163 | 0.00080609
8 | 0.0017589 | 0.00044081
9 | 0.0017115 | 0.00042894
10 | 0.0036848 | 0.0009235
11 | 0.0048004 | 0.0012031
12 | 0.0040524 | 0.0010156
13 | 0.0015039 | 0.00037691
14 | 0.0092234 | 0.0023116
15 | 0.0036544 | 0.00091587
16 | 0.0052932 | 0.0013266
17 | 0.0017093 | 0.00042838
18 | 0.0069941 | 0.0017529
19 | 0.0068101 | 0.0017068
20 | 0.012135 | 0.0030413
21 | 0.0023994 | 0.00060136
22 | 0.0019433 | 0.00048704
23 | 0.0034047 | 0.00085329
24 | 0.0040867 | 0.0010242
25 | 0.0027328 | 0.00068489
26 | 0.0024242 | 0.00060755
27 | 0.00050849 | 0.00012744
28 | 0.001254 | 0.00031429
29 | 0.0009611 | 0.00024088
30 | 0.010834 | 0.0027152
31 | 0.0020874 | 0.00052316
32 | 0.0014764 | 0.00037001
33 | 0.00093662 | 0.00023474
34 | 0.0021784 | 0.00054595
35 | 0.0024714 | 0.0006194
36 | 0.0025091 | 0.00062883
37 | 0.0023149 | 0.00058018
38 | 0.0018506 | 0.00046381
39 | 0.0043381 | 0.0010872
40 | 0.0047602 | 0.001193
41 | 0.005085 | 0.0012744
42 | 0.0032495 | 0.00081439
43 | 0.0036561 | 0.00091631
44 | 0.0026191 | 0.0006564
45 | 0.00042402 | 0.00010627
46 | 0.035067 | 0.0087887
47 | 0.0032835 | 0.00082292
48 | 0.015962 | 0.0040005
49 | 0.0055064 | 0.00138
50 | 0.0032949 | 0.00082577
51 | 0.0044385 | 0.0011124
52 | 0.0046628 | 0.0011686
53 | 0.0044695 | 0.0011202
54 | 0.006499 | 0.0016288
55 | 0.0021197 | 0.00053125
56 | 0.043541 | 0.010912
57 | 0.0025866 | 0.00064825
58 | 0.003258 | 0.00081653
59 | 0.0030282 | 0.00075893
60 | 0.018064 | 0.0045273
61 | 0.0020255 | 0.00050765
62 | 0.0024576 | 0.00061594
63 | 0.0023451 | 0.00058773
64 | 0.0010206 | 0.00025579
65 | 0.0065689 | 0.0016463
66 | 0.00089931 | 0.00022539
67 | 0.0026565 | 0.00066577
68 | 0.0025482 | 0.00063864
69 | 0.0024239 | 0.00060749
70 | 0.0030514 | 0.00076475
71 | 0.0017139 | 0.00042954
72 | 0.002533 | 0.00063484
73 | 0.0024874 | 0.0006234
74 | 0.002735 | 0.00068546
75 | 0.00062129 | 0.00015571
76 | 0.00056822 | 0.00014241
77 | 0.0024247 | 0.00060768
78 | 0.013045 | 0.0032693
79 | 0.001208 | 0.00030276
80 | 0.0016016 | 0.00040141
81 | 0.001442 | 0.00036139
82 | 0.0010542 | 0.0002642
83 | 0.0010681 | 0.00026768
84 | 0.0015394 | 0.00038581
85 | 0.0021217 | 0.00053175
86 | 0.0013416 | 0.00033623
87 | 0.0013554 | 0.00033969
88 | 0.017791 | 0.0044589
89 | 0.01576 | 0.0039497
90 | 0.0014979 | 0.0003754
91 | 0.005004 | 0.0012541
92 | 0.0038867 | 0.00097409
93 | 0.00097487 | 0.00024433
94 | 0.00086626 | 0.0002171
95 | 0.00099332 | 0.00024895
96 | 0.00088336 | 0.00022139
97 | 0.00087867 | 0.00022022
98 | 0.0013479 | 0.00033783

## dtypes
| element | column | dtype
0 | bus | name | object
1 | bus | vn_kv | float64
2 | bus | type | object
3 | bus | zone | object
4 | bus | in_service | bool
5 | load | name | object
6 | load | bus | uint32
7 | load | p_mw | float64
8 | load | q_mvar | float64
9 | load | const_z_percent | float64
10 | load | const_i_percent | float64
11 | load | sn_mva | float64
12 | load | scaling | float64
13 | load | in_service | bool
14 | load | type | object
15 | ext_grid | name | object
16 | ext_grid | bus | uint32
17 | ext_grid | vm_pu | float64
18 | ext_grid | va_degree | float64
19 | ext_grid | slack_weight | float64
20 | ext_grid | in_service | bool
21 | line | name | object
22 | line | std_type | object
23 | line | from_bus | uint32
24 | line | to_bus | uint32
25 | line | length_km | float64
26 | line | r_ohm_per_km | float64
27 | line | x_ohm_per_km | float64
28 | line | c_nf_per_km | float64
29 | line | g_us_per_km | float64
30 | line | max_i_ka | float64
31 | line | df | float64
32 | line | parallel | uint32
33 | line | type | object
34 | line | in_service | bool
35 | trafo | name | object
36 | trafo | std_type | object
37 | trafo | hv_bus | uint32
38 | trafo | lv_bus | uint32
39 | trafo | sn_mva | float64
40 | trafo | vn_hv_kv | float64
41 | trafo | vn_lv_kv | float64
42 | trafo | vk_percent | float64
43 | trafo | vkr_percent | float64
44 | trafo | pfe_kw | float64
45 | trafo | i0_percent | float64
46 | trafo | shift_degree | float64
47 | trafo | tap_side | object
48 | trafo | tap_neutral | int32
49 | trafo | tap_min | int32
50 | trafo | tap_max | int32
51 | trafo | tap_step_percent | float64
52 | trafo | tap_step_degree | float64
53 | trafo | tap_pos | int32
54 | trafo | tap_phase_shifter | bool
55 | trafo | parallel | uint32
56 | trafo | df | float64
57 | trafo | in_service | bool
58 | line_geodata | coords | object
59 | bus_geodata | x | float64
60 | bus_geodata | y | float64
61 | bus_geodata | coords | object
62 | res_bus | vm_pu | float64
63 | res_bus | va_degree | float64
64 | res_bus | p_mw | float64
65 | res_bus | q_mvar | float64
66 | res_line | p_from_mw | float64
67 | res_line | q_from_mvar | float64
68 | res_line | p_to_mw | float64
69 | res_line | q_to_mvar | float64
70 | res_line | pl_mw | float64
71 | res_line | ql_mvar | float64
72 | res_line | i_from_ka | float64
73 | res_line | i_to_ka | float64
74 | res_line | i_ka | float64
75 | res_line | vm_from_pu | float64
76 | res_line | va_from_degree | float64
77 | res_line | vm_to_pu | float64
78 | res_line | va_to_degree | float64
79 | res_line | loading_percent | float64
80 | res_trafo | p_hv_mw | float64
81 | res_trafo | q_hv_mvar | float64
82 | res_trafo | p_lv_mw | float64
83 | res_trafo | q_lv_mvar | float64
84 | res_trafo | pl_mw | float64
85 | res_trafo | ql_mvar | float64
86 | res_trafo | i_hv_ka | float64
87 | res_trafo | i_lv_ka | float64
88 | res_trafo | vm_hv_pu | float64
89 | res_trafo | va_hv_degree | float64
90 | res_trafo | vm_lv_pu | float64
91 | res_trafo | va_lv_degree | float64
92 | res_trafo | loading_percent | float64
93 | res_ext_grid | p_mw | float64
94 | res_ext_grid | q_mvar | float64
95 | res_load | p_mw | float64
96 | res_load | q_mvar | float64

## parameters
| version | format_version | converged | OPF_converged | name | f_hz | sn_mva
0 | 2.14.6 | 2.14.0 | TRUE | FALSE |  | 50 | 1