## bus
| name | vn_kv | type | zone | in_service
0 | bus_LV_246-4_0_3_node_0 | 0.4 | n |  | TRUE
1 | bus_LV_246-4_0_3_node_1 | 0.4 | n |  | TRUE
2 | bus_LV_246-4_0_3_node_2 | 0.4 | n |  | TRUE
3 | bus_LV_246-4_0_3_node_4 | 0.4 | n |  | TRUE
4 | bus_LV_246-4_0_3_node_83 | 0.4 | n |  | TRUE
5 | bus_LV_246-4_0_3_node_81 | 0.4 | n |  | TRUE
6 | bus_LV_246-4_0_3_node_5 | 0.4 | n |  | TRUE
7 | bus_LV_246-4_0_3_node_6 | 0.4 | n |  | TRUE
8 | bus_LV_246-4_0_3_node_7 | 0.4 | n |  | TRUE
9 | bus_LV_246-4_0_3_node_8 | 0.4 | n |  | TRUE
10 | bus_LV_246-4_0_3_node_10 | 0.4 | n |  | TRUE
11 | bus_LV_246-4_0_3_node_36 | 0.4 | n |  | TRUE
12 | bus_LV_246-4_0_3_node_35 | 0.4 | n |  | TRUE
13 | bus_LV_246-4_0_3_node_9 | 0.4 | n |  | TRUE
14 | bus_LV_246-4_0_3_node_48 | 0.4 | n |  | TRUE
15 | bus_LV_246-4_0_3_node_37 | 0.4 | n |  | TRUE
16 | bus_LV_246-4_0_3_node_42 | 0.4 | n |  | TRUE
17 | bus_LV_246-4_0_3_node_49 | 0.4 | n |  | TRUE
18 | bus_LV_246-4_0_3_node_11 | 0.4 | n |  | TRUE
19 | bus_LV_246-4_0_3_node_12 | 0.4 | n |  | TRUE
20 | bus_LV_246-4_0_3_node_13 | 0.4 | n |  | TRUE
21 | bus_LV_246-4_0_3_node_51 | 0.4 | n |  | TRUE
22 | bus_LV_246-4_0_3_node_14 | 0.4 | n |  | TRUE
23 | bus_LV_246-4_0_3_node_15 | 0.4 | n |  | TRUE
24 | bus_LV_246-4_0_3_node_16 | 0.4 | n |  | TRUE
25 | bus_LV_246-4_0_3_node_17 | 0.4 | n |  | TRUE
26 | bus_LV_246-4_0_3_node_18 | 0.4 | n |  | TRUE
27 | bus_LV_246-4_0_3_node_34 | 0.4 | n |  | TRUE
28 | bus_LV_246-4_0_3_node_43 | 0.4 | n |  | TRUE
29 | bus_LV_246-4_0_3_node_29 | 0.4 | n |  | TRUE
30 | bus_LV_246-4_0_3_node_41 | 0.4 | n |  | TRUE
31 | bus_LV_246-4_0_3_node_19 | 0.4 | n |  | TRUE
32 | bus_LV_246-4_0_3_node_20 | 0.4 | n |  | TRUE
33 | bus_LV_246-4_0_3_node_21 | 0.4 | n |  | TRUE
34 | bus_LV_246-4_0_3_node_22 | 0.4 | n |  | TRUE
35 | bus_LV_246-4_0_3_node_24 | 0.4 | n |  | TRUE
36 | bus_LV_246-4_0_3_node_31 | 0.4 | n |  | TRUE
37 | bus_LV_246-4_0_3_node_57 | 0.4 | n |  | TRUE
38 | bus_LV_246-4_0_3_node_63 | 0.4 | n |  | TRUE
39 | bus_LV_246-4_0_3_node_64 | 0.4 | n |  | TRUE
40 | bus_LV_246-4_0_3_node_45 | 0.4 | n |  | TRUE
41 | bus_LV_246-4_0_3_node_46 | 0.4 | n |  | TRUE
42 | bus_LV_246-4_0_3_node_44 | 0.4 | n |  | TRUE
43 | bus_LV_246-4_0_3_node_32 | 0.4 | n |  | TRUE
44 | bus_LV_246-4_0_3_node_25 | 0.4 | n |  | TRUE
45 | bus_LV_246-4_0_3_node_26 | 0.4 | n |  | TRUE
46 | bus_LV_246-4_0_3_node_27 | 0.4 | n |  | TRUE
47 | bus_LV_246-4_0_3_node_28 | 0.4 | n |  | TRUE
48 | bus_LV_246-4_0_3_node_30 | 0.4 | n |  | TRUE
49 | bus_LV_246-4_0_3_node_47 | 0.4 | n |  | TRUE
50 | bus_LV_246-4_0_3_node_137 | 0.4 | n |  | TRUE
51 | bus_LV_246-4_0_3_node_130 | 0.4 | n |  | TRUE
52 | bus_LV_246-4_0_3_node_54 | 0.4 | n |  | TRUE
53 | bus_LV_246-4_0_3_node_61 | 0.4 | n |  | TRUE
54 | bus_LV_246-4_0_3_node_33 | 0.4 | n |  | TRUE
55 | bus_LV_246-4_0_3_node_38 | 0.4 | n |  | TRUE
56 | bus_LV_246-4_0_3_node_39 | 0.4 | n |  | TRUE
57 | bus_LV_246-4_0_3_node_138 | 0.4 | n |  | TRUE
58 | bus_LV_246-4_0_3_node_40 | 0.4 | n |  | TRUE
59 | bus_LV_246-4_0_3_node_52 | 0.4 | n |  | TRUE
60 | bus_LV_246-4_0_3_node_50 | 0.4 | n |  | TRUE
61 | bus_LV_246-4_0_3_node_55 | 0.4 | n |  | TRUE
62 | bus_LV_246-4_0_3_node_67 | 0.4 | n |  | TRUE
63 | bus_LV_246-4_0_3_node_68 | 0.4 | n |  | TRUE
64 | bus_LV_246-4_0_3_node_56 | 0.4 | n |  | TRUE
65 | bus_LV_246-4_0_3_node_58 | 0.4 | n |  | TRUE
66 | bus_LV_246-4_0_3_node_80 | 0.4 | n |  | TRUE
67 | bus_LV_246-4_0_3_node_91 | 0.4 | n |  | TRUE
68 | bus_LV_246-4_0_3_node_59 | 0.4 | n |  | TRUE
69 | bus_LV_246-4_0_3_node_62 | 0.4 | n |  | TRUE
70 | bus_LV_246-4_0_3_node_109 | 0.4 | n |  | TRUE
71 | bus_LV_246-4_0_3_node_60 | 0.4 | n |  | TRUE
72 | bus_LV_246-4_0_3_node_94 | 0.4 | n |  | TRUE
73 | bus_LV_246-4_0_3_node_136 | 0.4 | n |  | TRUE
74 | bus_LV_246-4_0_3_node_135 | 0.4 | n |  | TRUE
75 | bus_LV_246-4_0_3_node_77 | 0.4 | n |  | TRUE
76 | bus_LV_246-4_0_3_node_74 | 0.4 | n |  | TRUE
77 | bus_LV_246-4_0_3_node_99 | 0.4 | n |  | TRUE
78 | bus_LV_246-4_0_3_node_97 | 0.4 | n |  | TRUE
79 | bus_LV_246-4_0_3_node_65 | 0.4 | n |  | TRUE
80 | bus_LV_246-4_0_3_node_133 | 0.4 | n |  | TRUE
81 | bus_LV_246-4_0_3_node_71 | 0.4 | n |  | TRUE
82 | bus_LV_246-4_0_3_node_123 | 0.4 | n |  | TRUE
83 | bus_LV_246-4_0_3_node_82 | 0.4 | n |  | TRUE
84 | bus_LV_246-4_0_3_node_72 | 0.4 | n |  | TRUE
85 | bus_LV_246-4_0_3_node_104 | 0.4 | n |  | TRUE
86 | bus_LV_246-4_0_3_node_98 | 0.4 | n |  | TRUE
87 | bus_LV_246-4_0_3_node_101 | 0.4 | n |  | TRUE
88 | bus_LV_246-4_0_3_node_78 | 0.4 | n |  | TRUE
89 | bus_LV_246-4_0_3_node_107 | 0.4 | n |  | TRUE
90 | bus_LV_246-4_0_3_node_122 | 0.4 | n |  | TRUE
91 | bus_LV_246-4_0_3_node_134 | 0.4 | n |  | TRUE
92 | bus_LV_246-4_0_3_node_69 | 0.4 | n |  | TRUE
93 | bus_LV_246-4_0_3_node_73 | 0.4 | n |  | TRUE
94 | bus_LV_246-4_0_3_node_108 | 0.4 | n |  | TRUE
95 | bus_LV_246-4_0_3_node_129 | 0.4 | n |  | TRUE
96 | bus_LV_246-4_0_3_node_132 | 0.4 | n |  | TRUE
97 | bus_LV_246-4_0_3_node_131 | 0.4 | n |  | TRUE
98 | bus_LV_246-4_0_3_node_70 | 0.4 | n |  | TRUE
99 | bus_LV_246-4_0_3_node_103 | 0.4 | n |  | TRUE
100 | bus_LV_246-4_0_3_node_102 | 0.4 | n |  | TRUE
101 | bus_LV_246-4_0_3_node_110 | 0.4 | n |  | TRUE
102 | bus_LV_246-4_0_3_node_100 | 0.4 | n |  | TRUE
103 | bus_LV_246-4_0_3_node_75 | 0.4 | n |  | TRUE
104 | bus_LV_246-4_0_3_node_76 | 0.4 | n |  | TRUE
105 | bus_LV_246-4_0_3_node_79 | 0.4 | n |  | TRUE
106 | bus_LV_246-4_0_3_node_84 | 0.4 | n |  | TRUE
107 | bus_LV_246-4_0_3_node_85 | 0.4 | n |  | TRUE
108 | bus_LV_246-4_0_3_node_119 | 0.4 | n |  | TRUE
109 | bus_LV_246-4_0_3_node_96 | 0.4 | n |  | TRUE
110 | bus_LV_246-4_0_3_node_121 | 0.4 | n |  | TRUE
111 | bus_LV_246-4_0_3_node_117 | 0.4 | n |  | TRUE
112 | bus_LV_246-4_0_3_node_95 | 0.4 | n |  | TRUE
113 | bus_LV_246-4_0_3_node_86 | 0.4 | n |  | TRUE
114 | bus_LV_246-4_0_3_node_87 | 0.4 | n |  | TRUE
115 | bus_LV_246-4_0_3_node_88 | 0.4 | n |  | TRUE
116 | bus_LV_246-4_0_3_node_89 | 0.4 | n |  | TRUE
117 | bus_LV_246-4_0_3_node_90 | 0.4 | n |  | TRUE
118 | bus_LV_246-4_0_3_node_112 | 0.4 | n |  | TRUE
119 | bus_LV_246-4_0_3_node_115 | 0.4 | n |  | TRUE
120 | bus_LV_246-4_0_3_node_127 | 0.4 | n |  | TRUE
121 | bus_LV_246-4_0_3_node_126 | 0.4 | n |  | TRUE
122 | bus_LV_246-4_0_3_node_106 | 0.4 | n |  | TRUE
123 | bus_LV_246-4_0_3_node_111 | 0.4 | n |  | TRUE
124 | bus_LV_246-4_0_3_node_105 | 0.4 | n |  | TRUE
125 | bus_LV_246-4_0_3_node_120 | 0.4 | n |  | TRUE
126 | bus_LV_246-4_0_3_node_118 | 0.4 | n |  | TRUE
127 | bus_LV_246-4_0_3_node_125 | 0.4 | n |  | TRUE
128 | bus_LV_246-4_0_3_node_124 | 0.4 | n |  | TRUE
129 | bus_LV_246-4_0_3_node_128 | 0.4 | n |  | TRUE
130 | bus_MV_516_0_node_63 | 20 | n |  | TRUE

## load
| name | bus | p_mw | q_mvar | const_z_percent | const_i_percent | sn_mva | scaling | in_service | type
0 | LV_246-4_0_3_load_0 | 0 | 0.0022368 | 0.0005606 | 0 | 0 |  | 1 | TRUE | wye
1 | LV_246-4_0_3_load_1 | 1 | 0.0065214 | 0.0016344 | 0 | 0 |  | 1 | TRUE | wye
2 | LV_246-4_0_3_load_2 | 2 | 0.0014097 | 0.0003533 | 0 | 0 |  | 1 | TRUE | wye
3 | LV_246-4_0_3_load_4 | 3 | 0.0015858 | 0.00039743 | 0 | 0 |  | 1 | TRUE | wye
4 | LV_246-4_0_3_load_83 | 4 | 0.0017115 | 0.00042894 | 0 | 0 |  | 1 | TRUE | wye
5 | LV_246-4_0_3_load_5 | 6 | 0.0024535 | 0.00061491 | 0 | 0 |  | 1 | TRUE | wye
6 | LV_246-4_0_3_load_6 | 7 | 0.0018044 | 0.00045223 | 0 | 0 |  | 1 | TRUE | wye
7 | LV_246-4_0_3_load_10 | 10 | 0.0010806 | 0.00027082 | 0 | 0 |  | 1 | TRUE | wye
8 | LV_246-4_0_3_load_35 | 12 | 0.0023251 | 0.00058272 | 0 | 0 |  | 1 | TRUE | wye
9 | LV_246-4_0_3_load_9 | 13 | 0.0022107 | 0.00055407 | 0 | 0 |  | 1 | TRUE | wye
10 | LV_246-4_0_3_load_48 | 14 | 0.0019089 | 0.00047841 | 0 | 0 |  | 1 | TRUE | wye
11 | LV_246-4_0_3_load_42 | 16 | 0.0024006 | 0.00060166 | 0 | 0 |  | 1 | TRUE | wye
12 | LV_246-4_0_3_load_11 | 18 | 0.002208 | 0.00055338 | 0 | 0 |  | 1 | TRUE | wye
13 | LV_246-4_0_3_load_12 | 19 | 0.0024143 | 0.00060507 | 0 | 0 |  | 1 | TRUE | wye
14 | LV_246-4_0_3_load_13 | 20 | 0.0023111 | 0.00057922 | 0 | 0 |  | 1 | TRUE | wye
15 | LV_246-4_0_3_load_14 | 22 | 0.0032529 | 0.00081526 | 0 | 0 |  | 1 | TRUE | wye
16 | LV_246-4_0_3_load_15 | 23 | 0.004372 | 0.0010957 | 0 | 0 |  | 1 | TRUE | wye
17 | LV_246-4_0_3_load_16 | 24 | 0.0042513 | 0.0010655 | 0 | 0 |  | 1 | TRUE | wye
18 | LV_246-4_0_3_load_17 | 25 | 0.0065363 | 0.0016382 | 0 | 0 |  | 1 | TRUE | wye
19 | LV_246-4_0_3_load_18 | 26 | 0.0076768 | 0.001924 | 0 | 0 |  | 1 | TRUE | wye
20 | LV_246-4_0_3_load_34 | 27 | 0.0041653 | 0.0010439 | 0 | 0 |  | 1 | TRUE | wye
21 | LV_246-4_0_3_load_43 | 28 | 0.0048541 | 0.0012165 | 0 | 0 |  | 1 | TRUE | wye
22 | LV_246-4_0_3_load_29 | 29 | 0.0047146 | 0.0011816 | 0 | 0 |  | 1 | TRUE | wye
23 | LV_246-4_0_3_load_41 | 30 | 0.0016151 | 0.00040479 | 0 | 0 |  | 1 | TRUE | wye
24 | LV_246-4_0_3_load_19 | 31 | 0.0052165 | 0.0013074 | 0 | 0 |  | 1 | TRUE | wye
25 | LV_246-4_0_3_load_20 | 32 | 0.0026788 | 0.00067137 | 0 | 0 |  | 1 | TRUE | wye
26 | LV_246-4_0_3_load_22 | 34 | 0.0027763 | 0.00069581 | 0 | 0 |  | 1 | TRUE | wye
27 | LV_246-4_0_3_load_24 | 35 | 0.0016778 | 0.0004205 | 0 | 0 |  | 1 | TRUE | wye
28 | LV_246-4_0_3_load_31 | 36 | 0.002214 | 0.00055489 | 0 | 0 |  | 1 | TRUE | wye
29 | LV_246-4_0_3_load_46 | 41 | 0.0056593 | 0.0014183 | 0 | 0 |  | 1 | TRUE | wye
30 | LV_246-4_0_3_load_44 | 42 | 0.016598 | 0.0041597 | 0 | 0 |  | 1 | TRUE | wye
31 | LV_246-4_0_3_load_32 | 43 | 0.0020929 | 0.00052453 | 0 | 0 |  | 1 | TRUE | wye
32 | LV_246-4_0_3_load_25 | 44 | 0.0015096 | 0.00037835 | 0 | 0 |  | 1 | TRUE | wye
33 | LV_246-4_0_3_load_26 | 45 | 0.001464 | 0.00036691 | 0 | 0 |  | 1 | TRUE | wye
34 | LV_246-4_0_3_load_28 | 47 | 0.0026197 | 0.00065656 | 0 | 0 |  | 1 | TRUE | wye
35 | LV_246-4_0_3_load_47 | 49 | 0.0014768 | 0.00037011 | 0 | 0 |  | 1 | TRUE | wye
36 | LV_246-4_0_3_load_130 | 51 | 0.0019699 | 0.0004937 | 0 | 0 |  | 1 | TRUE | wye
37 | LV_246-4_0_3_load_54 | 52 | 0.0039017 | 0.00097785 | 0 | 0 |  | 1 | TRUE | wye
38 | LV_246-4_0_3_load_33 | 54 | 0.0023791 | 0.00059626 | 0 | 0 |  | 1 | TRUE | wye
39 | LV_246-4_0_3_load_38 | 55 | 0.0012365 | 0.00030989 | 0 | 0 |  | 1 | TRUE | wye
40 | LV_246-4_0_3_load_39 | 56 | 0.0018942 | 0.00047473 | 0 | 0 |  | 1 | TRUE | wye
41 | LV_246-4_0_3_load_138 | 57 | 0.0077592 | 0.0019446 | 0 | 0 |  | 1 | TRUE | wye
42 | LV_246-4_0_3_load_52 | 59 | 0.0015892 | 0.00039829 | 0 | 0 |  | 1 | TRUE | wye
43 | LV_246-4_0_3_load_55 | 61 | 0.0062496 | 0.0015663 | 0 | 0 |  | 1 | TRUE | wye
44 | LV_246-4_0_3_load_67 | 62 | 0.0051 | 0.0012782 | 0 | 0 |  | 1 | TRUE | wye
45 | LV_246-4_0_3_load_56 | 64 | 0.0027574 | 0.00069108 | 0 | 0 |  | 1 | TRUE | wye
46 | LV_246-4_0_3_load_91 | 67 | 0.013676 | 0.0034275 | 0 | 0 |  | 1 | TRUE | wye
47 | LV_246-4_0_3_load_109 | 70 | 0.0031229 | 0.00078267 | 0 | 0 |  | 1 | TRUE | wye
48 | LV_246-4_0_3_load_94 | 72 | 0.0015956 | 0.0003999 | 0 | 0 |  | 1 | TRUE | wye
49 | LV_246-4_0_3_load_136 | 73 | 0.0030333 | 0.00076023 | 0 | 0 |  | 1 | TRUE | wye
50 | LV_246-4_0_3_load_135 | 74 | 0.0041769 | 0.0010468 | 0 | 0 |  | 1 | TRUE | wye
51 | LV_246-4_0_3_load_77 | 75 | 0.0043844 | 0.0010988 | 0 | 0 |  | 1 | TRUE | wye
52 | LV_246-4_0_3_load_74 | 76 | 0.0054047 | 0.0013545 | 0 | 0 |  | 1 | TRUE | wye
53 | LV_246-4_0_3_load_99 | 77 | 0.001887 | 0.00047292 | 0 | 0 |  | 1 | TRUE | wye
54 | LV_246-4_0_3_load_97 | 78 | 0.0043846 | 0.0010989 | 0 | 0 |  | 1 | TRUE | wye
55 | LV_246-4_0_3_load_133 | 80 | 0.0072168 | 0.0018087 | 0 | 0 |  | 1 | TRUE | wye
56 | LV_246-4_0_3_load_123 | 82 | 0.0018363 | 0.00046021 | 0 | 0 |  | 1 | TRUE | wye
57 | LV_246-4_0_3_load_82 | 83 | 0.001833 | 0.00045939 | 0 | 0 |  | 1 | TRUE | wye
58 | LV_246-4_0_3_load_104 | 85 | 0.0027692 | 0.00069403 | 0 | 0 |  | 1 | TRUE | wye
59 | LV_246-4_0_3_load_98 | 86 | 0.0031249 | 0.00078318 | 0 | 0 |  | 1 | TRUE | wye
60 | LV_246-4_0_3_load_101 | 87 | 0.0064172 | 0.0016083 | 0 | 0 |  | 1 | TRUE | wye
61 | LV_246-4_0_3_load_78 | 88 | 0.0016708 | 0.00041874 | 0 | 0 |  | 1 | TRUE | wye
62 | LV_246-4_0_3_load_107 | 89 | 0.003526 | 0.0008837 | 0 | 0 |  | 1 | TRUE | wye
63 | LV_246-4_0_3_load_122 | 90 | 0.0043083 | 0.0010798 | 0 | 0 |  | 1 | TRUE | wye
64 | LV_246-4_0_3_load_134 | 91 | 0.0075158 | 0.0018836 | 0 | 0 |  | 1 | TRUE | wye
65 | LV_246-4_0_3_load_73 | 93 | 0.0058451 | 0.0014649 | 0 | 0 |  | 1 | TRUE | wye
66 | LV_246-4_0_3_load_108 | 94 | 0.0042946 | 0.0010763 | 0 | 0 |  | 1 | TRUE | wye
67 | LV_246-4_0_3_load_132 | 96 | 0.0032003 | 0.00080207 | 0 | 0 |  | 1 | TRUE | wye
68 | LV_246-4_0_3_load_131 | 97 | 0.0072184 | 0.0018091 | 0 | 0 |  | 1 | TRUE | wye
69 | LV_246-4_0_3_load_103 | 99 | 0.0099913 | 0.0025041 | 0 | 0 |  | 1 | TRUE | wye
70 | LV_246-4_0_3_load_110 | 101 | 0.020097 | 0.0050368 | 0 | 0 |  | 1 | TRUE | wye
71 | LV_246-4_0_3_load_100 | 102 | 0.00093565 | 0.0002345 | 0 | 0 |  | 1 | TRUE | wye
72 | LV_246-4_0_3_load_75 | 103 | 0.0041697 | 0.001045 | 0 | 0 |  | 1 | TRUE | wye
73 | LV_246-4_0_3_load_76 | 104 | 0.0042665 | 0.0010693 | 0 | 0 |  | 1 | TRUE | wye
74 | LV_246-4_0_3_load_79 | 105 | 0.0036916 | 0.00092521 | 0 | 0 |  | 1 | TRUE | wye
75 | LV_246-4_0_3_load_84 | 106 | 0.0011843 | 0.00029681 | 0 | 0 |  | 1 | TRUE | wye
76 | LV_246-4_0_3_load_85 | 107 | 0.00085688 | 0.00021475 | 0 | 0 |  | 1 | TRUE | wye
77 | LV_246-4_0_3_load_96 | 109 | 0.00097152 | 0.00024349 | 0 | 0 |  | 1 | TRUE | wye
78 | LV_246-4_0_3_load_121 | 110 | 0.0022987 | 0.00057612 | 0 | 0 |  | 1 | TRUE | wye
79 | LV_246-4_0_3_load_117 | 111 | 0.0012123 | 0.00030382 | 0 | 0 |  | 1 | TRUE | wye
80 | LV_246-4_0_3_load_95 | 112 | 0.0014543 | 0.00036448 | 0 | 0 |  | 1 | TRUE | wye
81 | LV_246-4_0_3_load_86 | 113 | 0.0022841 | 0.00057245 | 0 | 0 |  | 1 | TRUE | wye
82 | LV_246-4_0_3_load_87 | 114 | 0.005101 | 0.0012784 | 0 | 0 |  | 1 | TRUE | wye
83 | LV_246-4_0_3_load_88 | 115 | 0.0055827 | 0.0013991 | 0 | 0 |  | 1 | TRUE | wye
84 | LV_246-4_0_3_load_89 | 116 | 0.0014816 | 0.00037132 | 0 | 0 |  | 1 | TRUE | wye
85 | LV_246-4_0_3_load_115 | 119 | 0.0019642 | 0.00049228 | 0 | 0 |  | 1 | TRUE | wye
86 | LV_246-4_0_3_load_127 | 120 | 0.0052685 | 0.0013204 | 0 | 0 |  | 1 | TRUE | wye
87 | LV_246-4_0_3_load_126 | 121 | 0.0072179 | 0.001809 | 0 | 0 |  | 1 | TRUE | wye
88 | LV_246-4_0_3_load_106 | 122 | 0.0011166 | 0.00027985 | 0 | 0 |  | 1 | TRUE | wye
89 | LV_246-4_0_3_load_111 | 123 | 0.017883 | 0.004482 | 0 | 0 |  | 1 | TRUE | wye
90 | LV_246-4_0_3_load_105 | 124 | 0.003716 | 0.00093132 | 0 | 0 |  | 1 | TRUE | wye
91 | LV_246-4_0_3_load_120 | 125 | 0.0011553 | 0.00028955 | 0 | 0 |  | 1 | TRUE | wye
92 | LV_246-4_0_3_load_118 | 126 | 0.0014732 | 0.00036923 | 0 | 0 |  | 1 | TRUE | wye
93 | LV_246-4_0_3_load_125 | 127 | 0.0037825 | 0.000948 | 0 | 0 |  | 1 | TRUE | wye
94 | LV_246-4_0_3_load_124 | 128 | 0.0035836 | 0.00089814 | 0 | 0 |  | 1 | TRUE | wye

## ext_grid
| name | bus | vm_pu | va_degree | slack_weight | in_service
0 |  | 124 | 1 | 0 | 1 | TRUE

## line
| name | std_type | from_bus | to_bus | length_km | r_ohm_per_km | x_ohm_per_km | c_nf_per_km | g_us_per_km | max_i_ka | df | parallel | type | in_service
0 | LV_246-4_0_3_line_0 |  | 0 | 1 | 0.041127 | 0.125 | 0.08 | 261 | 0 | 0.364 | 1 | 1 | cs | TRUE
1 | LV_246-4_0_3_line_1 |  | 0 | 2 | 0.026637 | 0.125 | 0.08 | 261 | 0 | 0.364 | 1 | 1 | cs | TRUE
2 | LV_246-4_0_3_line_2 |  | 2 | 3 | 0.023677 | 0.125 | 0.08 | 261 | 0 | 0.364 | 1 | 1 | cs | TRUE
3 | LV_246-4_0_3_line_3 |  | 3 | 4 | 0.023347 | 0.125 | 0.08 | 261 | 0 | 0.364 | 1 | 1 | cs | TRUE
4 | LV_246-4_0_3_line_4 |  | 4 | 5 | 0.01342 | 0.125 | 0.08 | 261 | 0 | 0.364 | 1 | 1 | cs | TRUE
5 | LV_246-4_0_3_line_5 |  | 5 | 106 | 0.038106 | 0.125 | 0.08 | 261 | 0 | 0.364 | 1 | 1 | cs | TRUE
6 | LV_246-4_0_3_line_6 |  | 5 | 107 | 0.013495 | 0.125 | 0.08 | 261 | 0 | 0.364 | 1 | 1 | cs | TRUE
7 | LV_246-4_0_3_line_7 |  | 5 | 105 | 0.020931 | 0.125 | 0.08 | 261 | 0 | 0.364 | 1 | 1 | cs | TRUE
8 | LV_246-4_0_3_line_8 |  | 6 | 7 | 0.022375 | 0.125 | 0.08 | 261 | 0 | 0.364 | 1 | 2 | cs | TRUE
9 | LV_246-4_0_3_line_9 |  | 6 | 8 | 0.01984 | 0.125 | 0.08 | 261 | 0 | 0.364 | 1 | 2 | cs | TRUE
10 | LV_246-4_0_3_line_10 |  | 7 | 9 | 0.010958 | 0.125 | 0.08 | 261 | 0 | 0.364 | 1 | 2 | cs | TRUE
11 | LV_246-4_0_3_line_11 |  | 8 | 10 | 0.011804 | 0.125 | 0.08 | 261 | 0 | 0.364 | 1 | 2 | cs | TRUE
12 | LV_246-4_0_3_line_12 |  | 9 | 11 | 0.009813 | 0.125 | 0.08 | 261 | 0 | 0.364 | 1 | 2 | cs | TRUE
13 | LV_246-4_0_3_line_13 |  | 9 | 12 | 0.019929 | 0.125 | 0.08 | 261 | 0 | 0.364 | 1 | 1 | cs | TRUE
14 | LV_246-4_0_3_line_14 |  | 10 | 14 | 0.0014823 | 0.125 | 0.08 | 261 | 0 | 0.364 | 1 | 2 | cs | TRUE
15 | LV_246-4_0_3_line_15 |  | 11 | 15 | 0.022245 | 0.125 | 0.08 | 261 | 0 | 0.364 | 1 | 1 | cs | TRUE
16 | LV_246-4_0_3_line_16 |  | 11 | 16 | 0.010444 | 0.125 | 0.08 | 261 | 0 | 0.364 | 1 | 2 | cs | TRUE
17 | LV_246-4_0_3_line_17 |  | 12 | 13 | 0.021617 | 0.125 | 0.08 | 261 | 0 | 0.364 | 1 | 1 | cs | TRUE
18 | LV_246-4_0_3_line_18 |  | 14 | 17 | 0.014814 | 0.125 | 0.08 | 261 | 0 | 0.364 | 1 | 2 | cs | TRUE
19 | LV_246-4_0_3_line_19 |  | 15 | 21 | 0.007552 | 0.125 | 0.08 | 261 | 0 | 0.364 | 1 | 1 | cs | TRUE
20 | LV_246-4_0_3_line_20 |  | 15 | 20 | 0.017054 | 0.125 | 0.08 | 261 | 0 | 0.364 | 1 | 1 | cs | TRUE
21 | LV_246-4_0_3_line_21 |  | 16 | 30 | 0.010439 | 0.125 | 0.08 | 261 | 0 | 0.364 | 1 | 2 | cs | TRUE
22 | LV_246-4_0_3_line_22 |  | 17 | 60 | 0.002812 | 0.125 | 0.08 | 261 | 0 | 0.364 | 1 | 2 | cs | TRUE
23 | LV_246-4_0_3_line_23 |  | 18 | 19 | 0.021851 | 0.125 | 0.08 | 261 | 0 | 0.364 | 1 | 1 | cs | TRUE
24 | LV_246-4_0_3_line_24 |  | 19 | 20 | 0.02198 | 0.125 | 0.08 | 261 | 0 | 0.364 | 1 | 1 | cs | TRUE
25 | LV_246-4_0_3_line_25 |  | 21 | 57 | 0.035502 | 0.125 | 0.08 | 261 | 0 | 0.364 | 1 | 1 | cs | TRUE
26 | LV_246-4_0_3_line_26 |  | 22 | 23 | 0.0016642 | 0.125 | 0.08 | 261 | 0 | 0.364 | 1 | 2 | cs | TRUE
27 | LV_246-4_0_3_line_27 |  | 22 | 24 | 0.026652 | 0.125 | 0.08 | 261 | 0 | 0.364 | 1 | 2 | cs | TRUE
28 | LV_246-4_0_3_line_28 |  | 23 | 25 | 0.033756 | 0.125 | 0.08 | 261 | 0 | 0.364 | 1 | 2 | cs | TRUE
29 | LV_246-4_0_3_line_29 |  | 24 | 26 | 0.011368 | 0.125 | 0.08 | 261 | 0 | 0.364 | 1 | 2 | cs | TRUE
30 | LV_246-4_0_3_line_30 |  | 25 | 27 | 0.030175 | 0.125 | 0.08 | 261 | 0 | 0.364 | 1 | 2 | cs | TRUE
31 | LV_246-4_0_3_line_31 |  | 26 | 28 | 0.017217 | 0.125 | 0.08 | 261 | 0 | 0.364 | 1 | 2 | cs | TRUE
32 | LV_246-4_0_3_line_32 |  | 27 | 29 | 0.0049233 | 0.125 | 0.08 | 261 | 0 | 0.364 | 1 | 2 | cs | TRUE
33 | LV_246-4_0_3_line_33 |  | 28 | 30 | 0.010379 | 0.125 | 0.08 | 261 | 0 | 0.364 | 1 | 2 | cs | TRUE
34 | LV_246-4_0_3_line_34 |  | 29 | 46 | 0.017524 | 0.125 | 0.08 | 261 | 0 | 0.364 | 1 | 2 | cs | TRUE
35 | LV_246-4_0_3_line_35 |  | 31 | 32 | 0.0090055 | 0.125 | 0.08 | 261 | 0 | 0.364 | 1 | 1 | cs | TRUE
36 | LV_246-4_0_3_line_36 |  | 31 | 33 | 0.030254 | 0.125 | 0.08 | 261 | 0 | 0.364 | 1 | 1 | cs | TRUE
37 | LV_246-4_0_3_line_37 |  | 32 | 34 | 0.024709 | 0.125 | 0.08 | 261 | 0 | 0.364 | 1 | 1 | cs | TRUE
38 | LV_246-4_0_3_line_38 |  | 33 | 35 | 0.017831 | 0.125 | 0.08 | 261 | 0 | 0.364 | 1 | 1 | cs | TRUE
39 | LV_246-4_0_3_line_39 |  | 35 | 36 | 0.012084 | 0.125 | 0.08 | 261 | 0 | 0.364 | 1 | 1 | cs | TRUE
40 | LV_246-4_0_3_line_40 |  | 36 | 43 | 0.0070903 | 0.125 | 0.08 | 261 | 0 | 0.364 | 1 | 1 | cs | TRUE
41 | LV_246-4_0_3_line_41 |  | 37 | 38 | 0.039009 | 0.125 | 0.08 | 261 | 0 | 0.364 | 1 | 1 | cs | TRUE
42 | LV_246-4_0_3_line_42 |  | 37 | 39 | 0.008616 | 0.125 | 0.08 | 261 | 0 | 0.364 | 1 | 1 | cs | TRUE
43 | LV_246-4_0_3_line_43 |  | 38 | 75 | 0.025602 | 0.125 | 0.08 | 261 | 0 | 0.364 | 1 | 1 | cs | TRUE
44 | LV_246-4_0_3_line_44 |  | 38 | 76 | 0.026929 | 0.125 | 0.08 | 261 | 0 | 0.364 | 1 | 1 | cs | TRUE
45 | LV_246-4_0_3_line_45 |  | 39 | 77 | 0.010789 | 0.125 | 0.08 | 261 | 0 | 0.364 | 1 | 1 | cs | TRUE
46 | LV_246-4_0_3_line_46 |  | 39 | 78 | 0.021166 | 0.125 | 0.08 | 261 | 0 | 0.364 | 1 | 1 | cs | TRUE
47 | LV_246-4_0_3_line_47 |  | 40 | 41 | 0.022393 | 0.125 | 0.08 | 261 | 0 | 0.364 | 1 | 1 | cs | TRUE
48 | LV_246-4_0_3_line_48 |  | 40 | 42 | 0.01369 | 0.125 | 0.08 | 261 | 0 | 0.364 | 1 | 1 | cs | TRUE
49 | LV_246-4_0_3_line_49 |  | 41 | 50 | 0.043055 | 0.125 | 0.08 | 261 | 0 | 0.364 | 1 | 1 | cs | TRUE
50 | LV_246-4_0_3_line_50 |  | 43 | 54 | 0.02918 | 0.125 | 0.08 | 261 | 0 | 0.364 | 1 | 1 | cs | TRUE
51 | LV_246-4_0_3_line_51 |  | 44 | 45 | 0.01979 | 0.125 | 0.08 | 261 | 0 | 0.364 | 1 | 1 | cs | TRUE
52 | LV_246-4_0_3_line_52 |  | 44 | 46 | 0.021173 | 0.125 | 0.08 | 261 | 0 | 0.364 | 1 | 1 | cs | TRUE
53 | LV_246-4_0_3_line_53 |  | 45 | 47 | 0.0034877 | 0.125 | 0.08 | 261 | 0 | 0.364 | 1 | 1 | cs | TRUE
54 | LV_246-4_0_3_line_54 |  | 46 | 48 | 0.035813 | 0.125 | 0.08 | 261 | 0 | 0.364 | 1 | 2 | cs | TRUE
55 | LV_246-4_0_3_line_55 |  | 47 | 49 | 0.018892 | 0.125 | 0.08 | 261 | 0 | 0.364 | 1 | 1 | cs | TRUE
56 | LV_246-4_0_3_line_56 |  | 48 | 50 | 0.032636 | 0.125 | 0.08 | 261 | 0 | 0.364 | 1 | 2 | cs | TRUE
57 | LV_246-4_0_3_line_57 |  | 48 | 51 | 0.0054095 | 0.125 | 0.08 | 261 | 0 | 0.364 | 1 | 1 | cs | TRUE
58 | LV_246-4_0_3_line_58 |  | 49 | 52 | 0.012763 | 0.125 | 0.08 | 261 | 0 | 0.364 | 1 | 1 | cs | TRUE
59 | LV_246-4_0_3_line_59 |  | 50 | 53 | 0.037638 | 0.125 | 0.08 | 261 | 0 | 0.364 | 1 | 2 | cs | TRUE
60 | LV_246-4_0_3_line_60 |  | 52 | 61 | 0.012323 | 0.125 | 0.08 | 261 | 0 | 0.364 | 1 | 1 | cs | TRUE
61 | LV_246-4_0_3_line_61 |  | 53 | 73 | 0.022025 | 0.125 | 0.08 | 261 | 0 | 0.364 | 1 | 1 | cs | TRUE
62 | LV_246-4_0_3_line_62 |  | 53 | 68 | 0.036547 | 0.125 | 0.08 | 261 | 0 | 0.364 | 1 | 2 | cs | TRUE
63 | LV_246-4_0_3_line_63 |  | 54 | 55 | 0.0028172 | 0.125 | 0.08 | 261 | 0 | 0.364 | 1 | 1 | cs | TRUE
64 | LV_246-4_0_3_line_64 |  | 55 | 56 | 0.02403 | 0.125 | 0.08 | 261 | 0 | 0.364 | 1 | 1 | cs | TRUE
65 | LV_246-4_0_3_line_65 |  | 56 | 58 | 0.011824 | 0.125 | 0.08 | 261 | 0 | 0.364 | 1 | 1 | cs | TRUE
66 | LV_246-4_0_3_line_66 |  | 58 | 59 | 0.020791 | 0.125 | 0.08 | 261 | 0 | 0.364 | 1 | 1 | cs | TRUE
67 | LV_246-4_0_3_line_67 |  | 59 | 60 | 0.032178 | 0.125 | 0.08 | 261 | 0 | 0.364 | 1 | 2 | cs | TRUE
68 | LV_246-4_0_3_line_68 |  | 61 | 64 | 0.017304 | 0.125 | 0.08 | 261 | 0 | 0.364 | 1 | 1 | cs | TRUE
69 | LV_246-4_0_3_line_69 |  | 62 | 63 | 0.03532 | 0.125 | 0.08 | 261 | 0 | 0.364 | 1 | 1 | cs | TRUE
70 | LV_246-4_0_3_line_70 |  | 63 | 92 | 0.008443 | 0.125 | 0.08 | 261 | 0 | 0.364 | 1 | 1 | cs | TRUE
71 | LV_246-4_0_3_line_71 |  | 63 | 98 | 0.054783 | 0.125 | 0.08 | 261 | 0 | 0.364 | 1 | 1 | cs | TRUE
72 | LV_246-4_0_3_line_72 |  | 65 | 66 | 0.02438 | 0.125 | 0.08 | 261 | 0 | 0.364 | 1 | 1 | cs | TRUE
73 | LV_246-4_0_3_line_73 |  | 65 | 67 | 0.028036 | 0.125 | 0.08 | 261 | 0 | 0.364 | 1 | 1 | cs | TRUE
74 | LV_246-4_0_3_line_74 |  | 66 | 83 | 0.038626 | 0.125 | 0.08 | 261 | 0 | 0.364 | 1 | 1 | cs | TRUE
75 | LV_246-4_0_3_line_75 |  | 66 | 88 | 0.01309 | 0.125 | 0.08 | 261 | 0 | 0.364 | 1 | 1 | cs | TRUE
76 | LV_246-4_0_3_line_76 |  | 67 | 71 | 0.0070829 | 0.125 | 0.08 | 261 | 0 | 0.364 | 1 | 1 | cs | TRUE
77 | LV_246-4_0_3_line_77 |  | 68 | 69 | 0.053327 | 0.125 | 0.08 | 261 | 0 | 0.364 | 1 | 1 | cs | TRUE
78 | LV_246-4_0_3_line_78 |  | 68 | 70 | 0.0039516 | 0.125 | 0.08 | 261 | 0 | 0.364 | 1 | 2 | cs | TRUE
79 | LV_246-4_0_3_line_79 |  | 69 | 74 | 0.05941 | 0.125 | 0.08 | 261 | 0 | 0.364 | 1 | 1 | cs | TRUE
80 | LV_246-4_0_3_line_80 |  | 69 | 71 | 0.042919 | 0.125 | 0.08 | 261 | 0 | 0.364 | 1 | 1 | cs | TRUE
81 | LV_246-4_0_3_line_81 |  | 70 | 89 | 0.03959 | 0.125 | 0.08 | 261 | 0 | 0.364 | 1 | 2 | cs | TRUE
82 | LV_246-4_0_3_line_82 |  | 71 | 72 | 0.029505 | 0.125 | 0.08 | 261 | 0 | 0.364 | 1 | 1 | cs | TRUE
83 | LV_246-4_0_3_line_83 |  | 72 | 90 | 0.028903 | 0.125 | 0.08 | 261 | 0 | 0.364 | 1 | 1 | cs | TRUE
84 | LV_246-4_0_3_line_84 |  | 73 | 79 | 0.021289 | 0.125 | 0.08 | 261 | 0 | 0.364 | 1 | 1 | cs | TRUE
85 | LV_246-4_0_3_line_85 |  | 74 | 91 | 0.027163 | 0.125 | 0.08 | 261 | 0 | 0.364 | 1 | 1 | cs | TRUE
86 | LV_246-4_0_3_line_86 |  | 75 | 92 | 0.044999 | 0.125 | 0.08 | 261 | 0 | 0.364 | 1 | 1 | cs | TRUE
87 | LV_246-4_0_3_line_87 |  | 76 | 93 | 0.0043215 | 0.125 | 0.08 | 261 | 0 | 0.364 | 1 | 1 | cs | TRUE
88 | LV_246-4_0_3_line_88 |  | 77 | 94 | 0.024984 | 0.125 | 0.08 | 261 | 0 | 0.364 | 1 | 1 | cs | TRUE
89 | LV_246-4_0_3_line_89 |  | 78 | 86 | 0.031586 | 0.125 | 0.08 | 261 | 0 | 0.364 | 1 | 1 | cs | TRUE
90 | LV_246-4_0_3_line_90 |  | 79 | 80 | 0.019273 | 0.125 | 0.08 | 261 | 0 | 0.364 | 1 | 1 | cs | TRUE
91 | LV_246-4_0_3_line_91 |  | 80 | 95 | 0.014766 | 0.125 | 0.08 | 261 | 0 | 0.364 | 1 | 1 | cs | TRUE
92 | LV_246-4_0_3_line_92 |  | 81 | 82 | 0.0064486 | 0.125 | 0.08 | 261 | 0 | 0.364 | 1 | 1 | cs | TRUE
93 | LV_246-4_0_3_line_93 |  | 81 | 83 | 0.028616 | 0.125 | 0.08 | 261 | 0 | 0.364 | 1 | 1 | cs | TRUE
94 | LV_246-4_0_3_line_94 |  | 84 | 85 | 0.039965 | 0.125 | 0.08 | 261 | 0 | 0.364 | 1 | 1 | cs | TRUE
95 | LV_246-4_0_3_line_95 |  | 84 | 86 | 0.0076392 | 0.125 | 0.08 | 261 | 0 | 0.364 | 1 | 1 | cs | TRUE
96 | LV_246-4_0_3_line_96 |  | 84 | 87 | 0.018508 | 0.125 | 0.08 | 261 | 0 | 0.364 | 1 | 1 | cs | TRUE
97 | LV_246-4_0_3_line_97 |  | 87 | 102 | 0.011639 | 0.125 | 0.08 | 261 | 0 | 0.364 | 1 | 1 | cs | TRUE
98 | LV_246-4_0_3_line_98 |  | 88 | 105 | 0.0064715 | 0.125 | 0.08 | 261 | 0 | 0.364 | 1 | 1 | cs | TRUE
99 | LV_246-4_0_3_line_99 |  | 89 | 124 | 0.044788 | 0.125 | 0.08 | 261 | 0 | 0.364 | 1 | 2 | cs | TRUE
100 | LV_246-4_0_3_line_100 |  | 92 | 99 | 0.016651 | 0.125 | 0.08 | 261 | 0 | 0.364 | 1 | 1 | cs | TRUE
101 | LV_246-4_0_3_line_101 |  | 93 | 103 | 0.044636 | 0.125 | 0.08 | 261 | 0 | 0.364 | 1 | 1 | cs | TRUE
102 | LV_246-4_0_3_line_102 |  | 94 | 122 | 0.026119 | 0.125 | 0.08 | 261 | 0 | 0.364 | 1 | 1 | cs | TRUE
103 | LV_246-4_0_3_line_103 |  | 95 | 97 | 0.030033 | 0.125 | 0.08 | 261 | 0 | 0.364 | 1 | 1 | cs | TRUE
104 | LV_246-4_0_3_line_104 |  | 95 | 129 | 0.034295 | 0.125 | 0.08 | 261 | 0 | 0.364 | 1 | 1 | cs | TRUE
105 | LV_246-4_0_3_line_105 |  | 96 | 97 | 0.02765 | 0.125 | 0.08 | 261 | 0 | 0.364 | 1 | 1 | cs | TRUE
106 | LV_246-4_0_3_line_106 |  | 98 | 100 | 0.042211 | 0.125 | 0.08 | 261 | 0 | 0.364 | 1 | 1 | cs | TRUE
107 | LV_246-4_0_3_line_107 |  | 100 | 101 | 0.023097 | 0.125 | 0.08 | 261 | 0 | 0.364 | 1 | 1 | cs | TRUE
108 | LV_246-4_0_3_line_108 |  | 101 | 123 | 0.047568 | 0.125 | 0.08 | 261 | 0 | 0.364 | 1 | 1 | cs | TRUE
109 | LV_246-4_0_3_line_109 |  | 103 | 104 | 0.0047009 | 0.125 | 0.08 | 261 | 0 | 0.364 | 1 | 1 | cs | TRUE
110 | LV_246-4_0_3_line_110 |  | 106 | 108 | 0.016573 | 0.125 | 0.08 | 261 | 0 | 0.364 | 1 | 1 | cs | TRUE
111 | LV_246-4_0_3_line_111 |  | 107 | 109 | 0.023295 | 0.125 | 0.08 | 261 | 0 | 0.364 | 1 | 1 | cs | TRUE
112 | LV_246-4_0_3_line_112 |  | 108 | 110 | 0.028585 | 0.125 | 0.08 | 261 | 0 | 0.364 | 1 | 1 | cs | TRUE
113 | LV_246-4_0_3_line_113 |  | 108 | 111 | 0.042623 | 0.125 | 0.08 | 261 | 0 | 0.364 | 1 | 1 | cs | TRUE
114 | LV_246-4_0_3_line_114 |  | 109 | 112 | 0.021595 | 0.125 | 0.08 | 261 | 0 | 0.364 | 1 | 1 | cs | TRUE
115 | LV_246-4_0_3_line_115 |  | 110 | 128 | 0.03136 | 0.125 | 0.08 | 261 | 0 | 0.364 | 1 | 1 | cs | TRUE
116 | LV_246-4_0_3_line_116 |  | 111 | 126 | 0.023134 | 0.125 | 0.08 | 261 | 0 | 0.364 | 1 | 1 | cs | TRUE
117 | LV_246-4_0_3_line_117 |  | 112 | 116 | 0.021316 | 0.125 | 0.08 | 261 | 0 | 0.364 | 1 | 1 | cs | TRUE
118 | LV_246-4_0_3_line_118 |  | 113 | 114 | 0.0069546 | 0.125 | 0.08 | 261 | 0 | 0.364 | 1 | 1 | cs | TRUE
119 | LV_246-4_0_3_line_119 |  | 113 | 115 | 0.0086509 | 0.125 | 0.08 | 261 | 0 | 0.364 | 1 | 1 | cs | TRUE
120 | LV_246-4_0_3_line_120 |  | 114 | 116 | 0.021168 | 0.125 | 0.08 | 261 | 0 | 0.364 | 1 | 1 | cs | TRUE
121 | LV_246-4_0_3_line_121 |  | 115 | 117 | 0.014676 | 0.125 | 0.08 | 261 | 0 | 0.364 | 1 | 1 | cs | TRUE
122 | LV_246-4_0_3_line_122 |  | 117 | 118 | 0.016481 | 0.125 | 0.08 | 261 | 0 | 0.364 | 1 | 1 | cs | TRUE
123 | LV_246-4_0_3_line_123 |  | 118 | 119 | 0.01135 | 0.125 | 0.08 | 261 | 0 | 0.364 | 1 | 1 | cs | TRUE
124 | LV_246-4_0_3_line_124 |  | 120 | 121 | 0.037622 | 0.125 | 0.08 | 261 | 0 | 0.364 | 1 | 1 | cs | TRUE
125 | LV_246-4_0_3_line_125 |  | 121 | 129 | 0.016738 | 0.125 | 0.08 | 261 | 0 | 0.364 | 1 | 1 | cs | TRUE
126 | LV_246-4_0_3_line_126 |  | 122 | 124 | 0.02111 | 0.125 | 0.08 | 261 | 0 | 0.364 | 1 | 1 | cs | TRUE
127 | LV_246-4_0_3_line_127 |  | 125 | 126 | 0.022705 | 0.125 | 0.08 | 261 | 0 | 0.364 | 1 | 1 | cs | TRUE
128 | LV_246-4_0_3_line_128 |  | 127 | 128 | 0.015262 | 0.125 | 0.08 | 261 | 0 | 0.364 | 1 | 1 | cs | TRUE

## trafo
| name | std_type | hv_bus | lv_bus | sn_mva | vn_hv_kv | vn_lv_kv | vk_percent | vkr_percent | pfe_kw | i0_percent | shift_degree | tap_side | tap_neutral | tap_min | tap_max | tap_step_percent | tap_step_degree | tap_pos | tap_phase_shifter | parallel | df | in_service
0 | LV_246-4_0_3_trafo_105 | 0.63 MVA 20/0.4 kV | 130 | 124 | 0.63 | 20 | 0.4 | 6 | 1.206 | 1.65 | 0.2619 | 150 | hv | 0 | -2 | 2 | 2.5 | 0 | 0 | FALSE | 1 | 1 | TRUE

## line_geodata
| x0 | y0 | x1 | y1 | x2 | y2 | x3 | y3 | x4 | y4 | x5 | y5 | x6 | y6 | x7 | y7 | x8 | y8 | x9 | y9 | x10 | y10
0 | 2672485.4556 | 1253167.0362 | 2672478.0599 | 1253172.5023 | 2672465.9675 | 1253178.9813 | 2672453.3408 | 1253183.4969 | 2672448.8328 | 1253185.1526
1 | 2672485.4556 | 1253167.0362 | 2672488.8044 | 1253164.5612 | 2672506.4868 | 1253150.6923
2 | 2672506.4868 | 1253150.6923 | 2672525.1168 | 1253136.0801
3 | 2672543.4874 | 1253121.6715 | 2672525.1168 | 1253136.0801
4 | 2672554.0472 | 1253113.3891 | 2672543.4874 | 1253121.6715
5 | 2672554.0472 | 1253113.3891 | 2672530.5289 | 1253083.4069
6 | 2672554.0472 | 1253113.3891 | 2672563.6837 | 1253103.9417
7 | 2672554.0472 | 1253113.3891 | 2672566.9354 | 1253129.8818
8 | 2672846.9393 | 1253212.2681 | 2672825.8074 | 1253219.6225
9 | 2672865.6769 | 1253205.747 | 2672846.9393 | 1253212.2681
10 | 2672823.9993 | 1253230.4304 | 2672825.8074 | 1253219.6225
11 | 2672865.6769 | 1253205.747 | 2672876.8252 | 1253201.8673
12 | 2672817.4939 | 1253236.0212 | 2672823.4206 | 1253233.9259 | 2672823.9993 | 1253230.4304
13 | 2672823.9993 | 1253230.4304 | 2672840.027 | 1253234.6972 | 2672843.2008 | 1253233.6481
14 | 2672878.2251 | 1253201.3802 | 2672876.8252 | 1253201.8673
15 | 2672817.4939 | 1253236.0212 | 2672825.8122 | 1253256.6607
16 | 2672817.4939 | 1253236.0212 | 2672807.9254 | 1253240.2063
17 | 2672863.7259 | 1253226.8635 | 2672843.2008 | 1253233.6481
18 | 2672892.2163 | 1253196.5111 | 2672878.2251 | 1253201.3802
19 | 2672828.6387 | 1253263.6673 | 2672825.8122 | 1253256.6607
20 | 2672825.8122 | 1253256.6607 | 2672832.1393 | 1253257.5836 | 2672842.3228 | 1253254.4311
21 | 2672798.361 | 1253244.3895 | 2672807.9254 | 1253240.2063
22 | 2672891.5103 | 1253193.7893 | 2672892.2163 | 1253196.5111
23 | 2672884.1934 | 1253241.4691 | 2672863.3202 | 1253247.9309
24 | 2672842.3228 | 1253254.4311 | 2672863.3202 | 1253247.9309
25 | 2672862.3628 | 1253272.7107 | 2672837.1505 | 1253269.1759 | 2672828.6387 | 1253263.6673
26 | 2672737.7753 | 1253269.5443 | 2672736.1466 | 1253269.8857
27 | 2672762.6272 | 1253259.9163 | 2672737.7753 | 1253269.5443 | 2672737.7753 | 1253269.5443
28 | 2672702.9124 | 1253275.556 | 2672715.072 | 1253274.3025 | 2672736.1466 | 1253269.8857
29 | 2672773.0782 | 1253255.4476 | 2672764.6759 | 1253259.1226 | 2672762.6272 | 1253259.9163
30 | 2672672.7952 | 1253275.6342 | 2672683.9049 | 1253276.3883 | 2672697.2414 | 1253276.1406 | 2672702.9124 | 1253275.556
31 | 2672773.0782 | 1253255.4476 | 2672788.852 | 1253248.5485
32 | 2672672.7952 | 1253275.6342 | 2672667.8833 | 1253275.3008
33 | 2672798.361 | 1253244.3895 | 2672788.852 | 1253248.5485
34 | 2672650.4775 | 1253273.2761 | 2672667.1069 | 1253275.2481 | 2672667.8833 | 1253275.3008
35 | 2672760.408 | 1253151.4755 | 2672763.8492 | 1253159.7977
36 | 2672775.3245 | 1253187.7902 | 2672774.0889 | 1253184.5616 | 2672763.8492 | 1253159.7977
37 | 2672750.9664 | 1253128.6418 | 2672760.408 | 1253151.4755
38 | 2672775.3245 | 1253187.7902 | 2672791.5824 | 1253180.4666
39 | 2672791.5824 | 1253180.4666 | 2672802.6005 | 1253175.5035
40 | 2672809.0652 | 1253172.5914 | 2672802.6005 | 1253175.5035
41 | 2672761.4149 | 1253056.5792 | 2672734.6133 | 1253079.1444 | 2672731.4967 | 1253081.608
42 | 2672731.4967 | 1253081.608 | 2672734.6133 | 1253079.1444 | 2672732.764 | 1253074.8853
43 | 2672761.4149 | 1253056.5792 | 2672780.8515 | 1253039.9152
44 | 2672761.4149 | 1253056.5792 | 2672773.2622 | 1253080.7622
45 | 2672732.764 | 1253074.8853 | 2672724.638 | 1253081.9831
46 | 2672732.764 | 1253074.8853 | 2672724.3374 | 1253055.4693
47 | 2672705.381 | 1253219.7883 | 2672685.0752 | 1253229.229
48 | 2672705.381 | 1253219.7883 | 2672710.4889 | 1253217.3825 | 2672717.807 | 1253214.0423
49 | 2672646.0339 | 1253247.3805 | 2672685.0752 | 1253229.229
50 | 2672835.67 | 1253160.607 | 2672809.0652 | 1253172.5914
51 | 2672620.3107 | 1253297.6099 | 2672636.5431 | 1253290.2843 | 2672638.2552 | 1253289.2879
52 | 2672650.4775 | 1253273.2761 | 2672648.0313 | 1253281.3853 | 2672643.4287 | 1253286.2769 | 2672638.2552 | 1253289.2879
53 | 2672620.3107 | 1253297.6099 | 2672617.1317 | 1253299.0446
54 | 2672616.7675 | 1253261.8323 | 2672621.9153 | 1253265.398 | 2672633.3248 | 1253269.0627 | 2672650.4775 | 1253273.2761
55 | 2672599.9123 | 1253306.8156 | 2672617.1317 | 1253299.0446
56 | 2672616.7675 | 1253261.8323 | 2672624.8284 | 1253256.7496 | 2672646.0339 | 1253247.3805
57 | 2672616.7675 | 1253261.8323 | 2672611.7116 | 1253263.756
58 | 2672599.9123 | 1253306.8156 | 2672588.2786 | 1253312.0658
59 | 2672646.0339 | 1253247.3805 | 2672632.2646 | 1253217.7012 | 2672628.9135 | 1253214.0685
60 | 2672577.0467 | 1253317.1347 | 2672588.2786 | 1253312.0658
61 | 2672628.9135 | 1253214.0685 | 2672624.9127 | 1253219.1121 | 2672610.6788 | 1253225.4645
62 | 2672603.7256 | 1253187.5961 | 2672605.4521 | 1253189.5632 | 2672618.4728 | 1253202.7657 | 2672628.9135 | 1253214.0685
63 | 2672838.2387 | 1253159.45 | 2672835.67 | 1253160.607
64 | 2672838.2387 | 1253159.45 | 2672860.1488 | 1253149.5803
65 | 2672871.0281 | 1253144.9573 | 2672865.5985 | 1253147.1255 | 2672860.1488 | 1253149.5803
66 | 2672871.0281 | 1253144.9573 | 2672872.6584 | 1253149.8254 | 2672878.829 | 1253164.2155
67 | 2672891.5103 | 1253193.7893 | 2672878.829 | 1253164.2155
68 | 2672577.0467 | 1253317.1347 | 2672561.274 | 1253324.2528
69 | 2672821.4352 | 1253005.1235 | 2672823.7257 | 1253009.7105 | 2672824.9909 | 1253012.3724 | 2672836.6741 | 1253036.9855
70 | 2672821.4352 | 1253005.1235 | 2672815.0137 | 1253010.6263
71 | 2672796.6445 | 1252958.6072 | 2672800.8753 | 1252963.7296 | 2672804.8607 | 1252968.5598 | 2672803.1147 | 1252970.0172 | 2672819.1829 | 1253000.5035 | 2672820.3326 | 1253002.7415 | 2672821.4352 | 1253005.1235
72 | 2672578.9804 | 1253145.2955 | 2672572.8556 | 1253150.0128 | 2672559.5048 | 1253160.0344
73 | 2672559.5048 | 1253160.0344 | 2672543.0467 | 1253172.3863 | 2672537.0019 | 1253176.755
74 | 2672578.9804 | 1253145.2955 | 2672599.0231 | 1253129.852 | 2672609.3028 | 1253121.3759
75 | 2672578.9804 | 1253145.2955 | 2672570.9201 | 1253134.981
76 | 2672531.2613 | 1253180.9038 | 2672537.0019 | 1253176.755
77 | 2672558.8872 | 1253204.8928 | 2672567.8677 | 1253199.2765 | 2672574.2401 | 1253195.285 | 2672576.669 | 1253197.8166 | 2672578.3476 | 1253199.3827 | 2672579.7108 | 1253200.2111 | 2672581.5043 | 1253200.411 | 2672583.5895 | 1253200.2031 | 2672586.197 | 1253199.2454 | 2672593.6689 | 1253195.4342 | 2672603.7256 | 1253187.5961
78 | 2672603.7256 | 1253187.5961 | 2672606.7017 | 1253184.9966
79 | 2672558.8872 | 1253204.8928 | 2672558.9018 | 1253207.3948 | 2672558.3576 | 1253209.9345 | 2672557.1294 | 1253211.6318 | 2672555.2598 | 1253212.7208 | 2672536.4735 | 1253219.8738 | 2672532.3021 | 1253222.2244 | 2672529.1582 | 1253224.4654 | 2672523.1894 | 1253229.3959 | 2672511.7947 | 1253236.7457
80 | 2672531.2613 | 1253180.9038 | 2672533.3647 | 1253189.0688 | 2672535.1368 | 1253195.94 | 2672541.5609 | 1253195.118 | 2672545.4571 | 1253196.1442 | 2672549.3861 | 1253198.1827 | 2672554.0751 | 1253199.1742 | 2672556.2902 | 1253200.6802 | 2672557.9842 | 1253202.8358 | 2672558.8872 | 1253204.8928
81 | 2672636.519 | 1253158.9521 | 2672606.7017 | 1253184.9966
82 | 2672531.2613 | 1253180.9038 | 2672519.1275 | 1253188.294 | 2672505.8667 | 1253195.9218
83 | 2672480.5292 | 1253209.8262 | 2672481.1231 | 1253209.5223 | 2672501.8845 | 1253198.2125 | 2672505.8667 | 1253195.9218
84 | 2672592.7003 | 1253233.817 | 2672595.44 | 1253232.5385 | 2672595.7491 | 1253233.1761 | 2672610.9867 | 1253226.2021 | 2672610.6788 | 1253225.4645
85 | 2672491.6038 | 1253254.8082 | 2672500.1988 | 1253245.9044 | 2672510.0616 | 1253237.8636 | 2672511.7947 | 1253236.7457
86 | 2672815.0137 | 1253010.6263 | 2672780.8515 | 1253039.9152
87 | 2672775.1635 | 1253084.6431 | 2672773.2622 | 1253080.7622
88 | 2672705.8212 | 1253098.4189 | 2672724.638 | 1253081.9831
89 | 2672724.3374 | 1253055.4693 | 2672723.1287 | 1253052.6842 | 2672718.76 | 1253047.727 | 2672715.6945 | 1253044.1868 | 2672707.0689 | 1253033.7733 | 2672704.9936 | 1253035.627 | 2672704.3534 | 1253034.9186
90 | 2672592.7003 | 1253233.817 | 2672575.2372 | 1253241.9699
91 | 2672561.8575 | 1253248.2164 | 2672575.2372 | 1253241.9699
92 | 2672631.3087 | 1253103.0836 | 2672631.4229 | 1253096.6361
93 | 2672631.3087 | 1253103.0836 | 2672624.9873 | 1253108.4434 | 2672609.3028 | 1253121.3759
94 | 2672709.751 | 1253035.3518 | 2672679.4048 | 1253061.3575
95 | 2672709.751 | 1253035.3518 | 2672707.1155 | 1253032.4396 | 2672704.3534 | 1253034.9186 | 2672704.3534 | 1253034.9186
96 | 2672709.751 | 1253035.3518 | 2672723.9499 | 1253023.4804
97 | 2672732.8794 | 1253016.0146 | 2672723.9499 | 1253023.4804
98 | 2672570.9201 | 1253134.981 | 2672566.9354 | 1253129.8818
99 | 2672670.2511 | 1253129.4882 | 2672636.519 | 1253158.9521
100 | 2672815.0137 | 1253010.6263 | 2672815.2627 | 1253006.3374 | 2672814.4016 | 1253003.3357 | 2672811.4152 | 1253001.342 | 2672805.9558 | 1253002.8538
101 | 2672775.1635 | 1253084.6431 | 2672781.2538 | 1253097.0746 | 2672812.0444 | 1253097.4532
102 | 2672686.15 | 1253115.6011 | 2672705.8212 | 1253098.4189
103 | 2672561.8575 | 1253248.2164 | 2672560.3776 | 1253248.9099 | 2672559.4477 | 1253247.2083 | 2672545.9099 | 1253253.4138 | 2672545.3438 | 1253252.1948 | 2672536.0481 | 1253256.4508 | 2672536.0481 | 1253256.4508
104 | 2672561.8575 | 1253248.2164 | 2672576.2808 | 1253279.349
105 | 2672536.0481 | 1253256.4508 | 2672536.562 | 1253257.6135 | 2672524.3989 | 1253263.102 | 2672519.7045 | 1253253.9378 | 2672517.2081 | 1253255.0636
106 | 2672776.5052 | 1252923.4898 | 2672782.5192 | 1252933.9601 | 2672789.5446 | 1252945.6327 | 2672798.1535 | 1252957.4026 | 2672796.6445 | 1252958.6072
107 | 2672776.5052 | 1252923.4898 | 2672757.4286 | 1252936.5109
108 | 2672757.4286 | 1252936.5109 | 2672739.9085 | 1252948.4697 | 2672719.5132 | 1252965.1617
109 | 2672816.7449 | 1253097.511 | 2672812.0444 | 1253097.4532
110 | 2672520.3002 | 1253070.3669 | 2672530.5289 | 1253083.4069
111 | 2672563.6837 | 1253103.9417 | 2672580.3183 | 1253087.6338
112 | 2672520.3002 | 1253070.3669 | 2672536.2539 | 1253058.5535 | 2672543.0565 | 1253053.0753
113 | 2672520.3002 | 1253070.3669 | 2672487.7939 | 1253096.0879 | 2672486.8289 | 1253096.7512
114 | 2672595.6608 | 1253072.4365 | 2672584.7739 | 1253083.2657 | 2672580.3183 | 1253087.6338
115 | 2672543.0565 | 1253053.0753 | 2672567.481 | 1253033.4062
116 | 2672486.8289 | 1253096.7512 | 2672467.7648 | 1253109.8558
117 | 2672610.8244 | 1253057.4574 | 2672609.6854 | 1253058.4861 | 2672595.6608 | 1253072.4365
118 | 2672632.0999 | 1253039.1196 | 2672627.953 | 1253041.9869 | 2672626.5334 | 1253043.2691
119 | 2672632.0999 | 1253039.1196 | 2672639.2156 | 1253034.1998
120 | 2672610.8244 | 1253057.4574 | 2672626.5334 | 1253043.2691
121 | 2672652.6853 | 1253031.8382 | 2672647.9245 | 1253030.5456 | 2672643.9125 | 1253030.9522 | 2672639.2156 | 1253034.1998
122 | 2672661.9758 | 1253018.2089 | 2672652.6853 | 1253031.8382
123 | 2672661.9758 | 1253018.2089 | 2672657.888 | 1253014.9564 | 2672658.8202 | 1253008.9018
124 | 2672561.0523 | 1253286.2943 | 2672559.5185 | 1253286.9938 | 2672527.2883 | 1253302.8881
125 | 2672576.2808 | 1253279.349 | 2672561.0523 | 1253286.2943
126 | 2672670.2511 | 1253129.4882 | 2672686.15 | 1253115.6011
127 | 2672449.0544 | 1253122.7172 | 2672467.7648 | 1253109.8558
128 | 2672567.481 | 1253033.4062 | 2672579.3675 | 1253023.8339

## bus_geodata
| x | y | coords
0 | 2672485.4556 | 1253167.0362
1 | 2672448.8328 | 1253185.1526
2 | 2672506.4868 | 1253150.6923
3 | 2672525.1168 | 1253136.0801
4 | 2672543.4874 | 1253121.6715
5 | 2672554.0472 | 1253113.3891
6 | 2672846.9393 | 1253212.2681
7 | 2672825.8074 | 1253219.6225
8 | 2672865.6769 | 1253205.747
9 | 2672823.9993 | 1253230.4304
10 | 2672876.8252 | 1253201.8673
11 | 2672817.4939 | 1253236.0212
12 | 2672843.2008 | 1253233.6481
13 | 2672863.7259 | 1253226.8635
14 | 2672878.2251 | 1253201.3802
15 | 2672825.8122 | 1253256.6607
16 | 2672807.9254 | 1253240.2063
17 | 2672892.2163 | 1253196.5111
18 | 2672884.1934 | 1253241.4691
19 | 2672863.3202 | 1253247.9309
20 | 2672842.3228 | 1253254.4311
21 | 2672828.6387 | 1253263.6673
22 | 2672737.7753 | 1253269.5443
23 | 2672736.1466 | 1253269.8857
24 | 2672762.6272 | 1253259.9163
25 | 2672702.9124 | 1253275.556
26 | 2672773.0782 | 1253255.4476
27 | 2672672.7952 | 1253275.6342
28 | 2672788.852 | 1253248.5485
29 | 2672667.8833 | 1253275.3008
30 | 2672798.361 | 1253244.3895
31 | 2672763.8492 | 1253159.7977
32 | 2672760.408 | 1253151.4755
33 | 2672775.3245 | 1253187.7902
34 | 2672750.9664 | 1253128.6418
35 | 2672791.5824 | 1253180.4666
36 | 2672802.6005 | 1253175.5035
37 | 2672731.4967 | 1253081.608
38 | 2672761.4149 | 1253056.5792
39 | 2672732.764 | 1253074.8853
40 | 2672705.381 | 1253219.7883
41 | 2672685.0752 | 1253229.229
42 | 2672717.807 | 1253214.0423
43 | 2672809.0652 | 1253172.5914
44 | 2672638.2552 | 1253289.2879
45 | 2672620.3107 | 1253297.6099
46 | 2672650.4775 | 1253273.2761
47 | 2672617.1317 | 1253299.0446
48 | 2672616.7675 | 1253261.8323
49 | 2672599.9123 | 1253306.8156
50 | 2672646.0339 | 1253247.3805
51 | 2672611.7116 | 1253263.756
52 | 2672588.2786 | 1253312.0658
53 | 2672628.9135 | 1253214.0685
54 | 2672835.67 | 1253160.607
55 | 2672838.2387 | 1253159.45
56 | 2672860.1488 | 1253149.5803
57 | 2672862.3628 | 1253272.7107
58 | 2672871.0281 | 1253144.9573
59 | 2672878.829 | 1253164.2155
60 | 2672891.5103 | 1253193.7893
61 | 2672577.0467 | 1253317.1347
62 | 2672836.6741 | 1253036.9855
63 | 2672821.4352 | 1253005.1235
64 | 2672561.274 | 1253324.2528
65 | 2672559.5048 | 1253160.0344
66 | 2672578.9804 | 1253145.2955
67 | 2672537.0019 | 1253176.755
68 | 2672603.7256 | 1253187.5961
69 | 2672558.8872 | 1253204.8928
70 | 2672606.7017 | 1253184.9966
71 | 2672531.2613 | 1253180.9038
72 | 2672505.8667 | 1253195.9218
73 | 2672610.6788 | 1253225.4645
74 | 2672511.7947 | 1253236.7457
75 | 2672780.8515 | 1253039.9152
76 | 2672773.2622 | 1253080.7622
77 | 2672724.638 | 1253081.9831
78 | 2672724.3374 | 1253055.4693
79 | 2672592.7003 | 1253233.817
80 | 2672575.2372 | 1253241.9699
81 | 2672631.3087 | 1253103.0836
82 | 2672631.4229 | 1253096.6361
83 | 2672609.3028 | 1253121.3759
84 | 2672709.751 | 1253035.3518
85 | 2672679.4048 | 1253061.3575
86 | 2672704.3534 | 1253034.9186
87 | 2672723.9499 | 1253023.4804
88 | 2672570.9201 | 1253134.981
89 | 2672636.519 | 1253158.9521
90 | 2672480.5292 | 1253209.8262
91 | 2672491.6038 | 1253254.8082
92 | 2672815.0137 | 1253010.6263
93 | 2672775.1635 | 1253084.6431
94 | 2672705.8212 | 1253098.4189
95 | 2672561.8575 | 1253248.2164
96 | 2672517.2081 | 1253255.0636
97 | 2672536.0481 | 1253256.4508
98 | 2672796.6445 | 1252958.6072
99 | 2672805.9558 | 1253002.8538
100 | 2672776.5052 | 1252923.4898
101 | 2672757.4286 | 1252936.5109
102 | 2672732.8794 | 1253016.0146
103 | 2672812.0444 | 1253097.4532
104 | 2672816.7449 | 1253097.511
105 | 2672566.9354 | 1253129.8818
106 | 2672530.5289 | 1253083.4069
107 | 2672563.6837 | 1253103.9418
108 | 2672520.3002 | 1253070.3669
109 | 2672580.3183 | 1253087.6338
110 | 2672543.0565 | 1253053.0753
111 | 2672486.8289 | 1253096.7512
112 | 2672595.6608 | 1253072.4365
113 | 2672632.0999 | 1253039.1196
114 | 2672626.5334 | 1253043.2691
115 | 2672639.2156 | 1253034.1998
116 | 2672610.8244 | 1253057.4574
117 | 2672652.6853 | 1253031.8382
118 | 2672661.9758 | 1253018.2089
119 | 2672658.8202 | 1253008.9018
120 | 2672527.2883 | 1253302.8881
121 | 2672561.0523 | 1253286.2943
122 | 2672686.15 | 1253115.6011
123 | 2672719.5132 | 1252965.1617
124 | 2672670.2511 | 1253129.4882
125 | 2672449.0544 | 1253122.7172
126 | 2672467.7648 | 1253109.8558
127 | 2672579.3675 | 1253023.8339
128 | 2672567.481 | 1253033.4062
129 | 2672576.2808 | 1253279.349
130 | 2672732.764 | 1253074.8853

## line_std_types
| c_nf_per_km | r_ohm_per_km | x_ohm_per_km | max_i_ka | type | q_mm2 | alpha | voltage_rating
NAYY 4x50 SE | 210 | 0.642 | 0.083 | 0.142 | cs | 50 | 0.00403 | LV
NAYY 4x120 SE | 264 | 0.225 | 0.08 | 0.242 | cs | 120 | 0.00403 | LV
NAYY 4x150 SE | 261 | 0.208 | 0.08 | 0.27 | cs | 150 | 0.00403 | LV
NA2XS2Y 1x95 RM/25 12/20 kV | 216 | 0.313 | 0.132 | 0.252 | cs | 95 | 0.00403 | MV
NA2XS2Y 1x185 RM/25 12/20 kV | 273 | 0.161 | 0.117 | 0.362 | cs | 185 | 0.00403 | MV
NA2XS2Y 1x240 RM/25 12/20 kV | 304 | 0.122 | 0.112 | 0.421 | cs | 240 | 0.00403 | MV
NA2XS2Y 1x95 RM/25 6/10 kV | 315 | 0.313 | 0.123 | 0.249 | cs | 95 | 0.00403 | MV
NA2XS2Y 1x185 RM/25 6/10 kV | 406 | 0.161 | 0.11 | 0.358 | cs | 185 | 0.00403 | MV
NA2XS2Y 1x240 RM/25 6/10 kV | 456 | 0.122 | 0.105 | 0.416 | cs | 240 | 0.00403 | MV
NA2XS2Y 1x150 RM/25 12/20 kV | 250 | 0.206 | 0.116 | 0.319 | cs | 150 | 0.00403 | MV
NA2XS2Y 1x120 RM/25 12/20 kV | 230 | 0.253 | 0.119 | 0.283 | cs | 120 | 0.00403 | MV
NA2XS2Y 1x70 RM/25 12/20 kV | 190 | 0.443 | 0.132 | 0.22 | cs | 70 | 0.00403 | MV
NA2XS2Y 1x150 RM/25 6/10 kV | 360 | 0.206 | 0.11 | 0.315 | cs | 150 | 0.00403 | MV
NA2XS2Y 1x120 RM/25 6/10 kV | 340 | 0.253 | 0.113 | 0.28 | cs | 120 | 0.00403 | MV
NA2XS2Y 1x70 RM/25 6/10 kV | 280 | 0.443 | 0.123 | 0.217 | cs | 70 | 0.00403 | MV
N2XS(FL)2Y 1x120 RM/35 64/110 kV | 112 | 0.153 | 0.166 | 0.366 | cs | 120 | 0.00393 | HV
N2XS(FL)2Y 1x185 RM/35 64/110 kV | 125 | 0.099 | 0.156 | 0.457 | cs | 185 | 0.00393 | HV
N2XS(FL)2Y 1x240 RM/35 64/110 kV | 135 | 0.075 | 0.149 | 0.526 | cs | 240 | 0.00393 | HV
N2XS(FL)2Y 1x300 RM/35 64/110 kV | 144 | 0.06 | 0.144 | 0.588 | cs | 300 | 0.00393 | HV
15-AL1/3-ST1A 0.4 | 11 | 1.8769 | 0.35 | 0.105 | ol | 16 | 0.00403 | LV
24-AL1/4-ST1A 0.4 | 11.25 | 1.2012 | 0.335 | 0.14 | ol | 24 | 0.00403 | LV
48-AL1/8-ST1A 0.4 | 12.2 | 0.5939 | 0.3 | 0.21 | ol | 48 | 0.00403 | LV
94-AL1/15-ST1A 0.4 | 13.2 | 0.306 | 0.29 | 0.35 | ol | 94 | 0.00403 | LV
34-AL1/6-ST1A 10.0 | 9.7 | 0.8342 | 0.36 | 0.17 | ol | 34 | 0.00403 | MV
48-AL1/8-ST1A 10.0 | 10.1 | 0.5939 | 0.35 | 0.21 | ol | 48 | 0.00403 | MV
70-AL1/11-ST1A 10.0 | 10.4 | 0.4132 | 0.339 | 0.29 | ol | 70 | 0.00403 | MV
94-AL1/15-ST1A 10.0 | 10.75 | 0.306 | 0.33 | 0.35 | ol | 94 | 0.00403 | MV
122-AL1/20-ST1A 10.0 | 11.1 | 0.2376 | 0.323 | 0.41 | ol | 122 | 0.00403 | MV
149-AL1/24-ST1A 10.0 | 11.25 | 0.194 | 0.315 | 0.47 | ol | 149 | 0.00403 | MV
34-AL1/6-ST1A 20.0 | 9.15 | 0.8342 | 0.382 | 0.17 | ol | 34 | 0.00403 | MV
48-AL1/8-ST1A 20.0 | 9.5 | 0.5939 | 0.372 | 0.21 | ol | 48 | 0.00403 | MV
70-AL1/11-ST1A 20.0 | 9.7 | 0.4132 | 0.36 | 0.29 | ol | 70 | 0.00403 | MV
94-AL1/15-ST1A 20.0 | 10 | 0.306 | 0.35 | 0.35 | ol | 94 | 0.00403 | MV
122-AL1/20-ST1A 20.0 | 10.3 | 0.2376 | 0.344 | 0.41 | ol | 122 | 0.00403 | MV
149-AL1/24-ST1A 20.0 | 10.5 | 0.194 | 0.337 | 0.47 | ol | 149 | 0.00403 | MV
184-AL1/30-ST1A 20.0 | 10.75 | 0.1571 | 0.33 | 0.535 | ol | 184 | 0.00403 | MV
243-AL1/39-ST1A 20.0 | 11 | 0.1188 | 0.32 | 0.645 | ol | 243 | 0.00403 | MV
48-AL1/8-ST1A 110.0 | 8 | 0.5939 | 0.46 | 0.21 | ol | 48 | 0.00403 | HV
70-AL1/11-ST1A 110.0 | 8.4 | 0.4132 | 0.45 | 0.29 | ol | 70 | 0.00403 | HV
94-AL1/15-ST1A 110.0 | 8.65 | 0.306 | 0.44 | 0.35 | ol | 94 | 0.00403 | HV
122-AL1/20-ST1A 110.0 | 8.5 | 0.2376 | 0.43 | 0.41 | ol | 122 | 0.00403 | HV
149-AL1/24-ST1A 110.0 | 8.75 | 0.194 | 0.41 | 0.47 | ol | 149 | 0.00403 | HV
184-AL1/30-ST1A 110.0 | 8.8 | 0.1571 | 0.4 | 0.535 | ol | 184 | 0.00403 | HV
243-AL1/39-ST1A 110.0 | 9 | 0.1188 | 0.39 | 0.645 | ol | 243 | 0.00403 | HV
305-AL1/39-ST1A 110.0 | 9.2 | 0.0949 | 0.38 | 0.74 | ol | 305 | 0.00403 | HV
490-AL1/64-ST1A 110.0 | 9.75 | 0.059 | 0.37 | 0.96 | ol | 490 | 0.00403 | HV
679-AL1/86-ST1A 110.0 | 9.95 | 0.042 | 0.36 | 1.15 | ol | 679 | 0.00403 | HV
490-AL1/64-ST1A 220.0 | 10 | 0.059 | 0.285 | 0.96 | ol | 490 | 0.00403 | HV
679-AL1/86-ST1A 220.0 | 11.7 | 0.042 | 0.275 | 1.15 | ol | 679 | 0.00403 | HV
490-AL1/64-ST1A 380.0 | 11 | 0.059 | 0.253 | 0.96 | ol | 490 | 0.00403 | HV
679-AL1/86-ST1A 380.0 | 14.6 | 0.042 | 0.25 | 1.15 | ol | 679 | 0.00403 | HV

## trafo_std_types
| i0_percent | pfe_kw | vkr_percent | sn_mva | vn_lv_kv | vn_hv_kv | vk_percent | shift_degree | vector_group | tap_side | tap_neutral | tap_min | tap_max | tap_step_degree | tap_step_percent | tap_phase_shifter
160 MVA 380/110 kV | 0.06 | 60 | 0.25 | 160 | 110 | 380 | 12.2 | 0 | Yy0 | hv | 0 | -9 | 9 | 0 | 1.5 | FALSE
100 MVA 220/110 kV | 0.06 | 55 | 0.26 | 100 | 110 | 220 | 12 | 0 | Yy0 | hv | 0 | -9 | 9 | 0 | 1.5 | FALSE
63 MVA 110/20 kV | 0.04 | 22 | 0.32 | 63 | 20 | 110 | 18 | 150 | YNd5 | hv | 0 | -9 | 9 | 0 | 1.5 | FALSE
40 MVA 110/20 kV | 0.05 | 18 | 0.34 | 40 | 20 | 110 | 16.2 | 150 | YNd5 | hv | 0 | -9 | 9 | 0 | 1.5 | FALSE
25 MVA 110/20 kV | 0.07 | 14 | 0.41 | 25 | 20 | 110 | 12 | 150 | YNd5 | hv | 0 | -9 | 9 | 0 | 1.5 | FALSE
63 MVA 110/10 kV | 0.04 | 22 | 0.32 | 63 | 10 | 110 | 18 | 150 | YNd5 | hv | 0 | -9 | 9 | 0 | 1.5 | FALSE
40 MVA 110/10 kV | 0.05 | 18 | 0.34 | 40 | 10 | 110 | 16.2 | 150 | YNd5 | hv | 0 | -9 | 9 | 0 | 1.5 | FALSE
25 MVA 110/10 kV | 0.07 | 14 | 0.41 | 25 | 10 | 110 | 12 | 150 | YNd5 | hv | 0 | -9 | 9 | 0 | 1.5 | FALSE
0.25 MVA 20/0.4 kV | 0.32 | 0.8 | 1.44 | 0.25 | 0.4 | 20 | 6 | 150 | Yzn5 | hv | 0 | -2 | 2 | 0 | 2.5 | FALSE
0.4 MVA 20/0.4 kV | 0.3375 | 1.35 | 1.425 | 0.4 | 0.4 | 20 | 6 | 150 | Dyn5 | hv | 0 | -2 | 2 | 0 | 2.5 | FALSE
0.63 MVA 20/0.4 kV | 0.2619 | 1.65 | 1.206 | 0.63 | 0.4 | 20 | 6 | 150 | Dyn5 | hv | 0 | -2 | 2 | 0 | 2.5 | FALSE
0.25 MVA 10/0.4 kV | 0.24 | 0.6 | 1.2 | 0.25 | 0.4 | 10 | 4 | 150 | Dyn5 | hv | 0 | -2 | 2 | 0 | 2.5 | FALSE
0.4 MVA 10/0.4 kV | 0.2375 | 0.95 | 1.325 | 0.4 | 0.4 | 10 | 4 | 150 | Dyn5 | hv | 0 | -2 | 2 | 0 | 2.5 | FALSE
0.63 MVA 10/0.4 kV | 0.1873 | 1.18 | 1.0794 | 0.63 | 0.4 | 10 | 4 | 150 | Dyn5 | hv | 0 | -2 | 2 | 0 | 2.5 | FALSE

## trafo3w_std_types
| sn_hv_mva | sn_mv_mva | sn_lv_mva | vn_hv_kv | vn_mv_kv | vn_lv_kv | vk_hv_percent | vk_mv_percent | vk_lv_percent | vkr_hv_percent | vkr_mv_percent | vkr_lv_percent | pfe_kw | i0_percent | shift_mv_degree | shift_lv_degree | vector_group | tap_side | tap_neutral | tap_min | tap_max | tap_step_percent
63/25/38 MVA 110/20/10 kV | 63 | 25 | 38 | 110 | 20 | 10 | 10.4 | 10.4 | 10.4 | 0.28 | 0.32 | 0.35 | 35 | 0.89 | 0 | 0 | YN0yn0yn0 | hv | 0 | -10 | 10 | 1.2
63/25/38 MVA 110/10/10 kV | 63 | 25 | 38 | 110 | 10 | 10 | 10.4 | 10.4 | 10.4 | 0.28 | 0.32 | 0.35 | 35 | 0.89 | 0 | 0 | YN0yn0yn0 | hv | 0 | -10 | 10 | 1.2

## fuse_std_types
| fuse_type | i_rated_a | t_avg | t_min | t_total | x_avg | x_min | x_total
HV 100A | HV 100A | 100 | 0 | [10.0, 3.64, 0.854, 0.281, 0.1, 0.0531, 0.022, 0.01] | [10.0, 4.267, 1.21, 0.403, 0.1, 0.058, 0.022, 0.01] | 0 | [300.0, 350.0, 450.0, 550.0, 700.0, 850.0, 1200.0, 1752.0] | [600.0, 700.0, 900.0, 1150.0, 1665.0, 2000.0, 3000.0, 4313.0]
HV 10A | HV 10A | 10 | 0 | [10.0, 1675.0, 0.344, 0.156, 0.1, 0.0417, 0.0171, 0.01] | [10.0, 1.3, 0.3, 0.155, 0.1, 0.0555, 0.023, 0.01] | 0 | [30.0, 32.0, 35.0, 37.0, 39.0, 50.0, 70.0, 88.0] | [60.0, 70.0, 80.0, 87.0, 94.0, 110.0, 150.0, 216.0]
HV 125A | HV 125A | 125 | 0 | [10.0, 1.82, 0.344, 0.1, 0.0467, 0.0269, 0.01] | [10.0, 2.478, 0.426, 0.1, 0.0427, 0.0211, 0.01] | 0 | [375.0, 500.0, 700.0, 925.0, 1200.0, 1500.0, 2341.0] | [750.0, 1000.0, 1500.0, 2200.0, 3000.0, 4000.0, 5765.0]
HV 160A | HV 160A | 160 | 0 | [10.0, 4.15, 1.03, 0.198, 0.1, 0.051, 0.0172, 0.01] | [10.0, 2.3, 0.734, 0.274, 0.1, 0.046, 0.0177, 0.01] | 0 | [480.0, 550.0, 700.0, 1000.0, 1260.0, 1600.0, 2500.0, 3227.0] | [960.0, 1300.0, 1700.0, 2200.0, 2996.0, 4000.0, 6000.0, 7946.0]
HV 16A | HV 16A | 16 | 0 | [10.0, 0.352, 0.164, 0.1, 0.0649, 0.0342, 0.01] | [10.0, 2.34, 0.722, 0.181, 0.1, 0.055, 0.0296, 0.01] | 0 | [48.0, 60.0, 65.0, 71.0, 80.0, 100.0, 162.0] | [96.0, 110.0, 125.0, 150.0, 168.0, 200.0, 250.0, 398.0]
HV 200A | HV 200A | 200 | 0 | [10.0, 4.267, 1.21, 0.403, 0.1, 0.058, 0.022, 0.01] | [10.0, 3.73, 1.654, 0.328, 0.1, 0.0531, 0.019, 0.01] | 0 | [600.0, 700.0, 900.0, 1150.0, 1665.0, 2000.0, 3000.0, 4313.0] | [1200.0, 1500.0, 1800.0, 2700.0, 3960.0, 5000.0, 7500.0, 10620.0]
HV 20A | HV 20A | 20 | 0 | [10.0, 1.3, 0.3, 0.155, 0.1, 0.0555, 0.023, 0.01] | [10.0, 1.3, 0.161, 0.1, 0.0611, 0.0399, 0.0141, 0.01] | 0 | [60.0, 70.0, 80.0, 87.0, 94.0, 110.0, 150.0, 216.0] | [120.0, 150.0, 200.0, 223.0, 260.0, 300.0, 450.0, 532.0]
HV 25A | HV 25A | 25 | 0 | [10.0, 2.512, 0.833, 0.299, 0.1, 0.0372, 0.0223, 0.01] | [10.0, 3.125, 0.597, 0.198, 0.1, 0.0378, 0.022, 0.01] | 0 | [75.0, 82.0, 90.0, 100.0, 124.0, 170.0, 200.0, 289.0] | [150.0, 170.0, 210.0, 250.0, 294.0, 400.0, 500.0, 711.0]
HV 31.5A | HV 31.5A | 31.5 | 0 | [10.0, 2.34, 0.722, 0.181, 0.1, 0.055, 0.0296, 0.01] | [10.0, 2.84, 0.368, 0.164, 0.1, 0.0621, 0.0378, 0.0195, 0.01] | 0 | [95.0, 110.0, 125.0, 150.0, 165.0, 200.0, 250.0, 390.0] | [189.0, 220.0, 300.0, 350.0, 393.0, 450.0, 530.0, 700.0, 960.0]
HV 40A | HV 40A | 40 | 0 | [10.0, 1.3, 0.161, 0.1, 0.0611, 0.0399, 0.0141, 0.01] | [10.0, 2.05, 0.369, 0.198, 0.1, 0.051, 0.0298, 0.01] | 0 | [120.0, 150.0, 200.0, 223.0, 260.0, 300.0, 450.0, 532.0] | [240.0, 300.0, 400.0, 450.0, 530.0, 650.0, 800.0, 1311.0]
HV 50A | HV 50A | 50 | 0 | [10.0, 3.215, 0.597, 0.198, 0.1, 0.0378, 0.022, 0.01] | [10.0, 3.64, 0.854, 0.281, 0.1, 0.0531, 0.022, 0.01] | 0 | [150.0, 170.0, 210.0, 250.0, 294.0, 400.0, 500.0, 711.0] | [300.0, 350.0, 450.0, 550.0, 700.0, 850.0, 1200.0, 1752.0]
HV 6.3A | HV 6.3A | 6.3 | 0 | [10.0, 1.39, 0.344, 0.168, 0.1, 0.056, 0.0263, 0.01] | [10.0, 1.711, 0.516, 0.198, 0.1, 0.0634, 0.0303, 0.01] | 0 | [19.0, 19.5, 20.4, 20.8, 22.0, 25.0, 32.0, 48.0] | [38.0, 40.0, 43.0, 48.0, 53.0, 60.0, 75.0, 118.0]
HV 63A | HV 63A | 63 | 0 | [10.0, 2.84, 0.368, 0.164, 0.1, 0.0621, 0.0378, 0.0195, 0.01] | [10.0, 1.82, 0.344, 0.1, 0.0467, 0.0269, 0.01] | 0 | [189.0, 220.0, 300.0, 350.0, 393.0, 450.0, 530.0, 700.0, 961.0] | [378.0, 500.0, 700.0, 934.0, 1200.0, 1500.0, 2366.0]
HV 80A | HV 80A | 80 | 0 | [10.0, 2.05, 0.369, 0.198, 0.1, 0.051, 0.0298, 0.01] | [10.0, 4.15, 1.03, 0.198, 0.1, 0.051, 0.0172, 0.01] | 0 | [240.0, 300.0, 400.0, 450.0, 530.0, 650.0, 800.0, 1311.0] | [480.0, 550.0, 700.0, 1000.0, 1260.0, 1600.0, 2500.0, 3227.0]
Siemens NH-1-100 | Siemens NH-1-100 | 100 | [5400.0, 2000.0, 400.0, 20.0, 1.0, 0.2, 0.012, 0.004] | 0 | 0 | [150.0, 190.0, 250.0, 430.0, 900.0, 1250.0, 2700.0, 3600.0] | 0 | 0
Siemens NH-1-125 | Siemens NH-1-125 | 125 | [4800.0, 120.0, 7.0, 0.1, 0.004] | 0 | 0 | [180.0, 400.0, 740.0, 2000.0, 4250.0] | 0 | 0
Siemens NH-1-16 | Siemens NH-1-16 | 16 | [4000.0, 400.0, 2.0, 0.1, 0.04, 0.01] | 0 | 0 | [26.0, 35.0, 75.0, 150.0, 200.0, 300.0] | 0 | 0
Siemens NH-1-160 | Siemens NH-1-160 | 160 | [4800.0, 120.0, 7.0, 0.1, 0.004] | 0 | 0 | [210.0, 500.0, 900.0, 2300.0, 5000.0] | 0 | 0
Siemens NH-1-25 | Siemens NH-1-25 | 25 | [4000.0, 1000.0, 10.0, 0.2, 0.02, 0.01] | 0 | 0 | [40.0, 50.0, 100.0, 210.0, 400.0, 500.0] | 0 | 0
Siemens NH-1-50 | Siemens NH-1-50 | 50 | [4000.0, 40.0, 4.0, 1.0, 0.02, 0.01] | 0 | 0 | [86.0, 200.0, 300.0, 400.0, 1000.0, 1280.0] | 0 | 0
Siemens NH-1-63 | Siemens NH-1-63 | 63 | [4000.0, 100.0, 10.0, 2.0, 0.04, 0.01] | 0 | 0 | [100.0, 200.0, 300.0, 400.0, 1000.0, 1500.0] | 0 | 0
Siemens NH-1-80 | Siemens NH-1-80 | 80 | [4800.0, 120.0, 7.0, 0.1, 0.01] | 0 | 0 | [150.58, 250.0, 450.0, 1150.0, 2470.0] | 0 | 0
Siemens NH-2-1000 | Siemens NH-2-1000 | 1000 | [4800.0, 120.0, 7.0, 0.1, 0.004] | 0 | 0 | [1900.0, 3500.0, 8400.0, 24000.0, 52000.0] | 0 | 0
Siemens NH-2-200 | Siemens NH-2-200 | 200 | [4800.0, 120.0, 7.0, 0.1, 0.004] | 0 | 0 | [280.0, 650.0, 1200.0, 3000.0, 7000.0] | 0 | 0
Siemens NH-2-224 | Siemens NH-2-224 | 224 | [4800.0, 120.0, 7.0, 0.2, 0.04, 0.004] | 0 | 0 | [400.0, 750.0, 1453.0, 3025.0, 4315.0, 7600.0] | 0 | 0
Siemens NH-2-250 | Siemens NH-2-250 | 250 | [4800.0, 120.0, 7.0, 0.1, 0.004] | 0 | 0 | [450.0, 800.0, 1650.0, 4000.0, 8500.0] | 0 | 0
Siemens NH-2-315 | Siemens NH-2-315 | 315 | [4800.0, 120.0, 7.0, 0.1, 0.004] | 0 | 0 | [550.0, 920.0, 1900.0, 5000.0, 11000.0] | 0 | 0
Siemens NH-2-355 | Siemens NH-2-355 | 355 | [4800.0, 120.0, 6.0, 0.1, 0.004] | 0 | 0 | [650.0, 1116.27, 2350.0, 5840.0, 12790.0] | 0 | 0
Siemens NH-2-400 | Siemens NH-2-400 | 400 | [4800.0, 120.0, 7.0, 0.1, 0.004] | 0 | 0 | [720.0, 1350.0, 2800.0, 6500.0, 15000.0] | 0 | 0
Siemens NH-2-425 | Siemens NH-2-425 | 425 | [4800.0, 120.0, 7.0, 0.1, 0.004] | 0 | 0 | [850.0, 1500.0, 3050.0, 7500.0, 16500.0] | 0 | 0
Siemens NH-2-630 | Siemens NH-2-630 | 630 | [4800.0, 120.0, 7.0, 0.1, 0.004] | 0 | 0 | [1200.0, 2000.0, 4800.0, 12000.0, 26000.0] | 0 | 0

## res_bus
| vm_pu | va_degree | p_mw | q_mvar
0 | 0.97577 | -0.46636 | 0.0022368 | 0.0005606
1 | 0.97552 | -0.47127 | 0.0065214 | 0.0016344
2 | 0.97598 | -0.46209 | 0.0014097 | 0.0003533
3 | 0.97621 | -0.45769 | 0.0015858 | 0.00039743
4 | 0.97646 | -0.45267 | 0.0017115 | 0.00042894
5 | 0.97663 | -0.44936 | 0 | 0
6 | 0.97361 | -0.50836 | 0.0024535 | 0.00061491
7 | 0.97392 | -0.50236 | 0.0018044 | 0.00045223
8 | 0.97337 | -0.51325 | 0 | 0
9 | 0.97408 | -0.49924 | 0 | 0
10 | 0.97322 | -0.51615 | 0.0010806 | 0.00027082
11 | 0.97424 | -0.49603 | 0 | 0
12 | 0.97399 | -0.5009 | 0.0023251 | 0.00058272
13 | 0.97395 | -0.50177 | 0.0022107 | 0.00055407
14 | 0.9732 | -0.5165 | 0.0019089 | 0.00047841
15 | 0.97393 | -0.50204 | 0 | 0
16 | 0.97448 | -0.49121 | 0.0024006 | 0.00060166
17 | 0.97304 | -0.51974 | 0 | 0
18 | 0.97369 | -0.50697 | 0.002208 | 0.00055338
19 | 0.97373 | -0.50608 | 0.0024143 | 0.00060507
20 | 0.97382 | -0.50421 | 0.0023111 | 0.00057922
21 | 0.97388 | -0.50311 | 0 | 0
22 | 0.97671 | -0.44741 | 0.0032529 | 0.00081526
23 | 0.97677 | -0.44628 | 0.004372 | 0.0010957
24 | 0.97583 | -0.46473 | 0.0042513 | 0.0010655
25 | 0.97801 | -0.42205 | 0.0065363 | 0.0016382
26 | 0.97548 | -0.47168 | 0.0076768 | 0.001924
27 | 0.9792 | -0.39865 | 0.0041653 | 0.0010439
28 | 0.975 | -0.48101 | 0.0048541 | 0.0012165
29 | 0.97941 | -0.39465 | 0.0047146 | 0.0011816
30 | 0.97474 | -0.48617 | 0.0016151 | 0.00040479
31 | 0.9703 | -0.57386 | 0.0052165 | 0.0013074
32 | 0.97025 | -0.57477 | 0.0026788 | 0.00067137
33 | 0.9706 | -0.56789 | 0 | 0
34 | 0.97019 | -0.57604 | 0.0027763 | 0.00069581
35 | 0.97078 | -0.56436 | 0.0016778 | 0.0004205
36 | 0.97092 | -0.5616 | 0.002214 | 0.00055489
37 | 0.99181 | -0.15632 | 0 | 0
38 | 0.98904 | -0.2098 | 0 | 0
39 | 0.99242 | -0.14455 | 0 | 0
40 | 0.98261 | -0.33251 | 0 | 0
41 | 0.98295 | -0.32581 | 0.0056593 | 0.0014183
42 | 0.9824 | -0.33662 | 0.016598 | 0.0041597
43 | 0.97101 | -0.55969 | 0.0020929 | 0.00052453
44 | 0.97978 | -0.38736 | 0.0015096 | 0.00037835
45 | 0.97945 | -0.394 | 0.001464 | 0.00036691
46 | 0.98018 | -0.37969 | 0 | 0
47 | 0.97939 | -0.39508 | 0.0026197 | 0.00065656
48 | 0.98207 | -0.3427 | 0 | 0
49 | 0.97914 | -0.40002 | 0.0014768 | 0.00037011
50 | 0.98384 | -0.30853 | 0 | 0
51 | 0.98207 | -0.34289 | 0.0019699 | 0.0004937
52 | 0.97899 | -0.40302 | 0.0039017 | 0.00097785
53 | 0.98625 | -0.26178 | 0 | 0
54 | 0.97147 | -0.55071 | 0.0023791 | 0.00059626
55 | 0.97152 | -0.54972 | 0.0012365 | 0.00030989
56 | 0.97197 | -0.54073 | 0.0018942 | 0.00047473
57 | 0.97362 | -0.50818 | 0.0077592 | 0.0019446
58 | 0.97222 | -0.53589 | 0 | 0
59 | 0.97265 | -0.5274 | 0.0015892 | 0.00039829
60 | 0.973 | -0.52036 | 0 | 0
61 | 0.97888 | -0.40504 | 0.0062496 | 0.0015663
62 | 0.98497 | -0.28859 | 0.0051 | 0.0012782
63 | 0.98513 | -0.28535 | 0 | 0
64 | 0.97884 | -0.4059 | 0.0027574 | 0.00069108
65 | 0.97981 | -0.38708 | 0 | 0
66 | 0.97852 | -0.4123 | 0 | 0
67 | 0.98129 | -0.35816 | 0.013676 | 0.0034275
68 | 0.98916 | -0.20579 | 0 | 0
69 | 0.9848 | -0.28993 | 0 | 0
70 | 0.98964 | -0.19666 | 0.0031229 | 0.00078267
71 | 0.98175 | -0.34911 | 0 | 0
72 | 0.98159 | -0.35226 | 0.0015956 | 0.0003999
73 | 0.98558 | -0.27487 | 0.0030333 | 0.00076023
74 | 0.98416 | -0.30243 | 0.0041769 | 0.0010468
75 | 0.98768 | -0.23605 | 0.0043844 | 0.0010988
76 | 0.98855 | -0.21925 | 0.0054047 | 0.0013545
77 | 0.99336 | -0.12647 | 0.001887 | 0.00047292
78 | 0.99208 | -0.15116 | 0.0043846 | 0.0010989
79 | 0.98499 | -0.28639 | 0 | 0
80 | 0.98446 | -0.29683 | 0.0072168 | 0.0018087
81 | 0.97834 | -0.41583 | 0 | 0
82 | 0.97833 | -0.41605 | 0.0018363 | 0.00046021
83 | 0.97839 | -0.41488 | 0.001833 | 0.00045939
84 | 0.99163 | -0.15994 | 0 | 0
85 | 0.99153 | -0.16191 | 0.0027692 | 0.00069403
86 | 0.9917 | -0.15857 | 0.0031249 | 0.00078318
87 | 0.9915 | -0.16236 | 0.0064172 | 0.0016083
88 | 0.97787 | -0.42499 | 0.0016708 | 0.00041874
89 | 0.99446 | -0.10453 | 0.003526 | 0.0008837
90 | 0.98148 | -0.35452 | 0.0043083 | 0.0010798
91 | 0.98397 | -0.3061 | 0.0075158 | 0.0018836
92 | 0.98547 | -0.27882 | 0 | 0
93 | 0.98849 | -0.22035 | 0.0058451 | 0.0014649
94 | 0.99559 | -0.083901 | 0.0042946 | 0.0010763
95 | 0.98414 | -0.30291 | 0 | 0
96 | 0.98377 | -0.31014 | 0.0032003 | 0.00080207
97 | 0.98386 | -0.30854 | 0.0072184 | 0.0018091
98 | 0.98321 | -0.3228 | 0 | 0
99 | 0.98532 | -0.28181 | 0.0099913 | 0.0025041
100 | 0.98173 | -0.35175 | 0 | 0
101 | 0.98092 | -0.36763 | 0.020097 | 0.0050368
102 | 0.99149 | -0.16255 | 0.00093565 | 0.0002345
103 | 0.98815 | -0.22707 | 0.0041697 | 0.001045
104 | 0.98813 | -0.22743 | 0.0042665 | 0.0010693
105 | 0.97756 | -0.43107 | 0.0036916 | 0.00092521
106 | 0.97611 | -0.4596 | 0.0011843 | 0.00029681
107 | 0.97638 | -0.45422 | 0.00085688 | 0.00021475
108 | 0.9759 | -0.4637 | 0 | 0
109 | 0.97598 | -0.46225 | 0.00097152 | 0.00024349
110 | 0.97565 | -0.46876 | 0.0022987 | 0.00057612
111 | 0.97575 | -0.4667 | 0.0012123 | 0.00030382
112 | 0.97562 | -0.46932 | 0.0014543 | 0.00036448
113 | 0.97493 | -0.48277 | 0.0022841 | 0.00057245
114 | 0.975 | -0.48152 | 0.005101 | 0.0012784
115 | 0.97487 | -0.48397 | 0.0055827 | 0.0013991
116 | 0.97529 | -0.47573 | 0.0014816 | 0.00037132
117 | 0.97485 | -0.4845 | 0 | 0
118 | 0.97482 | -0.48509 | 0 | 0
119 | 0.9748 | -0.4855 | 0.0019642 | 0.00049228
120 | 0.98337 | -0.31796 | 0.0052685 | 0.0013204
121 | 0.98356 | -0.31439 | 0.0072179 | 0.001809
122 | 0.99802 | -0.037638 | 0.0011166 | 0.00027985
123 | 0.98013 | -0.38305 | 0.017883 | 0.004482
124 | 1 | 0 | -0.37667 | -0.096561
125 | 0.97567 | -0.46829 | 0.0011553 | 0.00028955
126 | 0.97569 | -0.46781 | 0.0014732 | 0.00036923
127 | 0.97538 | -0.47405 | 0.0037825 | 0.000948
128 | 0.97543 | -0.47299 | 0.0035836 | 0.00089814
129 | 0.98375 | -0.31062 | 0 | 0
130 | 0.99998 | 149.9956 | 0 | 0

## res_line
| p_from_mw | q_from_mvar | p_to_mw | q_to_mvar | pl_mw | ql_mvar | i_from_ka | i_to_ka | i_ka | vm_from_pu | va_from_degree | vm_to_pu | va_to_degree | loading_percent
0 | 0.0065229 | 0.0016349 | -0.0065214 | -0.0016344 | 1.5261e-06 | 4.631e-07 | 0.0099473 | 0.0099474 | 0.0099474 | 0.97577 | -0.46636 | 0.97552 | -0.47127 | 2.7328
1 | -0.0087597 | -0.0021955 | 0.0087615 | 0.0021963 | 1.7824e-06 | 8.0796e-07 | 0.013358 | 0.013358 | 0.013358 | 0.97577 | -0.46636 | 0.97598 | -0.46209 | 3.6699
2 | -0.010171 | -0.0025496 | 0.010173 | 0.0025507 | 2.1352e-06 | 1.0706e-06 | 0.015507 | 0.015507 | 0.015507 | 0.97598 | -0.46209 | 0.97621 | -0.45769 | 4.2603
3 | -0.011759 | -0.0029481 | 0.011762 | 0.0029496 | 2.8129e-06 | 1.5083e-06 | 0.017925 | 0.017924 | 0.017925 | 0.97621 | -0.45769 | 0.97646 | -0.45267 | 4.9243
4 | -0.013473 | -0.0033785 | 0.013476 | 0.0033797 | 2.1217e-06 | 1.19e-06 | 0.020533 | 0.020532 | 0.020533 | 0.97646 | -0.45267 | 0.97663 | -0.44936 | 5.6408
5 | 0.014705 | 0.0036882 | -0.014697 | -0.0036841 | 7.1734e-06 | 4.1144e-06 | 0.022405 | 0.022405 | 0.022405 | 0.97663 | -0.44936 | 0.97611 | -0.4596 | 6.1553
6 | 0.019724 | 0.0049523 | -0.01972 | -0.0049496 | 4.5715e-06 | 2.7569e-06 | 0.030056 | 0.030056 | 0.030056 | 0.97663 | -0.44936 | 0.97638 | -0.45422 | 8.2571
7 | -0.047904 | -0.01202 | 0.047946 | 0.012047 | 4.1821e-05 | 2.6503e-05 | 0.072993 | 0.072993 | 0.072993 | 0.97663 | -0.44936 | 0.97756 | -0.43107 | 20.0531
8 | -0.02926 | -0.0073529 | 0.029268 | 0.0073577 | 8.3926e-06 | 4.8146e-06 | 0.044727 | 0.044726 | 0.044727 | 0.97361 | -0.50836 | 0.97392 | -0.50236 | 6.1438
9 | 0.026807 | 0.006738 | -0.0268 | -0.0067345 | 6.2462e-06 | 3.5043e-06 | 0.040977 | 0.040977 | 0.040977 | 0.97361 | -0.50836 | 0.97337 | -0.51325 | 5.6287
10 | -0.031073 | -0.00781 | 0.031078 | 0.0078127 | 4.6325e-06 | 2.692e-06 | 0.047483 | 0.047483 | 0.047483 | 0.97392 | -0.50236 | 0.97408 | -0.49924 | 6.5224
11 | 0.0268 | 0.0067345 | -0.026797 | -0.0067324 | 3.7163e-06 | 2.085e-06 | 0.040977 | 0.040977 | 0.040977 | 0.97337 | -0.51325 | 0.97322 | -0.51615 | 5.6287
12 | -0.035614 | -0.0089492 | 0.035619 | 0.0089525 | 5.4476e-06 | 3.2421e-06 | 0.054413 | 0.054413 | 0.054413 | 0.97408 | -0.49924 | 0.97424 | -0.49603 | 7.4743
13 | 0.0045363 | 0.0011366 | -0.0045359 | -0.0011366 | 3.5886e-07 | -1.8377e-08 | 0.0069296 | 0.0069297 | 0.0069297 | 0.97408 | -0.49924 | 0.97399 | -0.5009 | 1.9038
14 | 0.025716 | 0.0064616 | -0.025716 | -0.0064614 | 4.298e-07 | 2.3823e-07 | 0.039325 | 0.039325 | 0.039325 | 0.97322 | -0.51615 | 0.9732 | -0.5165 | 5.4018
15 | 0.0147 | 0.0036857 | -0.014696 | -0.0036833 | 4.2055e-06 | 2.4146e-06 | 0.022453 | 0.022453 | 0.022453 | 0.97424 | -0.49603 | 0.97393 | -0.50204 | 6.1685
16 | -0.05032 | -0.012638 | 0.050331 | 0.012645 | 1.157e-05 | 7.1445e-06 | 0.076866 | 0.076866 | 0.076866 | 0.97424 | -0.49603 | 0.97448 | -0.49121 | 10.5585
17 | 0.0022108 | 0.00055386 | -0.0022107 | -0.00055407 | 9.2479e-08 | -2.0985e-07 | 0.0033775 | 0.0033776 | 0.0033776 | 0.97399 | -0.5009 | 0.97395 | -0.50177 | 0.92792
18 | 0.023807 | 0.005983 | -0.023803 | -0.005981 | 3.6816e-06 | 1.9881e-06 | 0.036406 | 0.036406 | 0.036406 | 0.9732 | -0.5165 | 0.97304 | -0.51974 | 5.0009
19 | 0.0077614 | 0.0019455 | -0.007761 | -0.0019454 | 3.9824e-07 | 1.609e-07 | 0.011858 | 0.011858 | 0.011858 | 0.97393 | -0.50204 | 0.97388 | -0.50311 | 3.2578
20 | 0.0069346 | 0.0017377 | -0.0069339 | -0.0017375 | 7.179e-07 | 2.4725e-07 | 0.010595 | 0.010595 | 0.010595 | 0.97393 | -0.50204 | 0.97382 | -0.50421 | 2.9107
21 | -0.052732 | -0.013247 | 0.052744 | 0.013255 | 1.2694e-05 | 7.864e-06 | 0.080531 | 0.080531 | 0.080531 | 0.97448 | -0.49121 | 0.97474 | -0.48617 | 11.062
22 | 0.023803 | 0.005981 | -0.023802 | -0.0059806 | 6.9883e-07 | 3.774e-07 | 0.036406 | 0.036406 | 0.036406 | 0.97304 | -0.51974 | 0.973 | -0.52036 | 5.0009
23 | -0.002208 | -0.00055338 | 0.0022081 | 0.00055317 | 9.3297e-08 | -2.1208e-07 | 0.0033744 | 0.0033743 | 0.0033744 | 0.97369 | -0.50697 | 0.97373 | -0.50608 | 0.92703
24 | -0.0046224 | -0.0011582 | 0.0046228 | 0.0011582 | 4.1127e-07 | -1.0232e-08 | 0.0070637 | 0.0070636 | 0.0070637 | 0.97373 | -0.50608 | 0.97382 | -0.50421 | 1.9406
25 | 0.007761 | 0.0019454 | -0.0077592 | -0.0019446 | 1.8722e-06 | 7.5655e-07 | 0.011858 | 0.011859 | 0.011859 | 0.97388 | -0.50311 | 0.97362 | -0.50818 | 3.2578
26 | -0.074516 | -0.018757 | 0.07452 | 0.018759 | 4.0234e-06 | 2.5333e-06 | 0.11355 | 0.11355 | 0.11355 | 0.97671 | -0.44741 | 0.97677 | -0.44628 | 15.598
27 | 0.071263 | 0.017941 | -0.071204 | -0.017904 | 5.8934e-05 | 3.7051e-05 | 0.1086 | 0.1086 | 0.1086 | 0.97671 | -0.44741 | 0.97583 | -0.46473 | 14.9173
28 | -0.078892 | -0.019855 | 0.078983 | 0.019913 | 9.1467e-05 | 5.7693e-05 | 0.12021 | 0.12021 | 0.12021 | 0.97677 | -0.44628 | 0.97801 | -0.42205 | 16.5129
29 | 0.066952 | 0.016839 | -0.06693 | -0.016825 | 2.2226e-05 | 1.3941e-05 | 0.10212 | 0.10212 | 0.10212 | 0.97583 | -0.46473 | 0.97548 | -0.47168 | 14.0268
30 | -0.085519 | -0.021551 | 0.085615 | 0.021611 | 9.585e-05 | 6.0586e-05 | 0.13016 | 0.13016 | 0.13016 | 0.97801 | -0.42205 | 0.9792 | -0.39865 | 17.8789
31 | 0.059253 | 0.014901 | -0.059227 | -0.014884 | 2.6384e-05 | 1.6456e-05 | 0.090405 | 0.090405 | 0.090405 | 0.97548 | -0.47168 | 0.975 | -0.48101 | 12.4183
32 | -0.089781 | -0.022655 | 0.089798 | 0.022666 | 1.7197e-05 | 1.0882e-05 | 0.13649 | 0.13649 | 0.13649 | 0.9792 | -0.39865 | 0.97941 | -0.39465 | 18.7483
33 | 0.054373 | 0.013668 | -0.05436 | -0.01366 | 1.3405e-05 | 8.3205e-06 | 0.082997 | 0.082997 | 0.082997 | 0.975 | -0.48101 | 0.97474 | -0.48617 | 11.4007
34 | -0.094512 | -0.023848 | 0.09458 | 0.023891 | 6.7803e-05 | 4.2952e-05 | 0.14365 | 0.14365 | 0.14365 | 0.97941 | -0.39465 | 0.98018 | -0.37969 | 19.7322
35 | 0.0054555 | 0.001367 | -0.0054553 | -0.001367 | 2.3638e-07 | 4.0057e-08 | 0.0083663 | 0.0083664 | 0.0083664 | 0.9703 | -0.57386 | 0.97025 | -0.57477 | 2.2985
36 | -0.010672 | -0.0026744 | 0.010675 | 0.002676 | 3.0389e-06 | 1.5711e-06 | 0.016366 | 0.016366 | 0.016366 | 0.9703 | -0.57386 | 0.9706 | -0.56789 | 4.4962
37 | 0.0027765 | 0.00069561 | -0.0027763 | -0.00069581 | 1.68e-07 | -1.9762e-07 | 0.004258 | 0.0042581 | 0.0042581 | 0.97025 | -0.57477 | 0.97019 | -0.57604 | 1.1698
38 | -0.010675 | -0.002676 | 0.010677 | 0.0026769 | 1.791e-06 | 9.2583e-07 | 0.016366 | 0.016366 | 0.016366 | 0.9706 | -0.56789 | 0.97078 | -0.56436 | 4.4962
39 | -0.012355 | -0.0030974 | 0.012356 | 0.0030983 | 1.6252e-06 | 8.9069e-07 | 0.018938 | 0.018938 | 0.018938 | 0.97078 | -0.56436 | 0.97092 | -0.5616 | 5.2027
40 | -0.01457 | -0.0036532 | 0.014572 | 0.0036539 | 1.3259e-06 | 7.6087e-07 | 0.022331 | 0.022331 | 0.022331 | 0.97092 | -0.5616 | 0.97101 | -0.55969 | 6.1348
41 | 0.077714 | 0.019694 | -0.077515 | -0.019567 | 0.00019913 | 0.00012694 | 0.11667 | 0.11667 | 0.11667 | 0.99181 | -0.15632 | 0.98904 | -0.2098 | 32.0529
42 | -0.077714 | -0.019694 | 0.077758 | 0.019722 | 4.3981e-05 | 2.8037e-05 | 0.11667 | 0.11667 | 0.11667 | 0.99181 | -0.15632 | 0.99242 | -0.14455 | 32.0528
43 | 0.057817 | 0.014627 | -0.057744 | -0.014581 | 7.2727e-05 | 4.6217e-05 | 0.087035 | 0.087035 | 0.087035 | 0.98904 | -0.2098 | 0.98768 | -0.23605 | 23.9106
44 | 0.019698 | 0.0049407 | -0.01969 | -0.0049353 | 8.8705e-06 | 5.3317e-06 | 0.029638 | 0.029638 | 0.029638 | 0.98904 | -0.2098 | 0.98855 | -0.21925 | 8.1423
45 | -0.095402 | -0.024147 | 0.095485 | 0.0242 | 8.2884e-05 | 5.2906e-05 | 0.14313 | 0.14313 | 0.14313 | 0.99242 | -0.14455 | 0.99336 | -0.12647 | 39.3208
46 | 0.017644 | 0.0044249 | -0.017638 | -0.0044216 | 5.5552e-06 | 3.2819e-06 | 0.026456 | 0.026456 | 0.026456 | 0.99242 | -0.14455 | 0.99208 | -0.15116 | 7.268
47 | -0.016601 | -0.0041616 | 0.016606 | 0.0041648 | 5.3072e-06 | 3.1129e-06 | 0.02514 | 0.02514 | 0.02514 | 0.98261 | -0.33251 | 0.98295 | -0.32581 | 6.9065
48 | 0.016601 | 0.0041616 | -0.016598 | -0.0041597 | 3.2447e-06 | 1.9032e-06 | 0.02514 | 0.02514 | 0.02514 | 0.98261 | -0.33251 | 0.9824 | -0.33662 | 6.9066
49 | -0.022265 | -0.0055831 | 0.022284 | 0.0055943 | 1.8344e-05 | 1.1194e-05 | 0.033707 | 0.033707 | 0.033707 | 0.98295 | -0.32581 | 0.98384 | -0.30853 | 9.2601
50 | -0.016665 | -0.0041785 | 0.016672 | 0.0041827 | 7.1364e-06 | 4.2062e-06 | 0.025538 | 0.025538 | 0.025538 | 0.97101 | -0.55969 | 0.97147 | -0.55071 | 7.0159
51 | 0.018482 | 0.004636 | -0.018476 | -0.0046325 | 5.8476e-06 | 3.4933e-06 | 0.028071 | 0.028071 | 0.028071 | 0.97978 | -0.38736 | 0.97945 | -0.394 | 7.7117
52 | -0.019992 | -0.0050144 | 0.019999 | 0.0050188 | 7.3198e-06 | 4.4179e-06 | 0.030363 | 0.030363 | 0.030363 | 0.97978 | -0.38736 | 0.98018 | -0.37969 | 8.3416
53 | 0.017012 | 0.0042656 | -0.017011 | -0.0042651 | 8.7371e-07 | 5.1529e-07 | 0.025847 | 0.025847 | 0.025847 | 0.97945 | -0.394 | 0.97939 | -0.39508 | 7.1007
54 | -0.11458 | -0.028909 | 0.11478 | 0.029039 | 0.00020333 | 0.00012923 | 0.17401 | 0.17401 | 0.17401 | 0.98018 | -0.37969 | 0.98207 | -0.3427 | 23.903
55 | 0.014392 | 0.0036085 | -0.014388 | -0.0036066 | 3.3873e-06 | 1.9302e-06 | 0.021866 | 0.021866 | 0.021866 | 0.97939 | -0.39508 | 0.97914 | -0.40002 | 6.0072
56 | -0.11675 | -0.029532 | 0.11694 | 0.029654 | 0.00019171 | 0.00012186 | 0.177 | 0.177 | 0.177 | 0.98207 | -0.3427 | 0.98384 | -0.30853 | 24.3129
57 | 0.0019699 | 0.00049364 | -0.0019699 | -0.0004937 | 1.8072e-08 | -5.6881e-08 | 0.0029847 | 0.0029848 | 0.0029848 | 0.98207 | -0.3427 | 0.98207 | -0.34289 | 0.81999
58 | 0.012912 | 0.0032365 | -0.01291 | -0.0032355 | 1.8429e-06 | 1.0189e-06 | 0.019622 | 0.019622 | 0.019622 | 0.97914 | -0.40002 | 0.97899 | -0.40302 | 5.3907
59 | -0.13923 | -0.035248 | 0.13954 | 0.035448 | 0.00031331 | 0.00019956 | 0.2107 | 0.2107 | 0.2107 | 0.98384 | -0.30853 | 0.98625 | -0.26178 | 28.9429
60 | 0.009008 | 0.0022576 | -0.0090072 | -0.0022572 | 8.663e-07 | 3.995e-07 | 0.013692 | 0.013692 | 0.013692 | 0.97899 | -0.40302 | 0.97888 | -0.40504 | 3.7615
61 | 0.033225 | 0.0083513 | -0.033204 | -0.0083383 | 2.0762e-05 | 1.3007e-05 | 0.050137 | 0.050137 | 0.050137 | 0.98625 | -0.26178 | 0.98558 | -0.27487 | 13.7739
62 | -0.17277 | -0.043799 | 0.17323 | 0.044097 | 0.00046624 | 0.00029746 | 0.26084 | 0.26084 | 0.26084 | 0.98625 | -0.26178 | 0.98916 | -0.20579 | 35.8298
63 | -0.019051 | -0.0047789 | 0.019052 | 0.0047795 | 8.9966e-07 | 5.409e-07 | 0.029182 | 0.029182 | 0.029182 | 0.97147 | -0.55071 | 0.97152 | -0.54972 | 8.017
64 | -0.020288 | -0.0050894 | 0.020297 | 0.0050946 | 8.7024e-06 | 5.2718e-06 | 0.031076 | 0.031076 | 0.031076 | 0.97152 | -0.54972 | 0.97197 | -0.54073 | 8.5373
65 | -0.022191 | -0.0055694 | 0.022196 | 0.0055725 | 5.1181e-06 | 3.129e-06 | 0.033976 | 0.033976 | 0.033976 | 0.97197 | -0.54073 | 0.97222 | -0.53589 | 9.3339
66 | -0.022196 | -0.0055725 | 0.022205 | 0.005578 | 9e-06 | 5.502e-06 | 0.033976 | 0.033975 | 0.033976 | 0.97222 | -0.53589 | 0.97265 | -0.5274 | 9.3339
67 | -0.023794 | -0.0059763 | 0.023802 | 0.0059806 | 7.9969e-06 | 4.3189e-06 | 0.036407 | 0.036406 | 0.036407 | 0.97265 | -0.5274 | 0.973 | -0.52036 | 5.0009
68 | 0.0027575 | 0.00069093 | -0.0027574 | -0.00069108 | 1.1402e-07 | -1.4455e-07 | 0.0041917 | 0.0041918 | 0.0041918 | 0.97888 | -0.40504 | 0.97884 | -0.4059 | 1.1516
69 | -0.0051 | -0.0012782 | 0.0051008 | 0.0012782 | 7.8623e-07 | 5.357e-08 | 0.0077047 | 0.0077046 | 0.0077047 | 0.98497 | -0.28859 | 0.98513 | -0.28535 | 2.1167
70 | -0.043244 | -0.010899 | 0.043258 | 0.010908 | 1.3518e-05 | 8.5437e-06 | 0.065341 | 0.065341 | 0.065341 | 0.98513 | -0.28535 | 0.98547 | -0.27882 | 17.9508
71 | 0.038143 | 0.0096209 | -0.038075 | -0.0095779 | 6.8245e-05 | 4.2981e-05 | 0.057636 | 0.057637 | 0.057637 | 0.98513 | -0.28535 | 0.98321 | -0.3228 | 15.8342
72 | 0.057095 | 0.014384 | -0.057026 | -0.01434 | 6.8779e-05 | 4.3712e-05 | 0.086735 | 0.086735 | 0.086735 | 0.97981 | -0.38708 | 0.97852 | -0.4123 | 23.8284
73 | -0.057095 | -0.014384 | 0.057174 | 0.014434 | 7.9092e-05 | 5.0266e-05 | 0.086735 | 0.086735 | 0.086735 | 0.97981 | -0.38708 | 0.98129 | -0.35816 | 23.8284
74 | 0.0036698 | 0.00091904 | -0.0036694 | -0.00091923 | 4.5108e-07 | -1.9645e-07 | 0.0055804 | 0.0055806 | 0.0055806 | 0.97852 | -0.4123 | 0.97839 | -0.41488 | 1.5331
75 | 0.053356 | 0.013421 | -0.053324 | -0.0134 | 3.233e-05 | 2.0527e-05 | 0.081155 | 0.081155 | 0.081155 | 0.97852 | -0.4123 | 0.97787 | -0.42499 | 22.2953
76 | -0.07085 | -0.017861 | 0.07088 | 0.017881 | 3.0679e-05 | 1.9545e-05 | 0.10747 | 0.10747 | 0.10747 | 0.98129 | -0.35816 | 0.98175 | -0.34911 | 29.5256
77 | 0.089064 | 0.022664 | -0.088705 | -0.022434 | 0.00035963 | 0.00022948 | 0.1341 | 0.1341 | 0.1341 | 0.98916 | -0.20579 | 0.9848 | -0.28993 | 36.8418
78 | -0.2623 | -0.066761 | 0.26241 | 0.066835 | 0.00011557 | 7.3863e-05 | 0.39494 | 0.39494 | 0.39494 | 0.98916 | -0.20579 | 0.98964 | -0.19666 | 54.2506
79 | 0.011701 | 0.0029347 | -0.011694 | -0.002931 | 6.9647e-06 | 3.702e-06 | 0.017681 | 0.017681 | 0.017681 | 0.9848 | -0.28993 | 0.98416 | -0.30243 | 4.8574
80 | 0.077004 | 0.0195 | -0.076786 | -0.019361 | 0.00021815 | 0.00013907 | 0.11642 | 0.11642 | 0.11642 | 0.9848 | -0.28993 | 0.98175 | -0.34911 | 31.9845
81 | -0.26554 | -0.067617 | 0.26672 | 0.068375 | 0.0011856 | 0.00075774 | 0.39964 | 0.39964 | 0.39964 | 0.98964 | -0.19666 | 0.99446 | -0.10453 | 54.8956
82 | 0.0059052 | 0.0014798 | -0.0059043 | -0.0014796 | 8.8637e-07 | 1.9425e-07 | 0.0089503 | 0.0089504 | 0.0089504 | 0.98175 | -0.34911 | 0.98159 | -0.35226 | 2.4589
83 | 0.0043087 | 0.0010797 | -0.0043083 | -0.0010798 | 4.6241e-07 | -6.9371e-08 | 0.0065316 | 0.0065318 | 0.0065318 | 0.98159 | -0.35226 | 0.98148 | -0.35452 | 1.7944
84 | 0.030171 | 0.0075781 | -0.030154 | -0.0075677 | 1.6569e-05 | 1.0333e-05 | 0.045557 | 0.045558 | 0.045558 | 0.98558 | -0.27487 | 0.98499 | -0.28639 | 12.5158
85 | 0.0075171 | 0.0018841 | -0.0075158 | -0.0018836 | 1.3158e-06 | 4.9705e-07 | 0.011366 | 0.011366 | 0.011366 | 0.98416 | -0.30243 | 0.98397 | -0.3061 | 3.1225
86 | 0.05336 | 0.013482 | -0.05325 | -0.013412 | 0.00010916 | 6.9288e-05 | 0.080429 | 0.08043 | 0.08043 | 0.98768 | -0.23605 | 0.98547 | -0.27882 | 22.096
87 | 0.014285 | 0.0035808 | -0.014284 | -0.0035804 | 7.4929e-07 | 4.2414e-07 | 0.021503 | 0.021503 | 0.021503 | 0.98855 | -0.21925 | 0.98849 | -0.22035 | 5.9073
88 | -0.097372 | -0.024673 | 0.097571 | 0.024801 | 0.00019959 | 0.00012741 | 0.14595 | 0.14595 | 0.14595 | 0.99336 | -0.12647 | 0.99559 | -0.083901 | 40.0973
89 | 0.013253 | 0.0033227 | -0.013249 | -0.0033201 | 4.6808e-06 | 2.588e-06 | 0.019879 | 0.019879 | 0.019879 | 0.99208 | -0.15116 | 0.9917 | -0.15857 | 5.4613
90 | 0.030154 | 0.0075677 | -0.030139 | -0.0075584 | 1.5e-05 | 9.3548e-06 | 0.045558 | 0.045558 | 0.045558 | 0.98499 | -0.28639 | 0.98446 | -0.29683 | 12.5158
91 | 0.022923 | 0.0057497 | -0.022916 | -0.0057456 | 6.6479e-06 | 4.067e-06 | 0.034649 | 0.034649 | 0.034649 | 0.98446 | -0.29683 | 0.98414 | -0.30291 | 9.5191
92 | 0.0018363 | 0.00046015 | -0.0018363 | -0.00046021 | 1.8863e-08 | -6.8902e-08 | 0.0027929 | 0.0027929 | 0.0027929 | 0.97834 | -0.41583 | 0.97833 | -0.41605 | 0.76729
93 | -0.0018363 | -0.00046015 | 0.0018364 | 0.00045984 | 8.3703e-08 | -3.0579e-07 | 0.0027929 | 0.0027928 | 0.0027929 | 0.97834 | -0.41583 | 0.97839 | -0.41488 | 0.76728
94 | 0.0027695 | 0.00069368 | -0.0027692 | -0.00069403 | 2.5882e-07 | -3.4987e-07 | 0.0041556 | 0.0041558 | 0.0041558 | 0.99163 | -0.15994 | 0.99153 | -0.16191 | 1.1417
95 | -0.010123 | -0.0025366 | 0.010124 | 0.002537 | 6.6103e-07 | 3.245e-07 | 0.01519 | 0.01519 | 0.01519 | 0.99163 | -0.15994 | 0.9917 | -0.15857 | 4.1732
96 | 0.0073537 | 0.001843 | -0.0073529 | -0.0018427 | 8.4512e-07 | 3.0215e-07 | 0.011035 | 0.011035 | 0.011035 | 0.99163 | -0.15994 | 0.9915 | -0.16236 | 3.0316
97 | 0.00093566 | 0.00023435 | -0.00093565 | -0.0002345 | 8.606e-09 | -1.4461e-07 | 0.0014041 | 0.0014042 | 0.0014042 | 0.9915 | -0.16236 | 0.99149 | -0.16255 | 0.38577
98 | 0.051653 | 0.012982 | -0.051638 | -0.012972 | 1.4997e-05 | 9.5172e-06 | 0.078613 | 0.078613 | 0.078613 | 0.97787 | -0.42499 | 0.97756 | -0.43107 | 21.5969
99 | -0.27025 | -0.069259 | 0.27162 | 0.070139 | 0.0013769 | 0.00088002 | 0.40492 | 0.40491 | 0.40492 | 0.99446 | -0.10453 | 1 | 0 | 55.6202
100 | 0.0099927 | 0.0025047 | -0.0099913 | -0.0025041 | 1.4216e-06 | 6.977e-07 | 0.015089 | 0.015089 | 0.015089 | 0.98547 | -0.27882 | 0.98532 | -0.28181 | 4.1453
101 | 0.0084389 | 0.0021154 | -0.0084362 | -0.0021143 | 2.7014e-06 | 1.1569e-06 | 0.012704 | 0.012704 | 0.012704 | 0.98849 | -0.22035 | 0.98815 | -0.22707 | 3.4901
102 | -0.10187 | -0.025877 | 0.10209 | 0.026022 | 0.0002274 | 0.0001452 | 0.15237 | 0.15237 | 0.15237 | 0.99559 | -0.083901 | 0.99802 | -0.037638 | 41.8607
103 | 0.010422 | 0.0026124 | -0.010419 | -0.002611 | 2.7966e-06 | 1.4083e-06 | 0.015758 | 0.015758 | 0.015758 | 0.98414 | -0.30291 | 0.98386 | -0.30854 | 4.3291
104 | 0.012494 | 0.0031332 | -0.01249 | -0.0031307 | 4.59e-06 | 2.502e-06 | 0.018892 | 0.018892 | 0.018892 | 0.98414 | -0.30291 | 0.98375 | -0.31062 | 5.1901
105 | -0.0032003 | -0.00080207 | 0.0032006 | 0.00080188 | 2.4296e-07 | -1.9561e-07 | 0.0048407 | 0.0048405 | 0.0048407 | 0.98377 | -0.31014 | 0.98386 | -0.30854 | 1.3299
106 | 0.038075 | 0.0095779 | -0.038023 | -0.0095448 | 5.2585e-05 | 3.312e-05 | 0.057637 | 0.057637 | 0.057637 | 0.98321 | -0.3228 | 0.98173 | -0.35175 | 15.8343
107 | 0.038023 | 0.0095448 | -0.037994 | -0.0095267 | 2.8773e-05 | 1.8123e-05 | 0.057637 | 0.057637 | 0.057637 | 0.98173 | -0.35175 | 0.98092 | -0.36763 | 15.8343
108 | 0.017897 | 0.0044898 | -0.017883 | -0.004482 | 1.3149e-05 | 7.8153e-06 | 0.02715 | 0.02715 | 0.02715 | 0.98092 | -0.36763 | 0.98013 | -0.38305 | 7.4589
109 | 0.0042665 | 0.0010693 | -0.0042665 | -0.0010693 | 7.2766e-08 | -1.3647e-08 | 0.0064248 | 0.0064248 | 0.0064248 | 0.98815 | -0.22707 | 0.98813 | -0.22743 | 1.7651
110 | 0.013513 | 0.0033873 | -0.01351 | -0.0033858 | 2.6374e-06 | 1.4808e-06 | 0.0206 | 0.0206 | 0.0206 | 0.97611 | -0.4596 | 0.9759 | -0.4637 | 5.6594
111 | 0.018863 | 0.0047348 | -0.018856 | -0.0047305 | 7.2205e-06 | 4.3299e-06 | 0.02875 | 0.02875 | 0.02875 | 0.97638 | -0.45422 | 0.97598 | -0.46225 | 7.8983
112 | 0.0096689 | 0.0024239 | -0.0096666 | -0.0024228 | 2.33e-06 | 1.1341e-06 | 0.014743 | 0.014743 | 0.014743 | 0.9759 | -0.4637 | 0.97565 | -0.46876 | 4.0503
113 | 0.0038415 | 0.00096195 | -0.003841 | -0.00096214 | 5.4835e-07 | -1.8153e-07 | 0.0058571 | 0.0058573 | 0.0058573 | 0.9759 | -0.4637 | 0.97575 | -0.4667 | 1.6092
114 | 0.017884 | 0.004487 | -0.017878 | -0.0044834 | 6.0217e-06 | 3.5841e-06 | 0.027269 | 0.027269 | 0.027269 | 0.97598 | -0.46225 | 0.97562 | -0.46932 | 7.4914
115 | 0.0073679 | 0.0018466 | -0.0073664 | -0.0018461 | 1.485e-06 | 5.5886e-07 | 0.011237 | 0.011237 | 0.011237 | 0.97565 | -0.46876 | 0.97543 | -0.47299 | 3.0872
116 | 0.0026287 | 0.00065831 | -0.0026286 | -0.00065851 | 1.394e-07 | -1.9972e-07 | 0.0040086 | 0.0040087 | 0.0040087 | 0.97575 | -0.4667 | 0.97569 | -0.46781 | 1.1013
117 | 0.016424 | 0.0041189 | -0.016419 | -0.004116 | 5.0163e-06 | 2.9443e-06 | 0.025051 | 0.025051 | 0.025051 | 0.97562 | -0.46932 | 0.97529 | -0.47573 | 6.8821
118 | -0.0098315 | -0.0024636 | 0.0098321 | 0.0024639 | 5.8722e-07 | 2.8909e-07 | 0.015005 | 0.015005 | 0.015005 | 0.97493 | -0.48277 | 0.975 | -0.48152 | 4.1224
119 | 0.0075475 | 0.0018912 | -0.007547 | -0.001891 | 4.3048e-07 | 1.6764e-07 | 0.011519 | 0.011519 | 0.011519 | 0.97493 | -0.48277 | 0.97487 | -0.48397 | 3.1647
120 | -0.014933 | -0.0037423 | 0.014937 | 0.0037447 | 4.123e-06 | 2.3746e-06 | 0.02279 | 0.02279 | 0.02279 | 0.975 | -0.48152 | 0.97529 | -0.47573 | 6.2611
121 | 0.0019644 | 0.00049184 | -0.0019643 | -0.00049199 | 4.9473e-08 | -1.5132e-07 | 0.0029982 | 0.0029982 | 0.0029982 | 0.97487 | -0.48397 | 0.97485 | -0.4845 | 0.82369
122 | 0.0019643 | 0.00049199 | -0.0019643 | -0.00049216 | 5.556e-08 | -1.6991e-07 | 0.0029982 | 0.0029983 | 0.0029983 | 0.97485 | -0.4845 | 0.97482 | -0.48509 | 0.82371
123 | 0.0019643 | 0.00049216 | -0.0019642 | -0.00049228 | 3.8263e-08 | -1.17e-07 | 0.0029983 | 0.0029984 | 0.0029984 | 0.97482 | -0.48509 | 0.9748 | -0.4855 | 0.82373
124 | -0.0052685 | -0.0013204 | 0.0052694 | 0.0013205 | 8.9665e-07 | 9.6469e-08 | 0.0079722 | 0.007972 | 0.0079722 | 0.98337 | -0.31796 | 0.98356 | -0.31439 | 2.1902
125 | -0.012487 | -0.0031295 | 0.01249 | 0.0031307 | 2.2402e-06 | 1.2212e-06 | 0.018892 | 0.018892 | 0.018892 | 0.98356 | -0.31439 | 0.98375 | -0.31062 | 5.1901
126 | -0.10321 | -0.026302 | 0.1034 | 0.026422 | 0.00018783 | 0.00011994 | 0.15404 | 0.15404 | 0.15404 | 0.99802 | -0.037638 | 1 | 0 | 42.318
127 | -0.0011553 | -0.00028955 | 0.0011554 | 0.00028929 | 2.6433e-08 | -2.6664e-07 | 0.001762 | 0.0017619 | 0.001762 | 0.97567 | -0.46829 | 0.97569 | -0.46781 | 0.48407
128 | -0.0037825 | -0.000948 | 0.0037827 | 0.00094793 | 1.9057e-07 | -6.8526e-08 | 0.0057706 | 0.0057705 | 0.0057706 | 0.97538 | -0.47405 | 0.97543 | -0.47299 | 1.5853

## res_trafo
| p_hv_mw | q_hv_mvar | p_lv_mw | q_lv_mvar | pl_mw | ql_mvar | i_hv_ka | i_lv_ka | vm_hv_pu | va_hv_degree | vm_lv_pu | va_lv_degree | loading_percent
0 | -1.2729e-15 | -1.3162e-15 | 0.00165 | 1.2699e-07 | 0.00165 | 1.2699e-07 | 5.2857e-17 | 0.0023815 | 0.99998 | 149.9956 | 1 | 0 | 0.2619

## res_ext_grid
| p_mw | q_mvar
0 | 0.38039 | 0.097492

## res_load
| p_mw | q_mvar
0 | 0.0022368 | 0.0005606
1 | 0.0065214 | 0.0016344
2 | 0.0014097 | 0.0003533
3 | 0.0015858 | 0.00039743
4 | 0.0017115 | 0.00042894
5 | 0.0024535 | 0.00061491
6 | 0.0018044 | 0.00045223
7 | 0.0010806 | 0.00027082
8 | 0.0023251 | 0.00058272
9 | 0.0022107 | 0.00055407
10 | 0.0019089 | 0.00047841
11 | 0.0024006 | 0.00060166
12 | 0.002208 | 0.00055338
13 | 0.0024143 | 0.00060507
14 | 0.0023111 | 0.00057922
15 | 0.0032529 | 0.00081526
16 | 0.004372 | 0.0010957
17 | 0.0042513 | 0.0010655
18 | 0.0065363 | 0.0016382
19 | 0.0076768 | 0.001924
20 | 0.0041653 | 0.0010439
21 | 0.0048541 | 0.0012165
22 | 0.0047146 | 0.0011816
23 | 0.0016151 | 0.00040479
24 | 0.0052165 | 0.0013074
25 | 0.0026788 | 0.00067137
26 | 0.0027763 | 0.00069581
27 | 0.0016778 | 0.0004205
28 | 0.002214 | 0.00055489
29 | 0.0056593 | 0.0014183
30 | 0.016598 | 0.0041597
31 | 0.0020929 | 0.00052453
32 | 0.0015096 | 0.00037835
33 | 0.001464 | 0.00036691
34 | 0.0026197 | 0.00065656
35 | 0.0014768 | 0.00037011
36 | 0.0019699 | 0.0004937
37 | 0.0039017 | 0.00097785
38 | 0.0023791 | 0.00059626
39 | 0.0012365 | 0.00030989
40 | 0.0018942 | 0.00047473
41 | 0.0077592 | 0.0019446
42 | 0.0015892 | 0.00039829
43 | 0.0062496 | 0.0015663
44 | 0.0051 | 0.0012782
45 | 0.0027574 | 0.00069108
46 | 0.013676 | 0.0034275
47 | 0.0031229 | 0.00078267
48 | 0.0015956 | 0.0003999
49 | 0.0030333 | 0.00076023
50 | 0.0041769 | 0.0010468
51 | 0.0043844 | 0.0010988
52 | 0.0054047 | 0.0013545
53 | 0.001887 | 0.00047292
54 | 0.0043846 | 0.0010989
55 | 0.0072168 | 0.0018087
56 | 0.0018363 | 0.00046021
57 | 0.001833 | 0.00045939
58 | 0.0027692 | 0.00069403
59 | 0.0031249 | 0.00078318
60 | 0.0064172 | 0.0016083
61 | 0.0016708 | 0.00041874
62 | 0.003526 | 0.0008837
63 | 0.0043083 | 0.0010798
64 | 0.0075158 | 0.0018836
65 | 0.0058451 | 0.0014649
66 | 0.0042946 | 0.0010763
67 | 0.0032003 | 0.00080207
68 | 0.0072184 | 0.0018091
69 | 0.0099913 | 0.0025041
70 | 0.020097 | 0.0050368
71 | 0.00093565 | 0.0002345
72 | 0.0041697 | 0.001045
73 | 0.0042665 | 0.0010693
74 | 0.0036916 | 0.00092521
75 | 0.0011843 | 0.00029681
76 | 0.00085688 | 0.00021475
77 | 0.00097152 | 0.00024349
78 | 0.0022987 | 0.00057612
79 | 0.0012123 | 0.00030382
80 | 0.0014543 | 0.00036448
81 | 0.0022841 | 0.00057245
82 | 0.005101 | 0.0012784
83 | 0.0055827 | 0.0013991
84 | 0.0014816 | 0.00037132
85 | 0.0019642 | 0.00049228
86 | 0.0052685 | 0.0013204
87 | 0.0072179 | 0.001809
88 | 0.0011166 | 0.00027985
89 | 0.017883 | 0.004482
90 | 0.003716 | 0.00093132
91 | 0.0011553 | 0.00028955
92 | 0.0014732 | 0.00036923
93 | 0.0037825 | 0.000948
94 | 0.0035836 | 0.00089814

## dtypes
| element | column | dtype
0 | bus | name | object
1 | bus | vn_kv | float64
2 | bus | type | object
3 | bus | zone | object
4 | bus | in_service | bool
5 | load | name | object
6 | load | bus | uint32
7 | load | p_mw | float64
8 | load | q_mvar | float64
9 | load | const_z_percent | float64
10 | load | const_i_percent | float64
11 | load | sn_mva | float64
12 | load | scaling | float64
13 | load | in_service | bool
14 | load | type | object
15 | ext_grid | name | object
16 | ext_grid | bus | uint32
17 | ext_grid | vm_pu | float64
18 | ext_grid | va_degree | float64
19 | ext_grid | slack_weight | float64
20 | ext_grid | in_service | bool
21 | line | name | object
22 | line | std_type | object
23 | line | from_bus | uint32
24 | line | to_bus | uint32
25 | line | length_km | float64
26 | line | r_ohm_per_km | float64
27 | line | x_ohm_per_km | float64
28 | line | c_nf_per_km | float64
29 | line | g_us_per_km | float64
30 | line | max_i_ka | float64
31 | line | df | float64
32 | line | parallel | uint32
33 | line | type | object
34 | line | in_service | bool
35 | trafo | name | object
36 | trafo | std_type | object
37 | trafo | hv_bus | uint32
38 | trafo | lv_bus | uint32
39 | trafo | sn_mva | float64
40 | trafo | vn_hv_kv | float64
41 | trafo | vn_lv_kv | float64
42 | trafo | vk_percent | float64
43 | trafo | vkr_percent | float64
44 | trafo | pfe_kw | float64
45 | trafo | i0_percent | float64
46 | trafo | shift_degree | float64
47 | trafo | tap_side | object
48 | trafo | tap_neutral | int32
49 | trafo | tap_min | int32
50 | trafo | tap_max | int32
51 | trafo | tap_step_percent | float64
52 | trafo | tap_step_degree | float64
53 | trafo | tap_pos | int32
54 | trafo | tap_phase_shifter | bool
55 | trafo | parallel | uint32
56 | trafo | df | float64
57 | trafo | in_service | bool
58 | line_geodata | coords | object
59 | bus_geodata | x | float64
60 | bus_geodata | y | float64
61 | bus_geodata | coords | object
62 | res_bus | vm_pu | float64
63 | res_bus | va_degree | float64
64 | res_bus | p_mw | float64
65 | res_bus | q_mvar | float64
66 | res_line | p_from_mw | float64
67 | res_line | q_from_mvar | float64
68 | res_line | p_to_mw | float64
69 | res_line | q_to_mvar | float64
70 | res_line | pl_mw | float64
71 | res_line | ql_mvar | float64
72 | res_line | i_from_ka | float64
73 | res_line | i_to_ka | float64
74 | res_line | i_ka | float64
75 | res_line | vm_from_pu | float64
76 | res_line | va_from_degree | float64
77 | res_line | vm_to_pu | float64
78 | res_line | va_to_degree | float64
79 | res_line | loading_percent | float64
80 | res_trafo | p_hv_mw | float64
81 | res_trafo | q_hv_mvar | float64
82 | res_trafo | p_lv_mw | float64
83 | res_trafo | q_lv_mvar | float64
84 | res_trafo | pl_mw | float64
85 | res_trafo | ql_mvar | float64
86 | res_trafo | i_hv_ka | float64
87 | res_trafo | i_lv_ka | float64
88 | res_trafo | vm_hv_pu | float64
89 | res_trafo | va_hv_degree | float64
90 | res_trafo | vm_lv_pu | float64
91 | res_trafo | va_lv_degree | float64
92 | res_trafo | loading_percent | float64
93 | res_ext_grid | p_mw | float64
94 | res_ext_grid | q_mvar | float64
95 | res_load | p_mw | float64
96 | res_load | q_mvar | float64

## parameters
| version | format_version | converged | OPF_converged | name | f_hz | sn_mva
0 | 2.14.6 | 2.14.0 | TRUE | FALSE |  | 50 | 1