## bus
| name | vn_kv | type | zone | in_service
0 | bus_LV_2473-1_0_5_node_0 | 0.4 | n |  | TRUE
1 | bus_LV_2473-1_0_5_node_1 | 0.4 | n |  | TRUE
2 | bus_LV_2473-1_0_5_node_2 | 0.4 | n |  | TRUE
3 | bus_LV_2473-1_0_5_node_3 | 0.4 | n |  | TRUE
4 | bus_LV_2473-1_0_5_node_78 | 0.4 | n |  | TRUE
5 | bus_LV_2473-1_0_5_node_4 | 0.4 | n |  | TRUE
6 | bus_LV_2473-1_0_5_node_5 | 0.4 | n |  | TRUE
7 | bus_LV_2473-1_0_5_node_77 | 0.4 | n |  | TRUE
8 | bus_LV_2473-1_0_5_node_68 | 0.4 | n |  | TRUE
9 | bus_LV_2473-1_0_5_node_6 | 0.4 | n |  | TRUE
10 | bus_LV_2473-1_0_5_node_58 | 0.4 | n |  | TRUE
11 | bus_LV_2473-1_0_5_node_9 | 0.4 | n |  | TRUE
12 | bus_LV_2473-1_0_5_node_55 | 0.4 | n |  | TRUE
13 | bus_LV_2473-1_0_5_node_130 | 0.4 | n |  | TRUE
14 | bus_LV_2473-1_0_5_node_7 | 0.4 | n |  | TRUE
15 | bus_LV_2473-1_0_5_node_57 | 0.4 | n |  | TRUE
16 | bus_LV_2473-1_0_5_node_122 | 0.4 | n |  | TRUE
17 | bus_LV_2473-1_0_5_node_28 | 0.4 | n |  | TRUE
18 | bus_LV_2473-1_0_5_node_53 | 0.4 | n |  | TRUE
19 | bus_LV_2473-1_0_5_node_97 | 0.4 | n |  | TRUE
20 | bus_LV_2473-1_0_5_node_10 | 0.4 | n |  | TRUE
21 | bus_LV_2473-1_0_5_node_11 | 0.4 | n |  | TRUE
22 | bus_LV_2473-1_0_5_node_12 | 0.4 | n |  | TRUE
23 | bus_LV_2473-1_0_5_node_13 | 0.4 | n |  | TRUE
24 | bus_LV_2473-1_0_5_node_14 | 0.4 | n |  | TRUE
25 | bus_LV_2473-1_0_5_node_15 | 0.4 | n |  | TRUE
26 | bus_LV_2473-1_0_5_node_21 | 0.4 | n |  | TRUE
27 | bus_LV_2473-1_0_5_node_98 | 0.4 | n |  | TRUE
28 | bus_LV_2473-1_0_5_node_41 | 0.4 | n |  | TRUE
29 | bus_LV_2473-1_0_5_node_117 | 0.4 | n |  | TRUE
30 | bus_LV_2473-1_0_5_node_121 | 0.4 | n |  | TRUE
31 | bus_LV_2473-1_0_5_node_43 | 0.4 | n |  | TRUE
32 | bus_LV_2473-1_0_5_node_39 | 0.4 | n |  | TRUE
33 | bus_LV_2473-1_0_5_node_115 | 0.4 | n |  | TRUE
34 | bus_LV_2473-1_0_5_node_16 | 0.4 | n |  | TRUE
35 | bus_LV_2473-1_0_5_node_17 | 0.4 | n |  | TRUE
36 | bus_LV_2473-1_0_5_node_18 | 0.4 | n |  | TRUE
37 | bus_LV_2473-1_0_5_node_19 | 0.4 | n |  | TRUE
38 | bus_LV_2473-1_0_5_node_20 | 0.4 | n |  | TRUE
39 | bus_LV_2473-1_0_5_node_123 | 0.4 | n |  | TRUE
40 | bus_LV_2473-1_0_5_node_118 | 0.4 | n |  | TRUE
41 | bus_LV_2473-1_0_5_node_56 | 0.4 | n |  | TRUE
42 | bus_LV_2473-1_0_5_node_59 | 0.4 | n |  | TRUE
43 | bus_LV_2473-1_0_5_node_54 | 0.4 | n |  | TRUE
44 | bus_LV_2473-1_0_5_node_60 | 0.4 | n |  | TRUE
45 | bus_LV_2473-1_0_5_node_120 | 0.4 | n |  | TRUE
46 | bus_LV_2473-1_0_5_node_22 | 0.4 | n |  | TRUE
47 | bus_LV_2473-1_0_5_node_23 | 0.4 | n |  | TRUE
48 | bus_LV_2473-1_0_5_node_24 | 0.4 | n |  | TRUE
49 | bus_LV_2473-1_0_5_node_25 | 0.4 | n |  | TRUE
50 | bus_LV_2473-1_0_5_node_26 | 0.4 | n |  | TRUE
51 | bus_LV_2473-1_0_5_node_27 | 0.4 | n |  | TRUE
52 | bus_LV_2473-1_0_5_node_44 | 0.4 | n |  | TRUE
53 | bus_LV_2473-1_0_5_node_50 | 0.4 | n |  | TRUE
54 | bus_LV_2473-1_0_5_node_126 | 0.4 | n |  | TRUE
55 | bus_LV_2473-1_0_5_node_45 | 0.4 | n |  | TRUE
56 | bus_LV_2473-1_0_5_node_48 | 0.4 | n |  | TRUE
57 | bus_LV_2473-1_0_5_node_114 | 0.4 | n |  | TRUE
58 | bus_LV_2473-1_0_5_node_29 | 0.4 | n |  | TRUE
59 | bus_LV_2473-1_0_5_node_30 | 0.4 | n |  | TRUE
60 | bus_LV_2473-1_0_5_node_31 | 0.4 | n |  | TRUE
61 | bus_LV_2473-1_0_5_node_32 | 0.4 | n |  | TRUE
62 | bus_LV_2473-1_0_5_node_33 | 0.4 | n |  | TRUE
63 | bus_LV_2473-1_0_5_node_119 | 0.4 | n |  | TRUE
64 | bus_LV_2473-1_0_5_node_137 | 0.4 | n |  | TRUE
65 | bus_LV_2473-1_0_5_node_34 | 0.4 | n |  | TRUE
66 | bus_LV_2473-1_0_5_node_35 | 0.4 | n |  | TRUE
67 | bus_LV_2473-1_0_5_node_36 | 0.4 | n |  | TRUE
68 | bus_LV_2473-1_0_5_node_37 | 0.4 | n |  | TRUE
69 | bus_LV_2473-1_0_5_node_38 | 0.4 | n |  | TRUE
70 | bus_LV_2473-1_0_5_node_66 | 0.4 | n |  | TRUE
71 | bus_LV_2473-1_0_5_node_64 | 0.4 | n |  | TRUE
72 | bus_LV_2473-1_0_5_node_67 | 0.4 | n |  | TRUE
73 | bus_LV_2473-1_0_5_node_62 | 0.4 | n |  | TRUE
74 | bus_LV_2473-1_0_5_node_40 | 0.4 | n |  | TRUE
75 | bus_LV_2473-1_0_5_node_42 | 0.4 | n |  | TRUE
76 | bus_LV_2473-1_0_5_node_105 | 0.4 | n |  | TRUE
77 | bus_LV_2473-1_0_5_node_108 | 0.4 | n |  | TRUE
78 | bus_LV_2473-1_0_5_node_75 | 0.4 | n |  | TRUE
79 | bus_LV_2473-1_0_5_node_107 | 0.4 | n |  | TRUE
80 | bus_LV_2473-1_0_5_node_46 | 0.4 | n |  | TRUE
81 | bus_LV_2473-1_0_5_node_47 | 0.4 | n |  | TRUE
82 | bus_LV_2473-1_0_5_node_49 | 0.4 | n |  | TRUE
83 | bus_LV_2473-1_0_5_node_51 | 0.4 | n |  | TRUE
84 | bus_LV_2473-1_0_5_node_61 | 0.4 | n |  | TRUE
85 | bus_LV_2473-1_0_5_node_131 | 0.4 | n |  | TRUE
86 | bus_LV_2473-1_0_5_node_52 | 0.4 | n |  | TRUE
87 | bus_LV_2473-1_0_5_node_134 | 0.4 | n |  | TRUE
88 | bus_LV_2473-1_0_5_node_63 | 0.4 | n |  | TRUE
89 | bus_LV_2473-1_0_5_node_65 | 0.4 | n |  | TRUE
90 | bus_LV_2473-1_0_5_node_76 | 0.4 | n |  | TRUE
91 | bus_LV_2473-1_0_5_node_106 | 0.4 | n |  | TRUE
92 | bus_LV_2473-1_0_5_node_69 | 0.4 | n |  | TRUE
93 | bus_LV_2473-1_0_5_node_70 | 0.4 | n |  | TRUE
94 | bus_LV_2473-1_0_5_node_71 | 0.4 | n |  | TRUE
95 | bus_LV_2473-1_0_5_node_72 | 0.4 | n |  | TRUE
96 | bus_LV_2473-1_0_5_node_73 | 0.4 | n |  | TRUE
97 | bus_LV_2473-1_0_5_node_74 | 0.4 | n |  | TRUE
98 | bus_LV_2473-1_0_5_node_124 | 0.4 | n |  | TRUE
99 | bus_LV_2473-1_0_5_node_113 | 0.4 | n |  | TRUE
100 | bus_LV_2473-1_0_5_node_88 | 0.4 | n |  | TRUE
101 | bus_LV_2473-1_0_5_node_111 | 0.4 | n |  | TRUE
102 | bus_LV_2473-1_0_5_node_86 | 0.4 | n |  | TRUE
103 | bus_LV_2473-1_0_5_node_104 | 0.4 | n |  | TRUE
104 | bus_LV_2473-1_0_5_node_79 | 0.4 | n |  | TRUE
105 | bus_LV_2473-1_0_5_node_80 | 0.4 | n |  | TRUE
106 | bus_LV_2473-1_0_5_node_129 | 0.4 | n |  | TRUE
107 | bus_LV_2473-1_0_5_node_132 | 0.4 | n |  | TRUE
108 | bus_LV_2473-1_0_5_node_128 | 0.4 | n |  | TRUE
109 | bus_LV_2473-1_0_5_node_81 | 0.4 | n |  | TRUE
110 | bus_LV_2473-1_0_5_node_82 | 0.4 | n |  | TRUE
111 | bus_LV_2473-1_0_5_node_84 | 0.4 | n |  | TRUE
112 | bus_LV_2473-1_0_5_node_125 | 0.4 | n |  | TRUE
113 | bus_LV_2473-1_0_5_node_85 | 0.4 | n |  | TRUE
114 | bus_LV_2473-1_0_5_node_87 | 0.4 | n |  | TRUE
115 | bus_LV_2473-1_0_5_node_89 | 0.4 | n |  | TRUE
116 | bus_LV_2473-1_0_5_node_90 | 0.4 | n |  | TRUE
117 | bus_LV_2473-1_0_5_node_103 | 0.4 | n |  | TRUE
118 | bus_LV_2473-1_0_5_node_91 | 0.4 | n |  | TRUE
119 | bus_LV_2473-1_0_5_node_92 | 0.4 | n |  | TRUE
120 | bus_LV_2473-1_0_5_node_93 | 0.4 | n |  | TRUE
121 | bus_LV_2473-1_0_5_node_94 | 0.4 | n |  | TRUE
122 | bus_LV_2473-1_0_5_node_95 | 0.4 | n |  | TRUE
123 | bus_LV_2473-1_0_5_node_96 | 0.4 | n |  | TRUE
124 | bus_LV_2473-1_0_5_node_102 | 0.4 | n |  | TRUE
125 | bus_LV_2473-1_0_5_node_99 | 0.4 | n |  | TRUE
126 | bus_LV_2473-1_0_5_node_138 | 0.4 | n |  | TRUE
127 | bus_LV_2473-1_0_5_node_109 | 0.4 | n |  | TRUE
128 | bus_LV_2473-1_0_5_node_112 | 0.4 | n |  | TRUE
129 | bus_LV_2473-1_0_5_node_127 | 0.4 | n |  | TRUE
130 | bus_LV_2473-1_0_5_node_133 | 0.4 | n |  | TRUE
131 | bus_LV_2473-1_0_5_node_116 | 0.4 | n |  | TRUE
132 | bus_LV_2473-1_0_5_node_135 | 0.4 | n |  | TRUE
133 | bus_MV_286_0_node_41 | 20 | n |  | TRUE

## load
| name | bus | p_mw | q_mvar | const_z_percent | const_i_percent | sn_mva | scaling | in_service | type
0 | LV_2473-1_0_5_load_0 | 0 | 0.0022577 | 0.00056583 | 0 | 0 |  | 1 | TRUE | wye
1 | LV_2473-1_0_5_load_1 | 1 | 0.0037769 | 0.00094659 | 0 | 0 |  | 1 | TRUE | wye
2 | LV_2473-1_0_5_load_3 | 3 | 0.0020534 | 0.00051463 | 0 | 0 |  | 1 | TRUE | wye
3 | LV_2473-1_0_5_load_78 | 4 | 0.0037813 | 0.00094769 | 0 | 0 |  | 1 | TRUE | wye
4 | LV_2473-1_0_5_load_5 | 6 | 0.0013041 | 0.00032683 | 0 | 0 |  | 1 | TRUE | wye
5 | LV_2473-1_0_5_load_77 | 7 | 0.0038408 | 0.0009626 | 0 | 0 |  | 1 | TRUE | wye
6 | LV_2473-1_0_5_load_68 | 8 | 0.0024595 | 0.00061642 | 0 | 0 |  | 1 | TRUE | wye
7 | LV_2473-1_0_5_load_6 | 9 | 0.0026695 | 0.00066905 | 0 | 0 |  | 1 | TRUE | wye
8 | LV_2473-1_0_5_load_58 | 10 | 0.0029704 | 0.00074445 | 0 | 0 |  | 1 | TRUE | wye
9 | LV_2473-1_0_5_load_55 | 12 | 0.0033529 | 0.00084032 | 0 | 0 |  | 1 | TRUE | wye
10 | LV_2473-1_0_5_load_7 | 14 | 0.0015444 | 0.00038707 | 0 | 0 |  | 1 | TRUE | wye
11 | LV_2473-1_0_5_load_57 | 15 | 0.0013126 | 0.00032897 | 0 | 0 |  | 1 | TRUE | wye
12 | LV_2473-1_0_5_load_122 | 16 | 0.0020317 | 0.00050918 | 0 | 0 |  | 1 | TRUE | wye
13 | LV_2473-1_0_5_load_28 | 17 | 0.0040595 | 0.0010174 | 0 | 0 |  | 1 | TRUE | wye
14 | LV_2473-1_0_5_load_53 | 18 | 0.0097957 | 0.002455 | 0 | 0 |  | 1 | TRUE | wye
15 | LV_2473-1_0_5_load_97 | 19 | 0.00084899 | 0.00021278 | 0 | 0 |  | 1 | TRUE | wye
16 | LV_2473-1_0_5_load_10 | 20 | 0.0029568 | 0.00074103 | 0 | 0 |  | 1 | TRUE | wye
17 | LV_2473-1_0_5_load_11 | 21 | 0.0033923 | 0.00085018 | 0 | 0 |  | 1 | TRUE | wye
18 | LV_2473-1_0_5_load_13 | 23 | 0.0033345 | 0.0008357 | 0 | 0 |  | 1 | TRUE | wye
19 | LV_2473-1_0_5_load_14 | 24 | 0.0046575 | 0.0011673 | 0 | 0 |  | 1 | TRUE | wye
20 | LV_2473-1_0_5_load_21 | 26 | 0.0032444 | 0.00081312 | 0 | 0 |  | 1 | TRUE | wye
21 | LV_2473-1_0_5_load_98 | 27 | 0.0023182 | 0.00058099 | 0 | 0 |  | 1 | TRUE | wye
22 | LV_2473-1_0_5_load_117 | 29 | 0.0049978 | 0.0012526 | 0 | 0 |  | 1 | TRUE | wye
23 | LV_2473-1_0_5_load_121 | 30 | 0.0044718 | 0.0011207 | 0 | 0 |  | 1 | TRUE | wye
24 | LV_2473-1_0_5_load_43 | 31 | 0.0024788 | 0.00062126 | 0 | 0 |  | 1 | TRUE | wye
25 | LV_2473-1_0_5_load_39 | 32 | 0.0020457 | 0.0005127 | 0 | 0 |  | 1 | TRUE | wye
26 | LV_2473-1_0_5_load_115 | 33 | 0.0031013 | 0.00077726 | 0 | 0 |  | 1 | TRUE | wye
27 | LV_2473-1_0_5_load_16 | 34 | 0.0035227 | 0.00088287 | 0 | 0 |  | 1 | TRUE | wye
28 | LV_2473-1_0_5_load_20 | 38 | 0.0033433 | 0.00083792 | 0 | 0 |  | 1 | TRUE | wye
29 | LV_2473-1_0_5_load_123 | 39 | 0.0032487 | 0.0008142 | 0 | 0 |  | 1 | TRUE | wye
30 | LV_2473-1_0_5_load_118 | 40 | 0.0072255 | 0.0018109 | 0 | 0 |  | 1 | TRUE | wye
31 | LV_2473-1_0_5_load_56 | 41 | 0.040797 | 0.010225 | 0 | 0 |  | 1 | TRUE | wye
32 | LV_2473-1_0_5_load_59 | 42 | 0.0017935 | 0.0004495 | 0 | 0 |  | 1 | TRUE | wye
33 | LV_2473-1_0_5_load_54 | 43 | 0.013712 | 0.0034366 | 0 | 0 |  | 1 | TRUE | wye
34 | LV_2473-1_0_5_load_60 | 44 | 0.0018013 | 0.00045145 | 0 | 0 |  | 1 | TRUE | wye
35 | LV_2473-1_0_5_load_120 | 45 | 0.0064427 | 0.0016147 | 0 | 0 |  | 1 | TRUE | wye
36 | LV_2473-1_0_5_load_22 | 46 | 0.0051331 | 0.0012865 | 0 | 0 |  | 1 | TRUE | wye
37 | LV_2473-1_0_5_load_23 | 47 | 0.0062693 | 0.0015712 | 0 | 0 |  | 1 | TRUE | wye
38 | LV_2473-1_0_5_load_25 | 49 | 0.0027374 | 0.00068606 | 0 | 0 |  | 1 | TRUE | wye
39 | LV_2473-1_0_5_load_26 | 50 | 0.0016128 | 0.00040422 | 0 | 0 |  | 1 | TRUE | wye
40 | LV_2473-1_0_5_load_27 | 51 | 0.0024108 | 0.0006042 | 0 | 0 |  | 1 | TRUE | wye
41 | LV_2473-1_0_5_load_44 | 52 | 0.0015348 | 0.00038467 | 0 | 0 |  | 1 | TRUE | wye
42 | LV_2473-1_0_5_load_50 | 53 | 0.0024497 | 0.00061396 | 0 | 0 |  | 1 | TRUE | wye
43 | LV_2473-1_0_5_load_126 | 54 | 0.001861 | 0.0004664 | 0 | 0 |  | 1 | TRUE | wye
44 | LV_2473-1_0_5_load_45 | 55 | 0.0030427 | 0.00076257 | 0 | 0 |  | 1 | TRUE | wye
45 | LV_2473-1_0_5_load_48 | 56 | 0.0023492 | 0.00058876 | 0 | 0 |  | 1 | TRUE | wye
46 | LV_2473-1_0_5_load_29 | 58 | 0.0056533 | 0.0014169 | 0 | 0 |  | 1 | TRUE | wye
47 | LV_2473-1_0_5_load_30 | 59 | 0.0057034 | 0.0014294 | 0 | 0 |  | 1 | TRUE | wye
48 | LV_2473-1_0_5_load_31 | 60 | 0.0056952 | 0.0014273 | 0 | 0 |  | 1 | TRUE | wye
49 | LV_2473-1_0_5_load_32 | 61 | 0.0056876 | 0.0014254 | 0 | 0 |  | 1 | TRUE | wye
50 | LV_2473-1_0_5_load_33 | 62 | 0.0056533 | 0.0014169 | 0 | 0 |  | 1 | TRUE | wye
51 | LV_2473-1_0_5_load_119 | 63 | 0.009952 | 0.0024942 | 0 | 0 |  | 1 | TRUE | wye
52 | LV_2473-1_0_5_load_137 | 64 | 0.0056952 | 0.0014273 | 0 | 0 |  | 1 | TRUE | wye
53 | LV_2473-1_0_5_load_34 | 65 | 0.0093983 | 0.0023554 | 0 | 0 |  | 1 | TRUE | wye
54 | LV_2473-1_0_5_load_35 | 66 | 0.0038989 | 0.00097716 | 0 | 0 |  | 1 | TRUE | wye
55 | LV_2473-1_0_5_load_37 | 68 | 0.0054635 | 0.0013693 | 0 | 0 |  | 1 | TRUE | wye
56 | LV_2473-1_0_5_load_38 | 69 | 0.0069325 | 0.0017375 | 0 | 0 |  | 1 | TRUE | wye
57 | LV_2473-1_0_5_load_66 | 70 | 0.0020273 | 0.00050809 | 0 | 0 |  | 1 | TRUE | wye
58 | LV_2473-1_0_5_load_64 | 71 | 0.0033238 | 0.00083303 | 0 | 0 |  | 1 | TRUE | wye
59 | LV_2473-1_0_5_load_67 | 72 | 0.0033643 | 0.00084318 | 0 | 0 |  | 1 | TRUE | wye
60 | LV_2473-1_0_5_load_62 | 73 | 0.0020788 | 0.000521 | 0 | 0 |  | 1 | TRUE | wye
61 | LV_2473-1_0_5_load_40 | 74 | 0.0020349 | 0.00051 | 0 | 0 |  | 1 | TRUE | wye
62 | LV_2473-1_0_5_load_42 | 75 | 0.0027133 | 0.00068002 | 0 | 0 |  | 1 | TRUE | wye
63 | LV_2473-1_0_5_load_105 | 76 | 0.0023729 | 0.00059471 | 0 | 0 |  | 1 | TRUE | wye
64 | LV_2473-1_0_5_load_108 | 77 | 0.002619 | 0.00065638 | 0 | 0 |  | 1 | TRUE | wye
65 | LV_2473-1_0_5_load_75 | 78 | 0.0035614 | 0.00089258 | 0 | 0 |  | 1 | TRUE | wye
66 | LV_2473-1_0_5_load_107 | 79 | 0.004139 | 0.0010373 | 0 | 0 |  | 1 | TRUE | wye
67 | LV_2473-1_0_5_load_46 | 80 | 0.0018969 | 0.0004754 | 0 | 0 |  | 1 | TRUE | wye
68 | LV_2473-1_0_5_load_47 | 81 | 0.0017993 | 0.00045095 | 0 | 0 |  | 1 | TRUE | wye
69 | LV_2473-1_0_5_load_49 | 82 | 0.001499 | 0.00037569 | 0 | 0 |  | 1 | TRUE | wye
70 | LV_2473-1_0_5_load_51 | 83 | 0.0051483 | 0.0012903 | 0 | 0 |  | 1 | TRUE | wye
71 | LV_2473-1_0_5_load_61 | 84 | 0.0025645 | 0.00064272 | 0 | 0 |  | 1 | TRUE | wye
72 | LV_2473-1_0_5_load_131 | 85 | 0.0071626 | 0.0017951 | 0 | 0 |  | 1 | TRUE | wye
73 | LV_2473-1_0_5_load_52 | 86 | 0.086086 | 0.021575 | 0 | 0 |  | 1 | TRUE | wye
74 | LV_2473-1_0_5_load_134 | 87 | 0.0056952 | 0.0014273 | 0 | 0 |  | 1 | TRUE | wye
75 | LV_2473-1_0_5_load_63 | 88 | 0.001403 | 0.00035161 | 0 | 0 |  | 1 | TRUE | wye
76 | LV_2473-1_0_5_load_76 | 90 | 0.0019057 | 0.00047762 | 0 | 0 |  | 1 | TRUE | wye
77 | LV_2473-1_0_5_load_106 | 91 | 0.0026008 | 0.00065181 | 0 | 0 |  | 1 | TRUE | wye
78 | LV_2473-1_0_5_load_69 | 92 | 0.0013382 | 0.0003354 | 0 | 0 |  | 1 | TRUE | wye
79 | LV_2473-1_0_5_load_70 | 93 | 0.0013293 | 0.00033316 | 0 | 0 |  | 1 | TRUE | wye
80 | LV_2473-1_0_5_load_72 | 95 | 0.0015185 | 0.00038056 | 0 | 0 |  | 1 | TRUE | wye
81 | LV_2473-1_0_5_load_73 | 96 | 0.0021186 | 0.00053097 | 0 | 0 |  | 1 | TRUE | wye
82 | LV_2473-1_0_5_load_74 | 97 | 0.0028998 | 0.00072677 | 0 | 0 |  | 1 | TRUE | wye
83 | LV_2473-1_0_5_load_124 | 98 | 0.0026953 | 0.0006755 | 0 | 0 |  | 1 | TRUE | wye
84 | LV_2473-1_0_5_load_113 | 99 | 0.0021448 | 0.00053755 | 0 | 0 |  | 1 | TRUE | wye
85 | LV_2473-1_0_5_load_88 | 100 | 0.0026994 | 0.00067654 | 0 | 0 |  | 1 | TRUE | wye
86 | LV_2473-1_0_5_load_111 | 101 | 0.0025872 | 0.00064842 | 0 | 0 |  | 1 | TRUE | wye
87 | LV_2473-1_0_5_load_86 | 102 | 0.0018772 | 0.00047048 | 0 | 0 |  | 1 | TRUE | wye
88 | LV_2473-1_0_5_load_79 | 104 | 0.0022989 | 0.00057615 | 0 | 0 |  | 1 | TRUE | wye
89 | LV_2473-1_0_5_load_80 | 105 | 0.0012538 | 0.00031424 | 0 | 0 |  | 1 | TRUE | wye
90 | LV_2473-1_0_5_load_132 | 107 | 0.0039428 | 0.00098816 | 0 | 0 |  | 1 | TRUE | wye
91 | LV_2473-1_0_5_load_128 | 108 | 0.003238 | 0.00081153 | 0 | 0 |  | 1 | TRUE | wye
92 | LV_2473-1_0_5_load_81 | 109 | 0.002886 | 0.0007233 | 0 | 0 |  | 1 | TRUE | wye
93 | LV_2473-1_0_5_load_82 | 110 | 0.0039448 | 0.00098865 | 0 | 0 |  | 1 | TRUE | wye
94 | LV_2473-1_0_5_load_84 | 111 | 0.002344 | 0.00058746 | 0 | 0 |  | 1 | TRUE | wye
95 | LV_2473-1_0_5_load_85 | 113 | 0.0024853 | 0.00062287 | 0 | 0 |  | 1 | TRUE | wye
96 | LV_2473-1_0_5_load_89 | 115 | 0.0018602 | 0.00046621 | 0 | 0 |  | 1 | TRUE | wye
97 | LV_2473-1_0_5_load_90 | 116 | 0.0029027 | 0.0007275 | 0 | 0 |  | 1 | TRUE | wye
98 | LV_2473-1_0_5_load_103 | 117 | 0.0046088 | 0.0011551 | 0 | 0 |  | 1 | TRUE | wye
99 | LV_2473-1_0_5_load_91 | 118 | 0.0012954 | 0.00032465 | 0 | 0 |  | 1 | TRUE | wye
100 | LV_2473-1_0_5_load_94 | 121 | 0.0015408 | 0.00038617 | 0 | 0 |  | 1 | TRUE | wye
101 | LV_2473-1_0_5_load_96 | 123 | 0.0026532 | 0.00066494 | 0 | 0 |  | 1 | TRUE | wye
102 | LV_2473-1_0_5_load_102 | 124 | 0.0026897 | 0.0006741 | 0 | 0 |  | 1 | TRUE | wye
103 | LV_2473-1_0_5_load_99 | 125 | 0.0014967 | 0.00037511 | 0 | 0 |  | 1 | TRUE | wye
104 | LV_2473-1_0_5_load_138 | 126 | 0.0013242 | 0.00033187 | 0 | 0 |  | 1 | TRUE | wye
105 | LV_2473-1_0_5_load_109 | 127 | 0.0031443 | 0.00078803 | 0 | 0 |  | 1 | TRUE | wye
106 | LV_2473-1_0_5_load_112 | 128 | 0.0020908 | 0.00052399 | 0 | 0 |  | 1 | TRUE | wye
107 | LV_2473-1_0_5_load_127 | 129 | 0.0034958 | 0.00087613 | 0 | 0 |  | 1 | TRUE | wye
108 | LV_2473-1_0_5_load_133 | 130 | 0.0018283 | 0.0004582 | 0 | 0 |  | 1 | TRUE | wye
109 | LV_2473-1_0_5_load_116 | 131 | 0.0028754 | 0.00072065 | 0 | 0 |  | 1 | TRUE | wye
110 | LV_2473-1_0_5_load_135 | 132 | 0.0056533 | 0.0014169 | 0 | 0 |  | 1 | TRUE | wye

## ext_grid
| name | bus | vm_pu | va_degree | slack_weight | in_service
0 |  | 16 | 1 | 0 | 1 | TRUE

## line
| name | std_type | from_bus | to_bus | length_km | r_ohm_per_km | x_ohm_per_km | c_nf_per_km | g_us_per_km | max_i_ka | df | parallel | type | in_service
0 | LV_2473-1_0_5_line_0 |  | 0 | 1 | 0.0054783 | 0.125 | 0.08 | 261 | 0 | 0.364 | 1 | 5 | cs | TRUE
1 | LV_2473-1_0_5_line_1 |  | 0 | 2 | 0.024879 | 0.125 | 0.08 | 261 | 0 | 0.364 | 1 | 5 | cs | TRUE
2 | LV_2473-1_0_5_line_2 |  | 1 | 3 | 0.053883 | 0.125 | 0.08 | 261 | 0 | 0.364 | 1 | 1 | cs | TRUE
3 | LV_2473-1_0_5_line_3 |  | 1 | 4 | 0.071725 | 0.125 | 0.08 | 261 | 0 | 0.364 | 1 | 5 | cs | TRUE
4 | LV_2473-1_0_5_line_4 |  | 2 | 5 | 0.027797 | 0.125 | 0.08 | 261 | 0 | 0.364 | 1 | 1 | cs | TRUE
5 | LV_2473-1_0_5_line_5 |  | 2 | 6 | 0.015167 | 0.125 | 0.08 | 261 | 0 | 0.364 | 1 | 5 | cs | TRUE
6 | LV_2473-1_0_5_line_6 |  | 3 | 8 | 0.0047452 | 0.125 | 0.08 | 261 | 0 | 0.364 | 1 | 1 | cs | TRUE
7 | LV_2473-1_0_5_line_7 |  | 4 | 7 | 0.015457 | 0.125 | 0.08 | 261 | 0 | 0.364 | 1 | 5 | cs | TRUE
8 | LV_2473-1_0_5_line_8 |  | 5 | 9 | 0.012498 | 0.125 | 0.08 | 261 | 0 | 0.364 | 1 | 1 | cs | TRUE
9 | LV_2473-1_0_5_line_9 |  | 6 | 10 | 0.0015563 | 0.125 | 0.08 | 261 | 0 | 0.364 | 1 | 5 | cs | TRUE
10 | LV_2473-1_0_5_line_10 |  | 7 | 104 | 0.043366 | 0.125 | 0.08 | 261 | 0 | 0.364 | 1 | 5 | cs | TRUE
11 | LV_2473-1_0_5_line_11 |  | 9 | 14 | 0.021875 | 0.125 | 0.08 | 261 | 0 | 0.364 | 1 | 1 | cs | TRUE
12 | LV_2473-1_0_5_line_12 |  | 10 | 15 | 0.0034398 | 0.125 | 0.08 | 261 | 0 | 0.364 | 1 | 5 | cs | TRUE
13 | LV_2473-1_0_5_line_13 |  | 11 | 12 | 0.044037 | 0.125 | 0.08 | 261 | 0 | 0.364 | 1 | 5 | cs | TRUE
14 | LV_2473-1_0_5_line_14 |  | 11 | 13 | 0.019681 | 0.125 | 0.08 | 261 | 0 | 0.364 | 1 | 3 | cs | TRUE
15 | LV_2473-1_0_5_line_15 |  | 12 | 18 | 0.034963 | 0.125 | 0.08 | 261 | 0 | 0.364 | 1 | 5 | cs | TRUE
16 | LV_2473-1_0_5_line_16 |  | 13 | 19 | 0.047973 | 0.125 | 0.08 | 261 | 0 | 0.364 | 1 | 1 | cs | TRUE
17 | LV_2473-1_0_5_line_17 |  | 15 | 61 | 0.00958 | 0.125 | 0.08 | 261 | 0 | 0.364 | 1 | 5 | cs | TRUE
18 | LV_2473-1_0_5_line_18 |  | 16 | 17 | 0.0033371 | 0.125 | 0.08 | 261 | 0 | 0.364 | 1 | 5 | cs | TRUE
19 | LV_2473-1_0_5_line_19 |  | 17 | 48 | 0.019479 | 0.125 | 0.08 | 261 | 0 | 0.364 | 1 | 5 | cs | TRUE
20 | LV_2473-1_0_5_line_20 |  | 18 | 86 | 0.0038797 | 0.125 | 0.08 | 261 | 0 | 0.364 | 1 | 5 | cs | TRUE
21 | LV_2473-1_0_5_line_21 |  | 20 | 21 | 0.01591 | 0.125 | 0.08 | 261 | 0 | 0.364 | 1 | 1 | cs | TRUE
22 | LV_2473-1_0_5_line_22 |  | 20 | 22 | 0.028408 | 0.125 | 0.08 | 261 | 0 | 0.364 | 1 | 1 | cs | TRUE
23 | LV_2473-1_0_5_line_23 |  | 21 | 23 | 0.0078622 | 0.125 | 0.08 | 261 | 0 | 0.364 | 1 | 1 | cs | TRUE
24 | LV_2473-1_0_5_line_24 |  | 22 | 24 | 0.021193 | 0.125 | 0.08 | 261 | 0 | 0.364 | 1 | 1 | cs | TRUE
25 | LV_2473-1_0_5_line_25 |  | 22 | 25 | 0.002615 | 0.125 | 0.08 | 261 | 0 | 0.364 | 1 | 1 | cs | TRUE
26 | LV_2473-1_0_5_line_26 |  | 23 | 26 | 0.00038831 | 0.125 | 0.08 | 261 | 0 | 0.364 | 1 | 1 | cs | TRUE
27 | LV_2473-1_0_5_line_27 |  | 24 | 27 | 0.0059139 | 0.125 | 0.08 | 261 | 0 | 0.364 | 1 | 1 | cs | TRUE
28 | LV_2473-1_0_5_line_28 |  | 25 | 28 | 0.015977 | 0.125 | 0.08 | 261 | 0 | 0.364 | 1 | 1 | cs | TRUE
29 | LV_2473-1_0_5_line_29 |  | 25 | 29 | 0.018983 | 0.125 | 0.08 | 261 | 0 | 0.364 | 1 | 1 | cs | TRUE
30 | LV_2473-1_0_5_line_30 |  | 26 | 30 | 0.011837 | 0.125 | 0.08 | 261 | 0 | 0.364 | 1 | 1 | cs | TRUE
31 | LV_2473-1_0_5_line_31 |  | 28 | 31 | 0.0043499 | 0.125 | 0.08 | 261 | 0 | 0.364 | 1 | 1 | cs | TRUE
32 | LV_2473-1_0_5_line_32 |  | 28 | 32 | 0.013959 | 0.125 | 0.08 | 261 | 0 | 0.364 | 1 | 1 | cs | TRUE
33 | LV_2473-1_0_5_line_33 |  | 29 | 33 | 0.019208 | 0.125 | 0.08 | 261 | 0 | 0.364 | 1 | 1 | cs | TRUE
34 | LV_2473-1_0_5_line_34 |  | 30 | 45 | 0.0053565 | 0.125 | 0.08 | 261 | 0 | 0.364 | 1 | 1 | cs | TRUE
35 | LV_2473-1_0_5_line_35 |  | 31 | 77 | 0.026492 | 0.125 | 0.08 | 261 | 0 | 0.364 | 1 | 1 | cs | TRUE
36 | LV_2473-1_0_5_line_36 |  | 32 | 74 | 6.2776e-05 | 0.125 | 0.08 | 261 | 0 | 0.364 | 1 | 1 | cs | TRUE
37 | LV_2473-1_0_5_line_37 |  | 33 | 131 | 0.019115 | 0.125 | 0.08 | 261 | 0 | 0.364 | 1 | 1 | cs | TRUE
38 | LV_2473-1_0_5_line_38 |  | 34 | 35 | 0.055698 | 0.125 | 0.08 | 261 | 0 | 0.364 | 1 | 5 | cs | TRUE
39 | LV_2473-1_0_5_line_39 |  | 34 | 36 | 0.039199 | 0.125 | 0.08 | 261 | 0 | 0.364 | 1 | 5 | cs | TRUE
40 | LV_2473-1_0_5_line_40 |  | 35 | 37 | 0.010558 | 0.125 | 0.08 | 261 | 0 | 0.364 | 1 | 5 | cs | TRUE
41 | LV_2473-1_0_5_line_41 |  | 36 | 38 | 0.038077 | 0.125 | 0.08 | 261 | 0 | 0.364 | 1 | 5 | cs | TRUE
42 | LV_2473-1_0_5_line_42 |  | 37 | 41 | 0.014153 | 0.125 | 0.08 | 261 | 0 | 0.364 | 1 | 5 | cs | TRUE
43 | LV_2473-1_0_5_line_43 |  | 38 | 42 | 0.026106 | 0.125 | 0.08 | 261 | 0 | 0.364 | 1 | 5 | cs | TRUE
44 | LV_2473-1_0_5_line_44 |  | 39 | 40 | 0.0025682 | 0.125 | 0.08 | 261 | 0 | 0.364 | 1 | 1 | cs | TRUE
45 | LV_2473-1_0_5_line_45 |  | 40 | 131 | 0.019309 | 0.125 | 0.08 | 261 | 0 | 0.364 | 1 | 1 | cs | TRUE
46 | LV_2473-1_0_5_line_46 |  | 41 | 43 | 0.016122 | 0.125 | 0.08 | 261 | 0 | 0.364 | 1 | 5 | cs | TRUE
47 | LV_2473-1_0_5_line_47 |  | 42 | 44 | 0.00081292 | 0.125 | 0.08 | 261 | 0 | 0.364 | 1 | 5 | cs | TRUE
48 | LV_2473-1_0_5_line_48 |  | 43 | 86 | 0.019923 | 0.125 | 0.08 | 261 | 0 | 0.364 | 1 | 5 | cs | TRUE
49 | LV_2473-1_0_5_line_49 |  | 44 | 84 | 0.030365 | 0.125 | 0.08 | 261 | 0 | 0.364 | 1 | 5 | cs | TRUE
50 | LV_2473-1_0_5_line_50 |  | 45 | 83 | 0.018372 | 0.125 | 0.08 | 261 | 0 | 0.364 | 1 | 1 | cs | TRUE
51 | LV_2473-1_0_5_line_51 |  | 46 | 47 | 0.0022724 | 0.125 | 0.08 | 261 | 0 | 0.364 | 1 | 3 | cs | TRUE
52 | LV_2473-1_0_5_line_52 |  | 46 | 48 | 0.027269 | 0.125 | 0.08 | 261 | 0 | 0.364 | 1 | 5 | cs | TRUE
53 | LV_2473-1_0_5_line_53 |  | 47 | 49 | 0.016234 | 0.125 | 0.08 | 261 | 0 | 0.364 | 1 | 1 | cs | TRUE
54 | LV_2473-1_0_5_line_54 |  | 48 | 50 | 0.017531 | 0.125 | 0.08 | 261 | 0 | 0.364 | 1 | 2 | cs | TRUE
55 | LV_2473-1_0_5_line_55 |  | 48 | 51 | 0.034443 | 0.125 | 0.08 | 261 | 0 | 0.364 | 1 | 5 | cs | TRUE
56 | LV_2473-1_0_5_line_56 |  | 49 | 52 | 0.0070354 | 0.125 | 0.08 | 261 | 0 | 0.364 | 1 | 1 | cs | TRUE
57 | LV_2473-1_0_5_line_57 |  | 50 | 53 | 0.02747 | 0.125 | 0.08 | 261 | 0 | 0.364 | 1 | 1 | cs | TRUE
58 | LV_2473-1_0_5_line_58 |  | 51 | 54 | 0.0054363 | 0.125 | 0.08 | 261 | 0 | 0.364 | 1 | 5 | cs | TRUE
59 | LV_2473-1_0_5_line_59 |  | 52 | 55 | 0.013523 | 0.125 | 0.08 | 261 | 0 | 0.364 | 1 | 1 | cs | TRUE
60 | LV_2473-1_0_5_line_60 |  | 53 | 56 | 0.010712 | 0.125 | 0.08 | 261 | 0 | 0.364 | 1 | 1 | cs | TRUE
61 | LV_2473-1_0_5_line_61 |  | 54 | 57 | 0.024218 | 0.125 | 0.08 | 261 | 0 | 0.364 | 1 | 5 | cs | TRUE
62 | LV_2473-1_0_5_line_62 |  | 55 | 80 | 0.00147 | 0.125 | 0.08 | 261 | 0 | 0.364 | 1 | 1 | cs | TRUE
63 | LV_2473-1_0_5_line_63 |  | 56 | 81 | 0.01294 | 0.125 | 0.08 | 261 | 0 | 0.364 | 1 | 1 | cs | TRUE
64 | LV_2473-1_0_5_line_64 |  | 57 | 129 | 0.0030386 | 0.125 | 0.08 | 261 | 0 | 0.364 | 1 | 5 | cs | TRUE
65 | LV_2473-1_0_5_line_65 |  | 57 | 128 | 0.01462 | 0.125 | 0.08 | 261 | 0 | 0.364 | 1 | 2 | cs | TRUE
66 | LV_2473-1_0_5_line_66 |  | 58 | 59 | 0.016542 | 0.125 | 0.08 | 261 | 0 | 0.364 | 1 | 5 | cs | TRUE
67 | LV_2473-1_0_5_line_67 |  | 58 | 60 | 0.0059932 | 0.125 | 0.08 | 261 | 0 | 0.364 | 1 | 5 | cs | TRUE
68 | LV_2473-1_0_5_line_68 |  | 59 | 61 | 0.0044045 | 0.125 | 0.08 | 261 | 0 | 0.364 | 1 | 5 | cs | TRUE
69 | LV_2473-1_0_5_line_69 |  | 60 | 62 | 0.013859 | 0.125 | 0.08 | 261 | 0 | 0.364 | 1 | 5 | cs | TRUE
70 | LV_2473-1_0_5_line_70 |  | 62 | 63 | 0.0040294 | 0.125 | 0.08 | 261 | 0 | 0.364 | 1 | 5 | cs | TRUE
71 | LV_2473-1_0_5_line_71 |  | 63 | 64 | 0.0019619 | 0.125 | 0.08 | 261 | 0 | 0.364 | 1 | 5 | cs | TRUE
72 | LV_2473-1_0_5_line_72 |  | 64 | 132 | 0.011559 | 0.125 | 0.08 | 261 | 0 | 0.364 | 1 | 5 | cs | TRUE
73 | LV_2473-1_0_5_line_73 |  | 65 | 66 | 0.016469 | 0.125 | 0.08 | 261 | 0 | 0.364 | 1 | 1 | cs | TRUE
74 | LV_2473-1_0_5_line_74 |  | 65 | 67 | 0.034052 | 0.125 | 0.08 | 261 | 0 | 0.364 | 1 | 1 | cs | TRUE
75 | LV_2473-1_0_5_line_75 |  | 66 | 68 | 0.0075886 | 0.125 | 0.08 | 261 | 0 | 0.364 | 1 | 1 | cs | TRUE
76 | LV_2473-1_0_5_line_76 |  | 67 | 69 | 0.028825 | 0.125 | 0.08 | 261 | 0 | 0.364 | 1 | 1 | cs | TRUE
77 | LV_2473-1_0_5_line_77 |  | 68 | 70 | 0.029917 | 0.125 | 0.08 | 261 | 0 | 0.364 | 1 | 1 | cs | TRUE
78 | LV_2473-1_0_5_line_78 |  | 69 | 71 | 0.02032 | 0.125 | 0.08 | 261 | 0 | 0.364 | 1 | 1 | cs | TRUE
79 | LV_2473-1_0_5_line_79 |  | 70 | 72 | 0.0028623 | 0.125 | 0.08 | 261 | 0 | 0.364 | 1 | 1 | cs | TRUE
80 | LV_2473-1_0_5_line_80 |  | 71 | 73 | 0.015394 | 0.125 | 0.08 | 261 | 0 | 0.364 | 1 | 1 | cs | TRUE
81 | LV_2473-1_0_5_line_81 |  | 72 | 80 | 0.011455 | 0.125 | 0.08 | 261 | 0 | 0.364 | 1 | 1 | cs | TRUE
82 | LV_2473-1_0_5_line_82 |  | 73 | 88 | 0.013742 | 0.125 | 0.08 | 261 | 0 | 0.364 | 1 | 1 | cs | TRUE
83 | LV_2473-1_0_5_line_83 |  | 74 | 75 | 0.030181 | 0.125 | 0.08 | 261 | 0 | 0.364 | 1 | 1 | cs | TRUE
84 | LV_2473-1_0_5_line_84 |  | 75 | 76 | 0.012629 | 0.125 | 0.08 | 261 | 0 | 0.364 | 1 | 1 | cs | TRUE
85 | LV_2473-1_0_5_line_85 |  | 76 | 78 | 0.023456 | 0.125 | 0.08 | 261 | 0 | 0.364 | 1 | 1 | cs | TRUE
86 | LV_2473-1_0_5_line_86 |  | 77 | 79 | 0.0013426 | 0.125 | 0.08 | 261 | 0 | 0.364 | 1 | 1 | cs | TRUE
87 | LV_2473-1_0_5_line_87 |  | 79 | 127 | 0.0044458 | 0.125 | 0.08 | 261 | 0 | 0.364 | 1 | 1 | cs | TRUE
88 | LV_2473-1_0_5_line_88 |  | 81 | 82 | 0.0027177 | 0.125 | 0.08 | 261 | 0 | 0.364 | 1 | 1 | cs | TRUE
89 | LV_2473-1_0_5_line_89 |  | 82 | 83 | 0.0073923 | 0.125 | 0.08 | 261 | 0 | 0.364 | 1 | 1 | cs | TRUE
90 | LV_2473-1_0_5_line_90 |  | 84 | 85 | 0.013063 | 0.125 | 0.08 | 261 | 0 | 0.364 | 1 | 5 | cs | TRUE
91 | LV_2473-1_0_5_line_91 |  | 85 | 87 | 0.019037 | 0.125 | 0.08 | 261 | 0 | 0.364 | 1 | 5 | cs | TRUE
92 | LV_2473-1_0_5_line_92 |  | 87 | 132 | 0.0059913 | 0.125 | 0.08 | 261 | 0 | 0.364 | 1 | 5 | cs | TRUE
93 | LV_2473-1_0_5_line_93 |  | 88 | 89 | 0.018454 | 0.125 | 0.08 | 261 | 0 | 0.364 | 1 | 1 | cs | TRUE
94 | LV_2473-1_0_5_line_94 |  | 89 | 90 | 0.016395 | 0.125 | 0.08 | 261 | 0 | 0.364 | 1 | 1 | cs | TRUE
95 | LV_2473-1_0_5_line_95 |  | 90 | 91 | 0.016605 | 0.125 | 0.08 | 261 | 0 | 0.364 | 1 | 1 | cs | TRUE
96 | LV_2473-1_0_5_line_96 |  | 91 | 103 | 0.012863 | 0.125 | 0.08 | 261 | 0 | 0.364 | 1 | 1 | cs | TRUE
97 | LV_2473-1_0_5_line_97 |  | 92 | 93 | 0.0056561 | 0.125 | 0.08 | 261 | 0 | 0.364 | 1 | 1 | cs | TRUE
98 | LV_2473-1_0_5_line_98 |  | 92 | 94 | 0.021342 | 0.125 | 0.08 | 261 | 0 | 0.364 | 1 | 1 | cs | TRUE
99 | LV_2473-1_0_5_line_99 |  | 93 | 95 | 0.0016384 | 0.125 | 0.08 | 261 | 0 | 0.364 | 1 | 1 | cs | TRUE
100 | LV_2473-1_0_5_line_100 |  | 94 | 96 | 0.013865 | 0.125 | 0.08 | 261 | 0 | 0.364 | 1 | 1 | cs | TRUE
101 | LV_2473-1_0_5_line_101 |  | 94 | 97 | 0.0046899 | 0.125 | 0.08 | 261 | 0 | 0.364 | 1 | 1 | cs | TRUE
102 | LV_2473-1_0_5_line_102 |  | 95 | 98 | 0.013585 | 0.125 | 0.08 | 261 | 0 | 0.364 | 1 | 1 | cs | TRUE
103 | LV_2473-1_0_5_line_103 |  | 96 | 99 | 0.00061538 | 0.125 | 0.08 | 261 | 0 | 0.364 | 1 | 1 | cs | TRUE
104 | LV_2473-1_0_5_line_104 |  | 97 | 100 | 0.011213 | 0.125 | 0.08 | 261 | 0 | 0.364 | 1 | 1 | cs | TRUE
105 | LV_2473-1_0_5_line_105 |  | 99 | 101 | 0.011224 | 0.125 | 0.08 | 261 | 0 | 0.364 | 1 | 1 | cs | TRUE
106 | LV_2473-1_0_5_line_106 |  | 100 | 102 | 0.004926 | 0.125 | 0.08 | 261 | 0 | 0.364 | 1 | 1 | cs | TRUE
107 | LV_2473-1_0_5_line_107 |  | 101 | 128 | 0.0020803 | 0.125 | 0.08 | 261 | 0 | 0.364 | 1 | 1 | cs | TRUE
108 | LV_2473-1_0_5_line_108 |  | 102 | 113 | 0.018655 | 0.125 | 0.08 | 261 | 0 | 0.364 | 1 | 1 | cs | TRUE
109 | LV_2473-1_0_5_line_109 |  | 103 | 112 | 0.034971 | 0.125 | 0.08 | 261 | 0 | 0.364 | 1 | 1 | cs | TRUE
110 | LV_2473-1_0_5_line_110 |  | 103 | 111 | 0.012309 | 0.125 | 0.08 | 261 | 0 | 0.364 | 1 | 1 | cs | TRUE
111 | LV_2473-1_0_5_line_111 |  | 104 | 105 | 0.0067051 | 0.125 | 0.08 | 261 | 0 | 0.364 | 1 | 5 | cs | TRUE
112 | LV_2473-1_0_5_line_112 |  | 105 | 106 | 0.011713 | 0.125 | 0.08 | 261 | 0 | 0.364 | 1 | 5 | cs | TRUE
113 | LV_2473-1_0_5_line_113 |  | 106 | 107 | 0.0059763 | 0.125 | 0.08 | 261 | 0 | 0.364 | 1 | 5 | cs | TRUE
114 | LV_2473-1_0_5_line_114 |  | 106 | 108 | 0.025872 | 0.125 | 0.08 | 261 | 0 | 0.364 | 1 | 5 | cs | TRUE
115 | LV_2473-1_0_5_line_115 |  | 107 | 130 | 0.020942 | 0.125 | 0.08 | 261 | 0 | 0.364 | 1 | 5 | cs | TRUE
116 | LV_2473-1_0_5_line_116 |  | 108 | 121 | 0.0041796 | 0.125 | 0.08 | 261 | 0 | 0.364 | 1 | 5 | cs | TRUE
117 | LV_2473-1_0_5_line_117 |  | 109 | 110 | 0.015076 | 0.125 | 0.08 | 261 | 0 | 0.364 | 1 | 1 | cs | TRUE
118 | LV_2473-1_0_5_line_118 |  | 110 | 111 | 0.020419 | 0.125 | 0.08 | 261 | 0 | 0.364 | 1 | 1 | cs | TRUE
119 | LV_2473-1_0_5_line_119 |  | 112 | 126 | 0.019793 | 0.125 | 0.08 | 261 | 0 | 0.364 | 1 | 1 | cs | TRUE
120 | LV_2473-1_0_5_line_120 |  | 113 | 114 | 0.015924 | 0.125 | 0.08 | 261 | 0 | 0.364 | 1 | 1 | cs | TRUE
121 | LV_2473-1_0_5_line_121 |  | 114 | 115 | 0.013916 | 0.125 | 0.08 | 261 | 0 | 0.364 | 1 | 1 | cs | TRUE
122 | LV_2473-1_0_5_line_122 |  | 114 | 116 | 0.0084687 | 0.125 | 0.08 | 261 | 0 | 0.364 | 1 | 1 | cs | TRUE
123 | LV_2473-1_0_5_line_123 |  | 115 | 117 | 0.026 | 0.125 | 0.08 | 261 | 0 | 0.364 | 1 | 1 | cs | TRUE
124 | LV_2473-1_0_5_line_124 |  | 118 | 119 | 0.015074 | 0.125 | 0.08 | 261 | 0 | 0.364 | 1 | 5 | cs | TRUE
125 | LV_2473-1_0_5_line_125 |  | 118 | 120 | 0.026002 | 0.125 | 0.08 | 261 | 0 | 0.364 | 1 | 5 | cs | TRUE
126 | LV_2473-1_0_5_line_126 |  | 119 | 121 | 0.015137 | 0.125 | 0.08 | 261 | 0 | 0.364 | 1 | 5 | cs | TRUE
127 | LV_2473-1_0_5_line_127 |  | 120 | 122 | 0.009951 | 0.125 | 0.08 | 261 | 0 | 0.364 | 1 | 5 | cs | TRUE
128 | LV_2473-1_0_5_line_128 |  | 120 | 123 | 0.02131 | 0.125 | 0.08 | 261 | 0 | 0.364 | 1 | 1 | cs | TRUE
129 | LV_2473-1_0_5_line_129 |  | 122 | 124 | 0.016332 | 0.125 | 0.08 | 261 | 0 | 0.364 | 1 | 2 | cs | TRUE
130 | LV_2473-1_0_5_line_130 |  | 122 | 125 | 0.011637 | 0.125 | 0.08 | 261 | 0 | 0.364 | 1 | 1 | cs | TRUE
131 | LV_2473-1_0_5_line_131 |  | 129 | 130 | 0.020328 | 0.125 | 0.08 | 261 | 0 | 0.364 | 1 | 5 | cs | TRUE

## trafo
| name | std_type | hv_bus | lv_bus | sn_mva | vn_hv_kv | vn_lv_kv | vk_percent | vkr_percent | pfe_kw | i0_percent | shift_degree | tap_side | tap_neutral | tap_min | tap_max | tap_step_percent | tap_step_degree | tap_pos | tap_phase_shifter | parallel | df | in_service
0 | LV_2473-1_0_5_trafo_122 | 0.63 MVA 20/0.4 kV | 133 | 16 | 0.63 | 20 | 0.4 | 6 | 1.206 | 1.65 | 0.2619 | 150 | hv | 0 | -2 | 2 | 2.5 | 0 | 0 | FALSE | 1 | 1 | TRUE

## line_geodata
| x0 | y0 | x1 | y1 | x2 | y2 | x3 | y3 | x4 | y4 | x5 | y5 | x6 | y6 | x7 | y7 | x8 | y8 | x9 | y9 | x10 | y10 | x11 | y11 | x12 | y12 | x13 | y13 | x14 | y14
0 | 2612988.3233 | 1258458.8269 | 2612989.9126 | 1258453.5842
1 | 2612973.9198 | 1258477.4233 | 2612977.0578 | 1258476.4183 | 2612980.4625 | 1258474.1131 | 2612982.2603 | 1258472.4159 | 2612983.659 | 1258470.5177 | 2612985.157 | 1258468.0193 | 2612986.9613 | 1258463.32 | 2612988.3233 | 1258458.8269
2 | 2613013.6313 | 1258468.2539 | 2613013.2619 | 1258466.6131 | 2613012.6572 | 1258460.5188 | 2613012.6601 | 1258452.3133 | 2613012.2624 | 1258448.0206 | 2613011.4617 | 1258445.317 | 2613009.1608 | 1258442.7214 | 2613006.1564 | 1258441.2138 | 2613002.8562 | 1258440.5172 | 2612999.4561 | 1258440.721 | 2612996.8617 | 1258441.3158 | 2612994.9592 | 1258442.6125 | 2612993.1597 | 1258445.1213 | 2612990.9627 | 1258450.1199 | 2612989.9126 | 1258453.5842
3 | 2613038.6601 | 1258400.971 | 2612989.9126 | 1258453.5842
4 | 2612973.9198 | 1258477.4233 | 2612971.1544 | 1258476.9614 | 2612968.1948 | 1258475.6429 | 2612964.0015 | 1258473.1766 | 2612959.5696 | 1258469.4755 | 2612951.2337 | 1258462.0413
5 | 2612973.9198 | 1258477.4233 | 2612975.5099 | 1258481.0737 | 2612976.7279 | 1258486.0018 | 2612977.583 | 1258491.374 | 2612977.6109 | 1258492.0421
6 | 2613013.6313 | 1258468.2539 | 2613014.4564 | 1258471.9193 | 2613014.7186 | 1258472.872
7 | 2613053.1916 | 1258402.1793 | 2613052.7612 | 1258401.4669 | 2613051.1585 | 1258400.1625 | 2613049.4628 | 1258399.9587 | 2613038.6601 | 1258400.971
8 | 2612951.2337 | 1258462.0413 | 2612949.1435 | 1258449.7191
9 | 2612977.6109 | 1258492.0421 | 2612977.6759 | 1258493.5971
10 | 2613091.2482 | 1258411.7237 | 2613088.803 | 1258410.8969 | 2613084.2005 | 1258409.3969 | 2613080.5985 | 1258408.7997 | 2613077.1995 | 1258408.5031 | 2613071.2575 | 1258409.3684 | 2613063.6629 | 1258411.064 | 2613061.1603 | 1258411.0585 | 2613059.6606 | 1258410.8662 | 2613058.3578 | 1258410.2629 | 2613057.0641 | 1258408.9592 | 2613053.6625 | 1258402.9588 | 2613053.1916 | 1258402.1793
11 | 2612945.4852 | 1258428.1526 | 2612949.1435 | 1258449.7191
12 | 2612977.8194 | 1258497.0339 | 2612977.6759 | 1258493.5971
13 | 2612908.0508 | 1258457.3331 | 2612919.6899 | 1258495.3062 | 2612919.9087 | 1258499.6206
14 | 2612908.0508 | 1258457.3331 | 2612889.2753 | 1258463.4076
15 | 2612921.6793 | 1258534.5385 | 2612919.9087 | 1258499.6206
16 | 2612889.2753 | 1258463.4076 | 2612864.5407 | 1258471.4039 | 2612871.0016 | 1258492.4103
17 | 2612977.8194 | 1258497.0339 | 2612977.8194 | 1258497.0339 | 2612977.1903 | 1258502.0803 | 2612976.5741 | 1258506.5324
18 | 2613075.2986 | 1258533.2118 | 2613071.9621 | 1258533.2717
19 | 2613094.6288 | 1258531.1351 | 2613081.6969 | 1258533.0968 | 2613075.2986 | 1258533.2118
20 | 2612921.8758 | 1258538.4132 | 2612921.6793 | 1258534.5385
21 | 2613091.2533 | 1258669.0719 | 2613089.5299 | 1258653.2557
22 | 2613094.3305 | 1258697.313 | 2613091.2533 | 1258669.0719
23 | 2613089.5299 | 1258653.2557 | 2613088.6782 | 1258645.4398
24 | 2613094.3305 | 1258697.313 | 2613115.1375 | 1258693.2852
25 | 2613094.8148 | 1258699.8825 | 2613094.3305 | 1258697.313
26 | 2613088.6782 | 1258645.4398 | 2613088.6362 | 1258645.0538
27 | 2613120.9436 | 1258692.1612 | 2613115.1375 | 1258693.2852
28 | 2613094.8148 | 1258699.8825 | 2613096.6492 | 1258715.7527
29 | 2613094.8148 | 1258699.8825 | 2613085.1999 | 1258701.7959 | 2613076.1954 | 1258703.5796
30 | 2613088.6362 | 1258645.0538 | 2613087.9321 | 1258638.5927 | 2613087.7617 | 1258633.2577
31 | 2613096.6492 | 1258715.7527 | 2613097.1948 | 1258720.0683
32 | 2613096.6492 | 1258715.7527 | 2613110.1715 | 1258712.289
33 | 2613076.1954 | 1258703.5796 | 2613074.5972 | 1258703.8962 | 2613057.2513 | 1258706.7468
34 | 2613087.5907 | 1258627.904 | 2613087.7617 | 1258633.2577
35 | 2613100.5179 | 1258746.3506 | 2613097.1948 | 1258720.0683
36 | 2613110.1715 | 1258712.289 | 2613110.2323 | 1258712.2734
37 | 2613057.2513 | 1258706.7468 | 2613056.304 | 1258706.9025 | 2613045.1978 | 1258708.3013 | 2613038.2865 | 1258709.1344
38 | 2612883.2514 | 1258568.2206 | 2612899.6558 | 1258621.4482
39 | 2612911.201 | 1258658.9089 | 2612899.6558 | 1258621.4482
40 | 2612893.4563 | 1258565.4186 | 2612888.5993 | 1258566.5978 | 2612883.2514 | 1258568.2206
41 | 2612911.201 | 1258658.9089 | 2612913.5993 | 1258658.3026 | 2612916.9035 | 1258657.0979 | 2612940.4001 | 1258649.5995 | 2612947.3306 | 1258646.9426
42 | 2612893.4563 | 1258565.4186 | 2612907.2133 | 1258562.096
43 | 2612968.8562 | 1258633.3163 | 2612966.8715 | 1258636.4594 | 2612962.0685 | 1258640.5628 | 2612954.0701 | 1258644.359 | 2612947.3306 | 1258646.9426
44 | 2613016.5991 | 1258711.9967 | 2613019.1415 | 1258711.6339
45 | 2613019.1415 | 1258711.6339 | 2613027.8037 | 1258710.3979 | 2613038.2865 | 1258709.1344
46 | 2612907.2133 | 1258562.096 | 2612922.8847 | 1258558.311
47 | 2612969.2845 | 1258632.6259 | 2612969.2693 | 1258632.6621 | 2612968.8562 | 1258633.3163
48 | 2612921.8758 | 1258538.4132 | 2612922.8847 | 1258558.311 | 2612922.8847 | 1258558.311
49 | 2612969.2845 | 1258632.6259 | 2612970.8681 | 1258628.863 | 2612971.5688 | 1258625.5623 | 2612972.3712 | 1258620.5607 | 2612972.8691 | 1258606.5635 | 2612972.957 | 1258602.7275
50 | 2613087.4121 | 1258609.5338 | 2613087.4949 | 1258624.9047 | 2613087.5907 | 1258627.904
51 | 2613124.0942 | 1258530.7923 | 2613121.8329 | 1258530.5672
52 | 2613094.6288 | 1258531.1351 | 2613100.8043 | 1258530.3037 | 2613103.9552 | 1258530.2773 | 2613113.604 | 1258530.1985 | 2613121.2016 | 1258530.5044 | 2613121.8329 | 1258530.5672
53 | 2613140.0264 | 1258533.596 | 2613137.0418 | 1258532.5963 | 2613133.0711 | 1258531.7647 | 2613129.1976 | 1258531.3003 | 2613124.0942 | 1258530.7923
54 | 2613094.6288 | 1258531.1351 | 2613094.311 | 1258535.1037 | 2613093.5823 | 1258544.2416 | 2613093.2335 | 1258548.6105
55 | 2613094.6288 | 1258531.1351 | 2613095.128 | 1258526.9445 | 2613098.6984 | 1258496.9331
56 | 2613146.5161 | 1258536.3052 | 2613140.9511 | 1258533.9058 | 2613140.0264 | 1258533.596
57 | 2613090.3508 | 1258575.9283 | 2613093.2335 | 1258548.6105 | 2613093.2335 | 1258548.6105
58 | 2613099.3407 | 1258491.5348 | 2613098.6984 | 1258496.9331
59 | 2613146.5161 | 1258536.3052 | 2613158.9336 | 1258541.659
60 | 2613090.3508 | 1258575.9283 | 2613089.2267 | 1258586.5809
61 | 2613102.2016 | 1258467.4867 | 2613099.3407 | 1258491.5348
62 | 2613160.2834 | 1258542.241 | 2613158.9336 | 1258541.659
63 | 2613087.8688 | 1258599.4495 | 2613089.2267 | 1258586.5809
64 | 2613102.2016 | 1258467.4867 | 2613102.5941 | 1258464.4736
65 | 2613102.2016 | 1258467.4867 | 2613116.6654 | 1258469.6194
66 | 2612975.7012 | 1258510.8475 | 2612975.1606 | 1258513.339 | 2612974.3555 | 1258519.5415 | 2612973.7618 | 1258525.6332 | 2612973.7024 | 1258527.2493
67 | 2612973.4824 | 1258533.2385 | 2612973.7024 | 1258527.2493
68 | 2612976.5741 | 1258506.5324 | 2612976.4627 | 1258507.3379 | 2612975.7012 | 1258510.8475
69 | 2612973.4536 | 1258547.0946 | 2612973.3611 | 1258536.5396 | 2612973.4824 | 1258533.2385
70 | 2612973.4536 | 1258547.0946 | 2612973.4889 | 1258551.1238
71 | 2612973.5061 | 1258553.0856 | 2612973.4889 | 1258551.1238
72 | 2612973.5061 | 1258553.0856 | 2612973.6074 | 1258564.6443
73 | 2613209.0178 | 1258559.7612 | 2613222.8962 | 1258564.4969 | 2613224.5491 | 1258565.2214
74 | 2613255.7371 | 1258578.8909 | 2613224.5491 | 1258565.2214
75 | 2613201.8358 | 1258557.3105 | 2613209.0178 | 1258559.7612
76 | 2613255.7371 | 1258578.8909 | 2613250.271 | 1258586.128 | 2613245.6354 | 1258589.4088 | 2613231.9991 | 1258592.903
77 | 2613173.4736 | 1258547.8003 | 2613182.1989 | 1258550.8974 | 2613194.1984 | 1258554.7044 | 2613201.8358 | 1258557.3105
78 | 2613213.9608 | 1258602.1118 | 2613219.5116 | 1258598.4122 | 2613231.9991 | 1258592.903
79 | 2613173.4736 | 1258547.8003 | 2613171.7972 | 1258547.2052 | 2613170.8023 | 1258546.7763
80 | 2613201.787 | 1258611.4949 | 2613208.9203 | 1258605.4712 | 2613213.9608 | 1258602.1118
81 | 2613170.8023 | 1258546.7763 | 2613160.2834 | 1258542.241
82 | 2613201.787 | 1258611.4949 | 2613191.2874 | 1258620.3612
83 | 2613139.4693 | 1258704.7844 | 2613110.2323 | 1258712.2734
84 | 2613139.4693 | 1258704.7844 | 2613141.3206 | 1258704.3102 | 2613144.3986 | 1258703.1051 | 2613145.5807 | 1258700.2947 | 2613147.0638 | 1258696.1905
85 | 2613147.0638 | 1258696.1905 | 2613151.3978 | 1258684.1968 | 2613154.8153 | 1258674.0543
86 | 2613100.6863 | 1258747.6826 | 2613100.5179 | 1258746.3506
87 | 2613101.2439 | 1258752.0933 | 2613100.6863 | 1258747.6826
88 | 2613087.8688 | 1258599.4495 | 2613087.5836 | 1258602.1521
89 | 2613087.4121 | 1258609.5338 | 2613087.3825 | 1258604.0571 | 2613087.5836 | 1258602.1521
90 | 2612973.2563 | 1258589.6678 | 2612972.957 | 1258602.7275
91 | 2612973.6599 | 1258570.6354 | 2612973.6689 | 1258571.6639 | 2612973.2563 | 1258589.6678
92 | 2612973.6074 | 1258564.6443 | 2612973.6599 | 1258570.6354
93 | 2613178.4577 | 1258633.567 | 2613186.7399 | 1258624.2013 | 2613191.2874 | 1258620.3612
94 | 2613178.4577 | 1258633.567 | 2613178.0441 | 1258643.2949 | 2613179.4913 | 1258649.7944
95 | 2613179.4913 | 1258649.7944 | 2613183.1001 | 1258666.0025
96 | 2613185.8957 | 1258678.5582 | 2613183.1001 | 1258666.0025
97 | 2613146.6003 | 1258452.4708 | 2613147.249 | 1258446.8521
98 | 2613144.1523 | 1258473.6724 | 2613146.6003 | 1258452.4708
99 | 2613147.437 | 1258445.2245 | 2613147.249 | 1258446.8521
100 | 2613144.1523 | 1258473.6724 | 2613130.4357 | 1258471.6498
101 | 2613144.1523 | 1258473.6724 | 2613148.8064 | 1258474.2506
102 | 2613147.437 | 1258445.2245 | 2613148.9951 | 1258431.7294
103 | 2613129.8269 | 1258471.5601 | 2613130.4357 | 1258471.6498
104 | 2613148.8064 | 1258474.2506 | 2613159.9343 | 1258475.633
105 | 2613129.8269 | 1258471.5601 | 2613118.7234 | 1258469.9229
106 | 2613164.8228 | 1258476.2404 | 2613159.9343 | 1258475.633
107 | 2613118.7234 | 1258469.9229 | 2613116.6654 | 1258469.6194
108 | 2613164.8228 | 1258476.2404 | 2613167.1144 | 1258476.5251 | 2613183.414 | 1258477.748
109 | 2613185.8957 | 1258678.5582 | 2613190.7671 | 1258677.6796 | 2613192.9237 | 1258677.2841 | 2613195.3745 | 1258676.8337 | 2613198.2021 | 1258676.4174 | 2613220.4026 | 1258672.2973
110 | 2613185.8957 | 1258678.5582 | 2613188.2324 | 1258690.6431
111 | 2613091.2482 | 1258411.7237 | 2613097.6001 | 1258413.8713
112 | 2613108.6963 | 1258417.6231 | 2613097.6001 | 1258413.8713
113 | 2613108.6963 | 1258417.6231 | 2613107.9244 | 1258423.5493
114 | 2613108.6963 | 1258417.6231 | 2613112.0028 | 1258391.9634
115 | 2613107.9244 | 1258423.5493 | 2613105.2197 | 1258444.3154
116 | 2613112.5369 | 1258387.8182 | 2613112.0028 | 1258391.9634
117 | 2613194.0857 | 1258725.5266 | 2613193.5146 | 1258723.4943 | 2613193.7354 | 1258719.1029 | 2613192.1088 | 1258710.6905
118 | 2613192.1088 | 1258710.6905 | 2613188.2324 | 1258690.6431
119 | 2613220.4026 | 1258672.2973 | 2613217.0012 | 1258652.7988
120 | 2613199.3297 | 1258477.5861 | 2613185.2856 | 1258477.8885 | 2613183.414 | 1258477.748
121 | 2613199.3297 | 1258477.5861 | 2613200.9423 | 1258463.7637
122 | 2613199.3297 | 1258477.5861 | 2613207.7928 | 1258477.2795
123 | 2613200.9423 | 1258463.7637 | 2613203.9552 | 1258437.9387
124 | 2613114.4714 | 1258372.8056 | 2613129.3827 | 1258375.0134
125 | 2613155.104 | 1258378.8217 | 2613129.3827 | 1258375.0134
126 | 2613114.4714 | 1258372.8056 | 2613112.5369 | 1258387.8182
127 | 2613155.104 | 1258378.8217 | 2613165.0141 | 1258379.9999
128 | 2613155.104 | 1258378.8217 | 2613152.6597 | 1258399.9914
129 | 2613165.0141 | 1258379.9999 | 2613166.3977 | 1258363.7265
130 | 2613165.0141 | 1258379.9999 | 2613176.5316 | 1258381.665
131 | 2613105.2197 | 1258444.3154 | 2613102.5941 | 1258464.4736

## bus_geodata
| x | y | coords
0 | 2612988.3233 | 1258458.8269
1 | 2612989.9126 | 1258453.5842
2 | 2612973.9198 | 1258477.4233
3 | 2613013.6313 | 1258468.2539
4 | 2613038.6601 | 1258400.971
5 | 2612951.2337 | 1258462.0413
6 | 2612977.6109 | 1258492.0421
7 | 2613053.1916 | 1258402.1793
8 | 2613014.7186 | 1258472.872
9 | 2612949.1435 | 1258449.7191
10 | 2612977.6759 | 1258493.5971
11 | 2612908.0508 | 1258457.3331
12 | 2612919.9087 | 1258499.6206
13 | 2612889.2753 | 1258463.4076
14 | 2612945.4852 | 1258428.1526
15 | 2612977.8194 | 1258497.0339
16 | 2613071.9621 | 1258533.2717
17 | 2613075.2986 | 1258533.2118
18 | 2612921.6793 | 1258534.5385
19 | 2612871.0016 | 1258492.4103
20 | 2613091.2533 | 1258669.0719
21 | 2613089.5299 | 1258653.2557
22 | 2613094.3305 | 1258697.313
23 | 2613088.6782 | 1258645.4398
24 | 2613115.1375 | 1258693.2852
25 | 2613094.8148 | 1258699.8825
26 | 2613088.6362 | 1258645.0538
27 | 2613120.9436 | 1258692.1612
28 | 2613096.6492 | 1258715.7527
29 | 2613076.1954 | 1258703.5796
30 | 2613087.7617 | 1258633.2577
31 | 2613097.1948 | 1258720.0683
32 | 2613110.1715 | 1258712.289
33 | 2613057.2513 | 1258706.7468
34 | 2612899.6558 | 1258621.4482
35 | 2612883.2514 | 1258568.2206
36 | 2612911.201 | 1258658.9089
37 | 2612893.4563 | 1258565.4186
38 | 2612947.3306 | 1258646.9426
39 | 2613016.5991 | 1258711.9967
40 | 2613019.1415 | 1258711.6339
41 | 2612907.2133 | 1258562.096
42 | 2612968.8562 | 1258633.3163
43 | 2612922.8847 | 1258558.311
44 | 2612969.2845 | 1258632.6259
45 | 2613087.5907 | 1258627.904
46 | 2613121.8329 | 1258530.5672
47 | 2613124.0942 | 1258530.7923
48 | 2613094.6288 | 1258531.1351
49 | 2613140.0264 | 1258533.596
50 | 2613093.2335 | 1258548.6105
51 | 2613098.6984 | 1258496.9331
52 | 2613146.5161 | 1258536.3052
53 | 2613090.3508 | 1258575.9283
54 | 2613099.3406 | 1258491.5348
55 | 2613158.9336 | 1258541.659
56 | 2613089.2267 | 1258586.5809
57 | 2613102.2016 | 1258467.4867
58 | 2612973.7024 | 1258527.2493
59 | 2612975.7012 | 1258510.8475
60 | 2612973.4824 | 1258533.2385
61 | 2612976.5741 | 1258506.5324
62 | 2612973.4536 | 1258547.0946
63 | 2612973.4889 | 1258551.1238
64 | 2612973.5061 | 1258553.0856
65 | 2613224.5491 | 1258565.2214
66 | 2613209.0178 | 1258559.7612
67 | 2613255.7371 | 1258578.8909
68 | 2613201.8358 | 1258557.3105
69 | 2613231.9991 | 1258592.903
70 | 2613173.4736 | 1258547.8003
71 | 2613213.9608 | 1258602.1118
72 | 2613170.8023 | 1258546.7763
73 | 2613201.787 | 1258611.4949
74 | 2613110.2323 | 1258712.2735
75 | 2613139.4693 | 1258704.7844
76 | 2613147.0638 | 1258696.1905
77 | 2613100.5179 | 1258746.3506
78 | 2613154.8153 | 1258674.0543
79 | 2613100.6863 | 1258747.6826
80 | 2613160.2834 | 1258542.241
81 | 2613087.8688 | 1258599.4495
82 | 2613087.5836 | 1258602.1521
83 | 2613087.4121 | 1258609.5338
84 | 2612972.957 | 1258602.7275
85 | 2612973.2563 | 1258589.6678
86 | 2612921.8758 | 1258538.4132
87 | 2612973.6599 | 1258570.6354
88 | 2613191.2874 | 1258620.3612
89 | 2613178.4577 | 1258633.567
90 | 2613179.4913 | 1258649.7944
91 | 2613183.1001 | 1258666.0025
92 | 2613146.6003 | 1258452.4708
93 | 2613147.249 | 1258446.8521
94 | 2613144.1523 | 1258473.6724
95 | 2613147.437 | 1258445.2245
96 | 2613130.4357 | 1258471.6498
97 | 2613148.8064 | 1258474.2506
98 | 2613148.9951 | 1258431.7294
99 | 2613129.8269 | 1258471.5601
100 | 2613159.9343 | 1258475.633
101 | 2613118.7234 | 1258469.9229
102 | 2613164.8228 | 1258476.2404
103 | 2613185.8957 | 1258678.5582
104 | 2613091.2482 | 1258411.7237
105 | 2613097.6001 | 1258413.8713
106 | 2613108.6963 | 1258417.6231
107 | 2613107.9244 | 1258423.5493
108 | 2613112.0028 | 1258391.9634
109 | 2613194.0857 | 1258725.5266
110 | 2613192.1088 | 1258710.6905
111 | 2613188.2324 | 1258690.6431
112 | 2613220.4026 | 1258672.2973
113 | 2613183.414 | 1258477.748
114 | 2613199.3297 | 1258477.5861
115 | 2613200.9423 | 1258463.7637
116 | 2613207.7928 | 1258477.2795
117 | 2613203.9552 | 1258437.9387
118 | 2613129.3826 | 1258375.0134
119 | 2613114.4714 | 1258372.8056
120 | 2613155.104 | 1258378.8217
121 | 2613112.5369 | 1258387.8182
122 | 2613165.0141 | 1258379.9999
123 | 2613152.6597 | 1258399.9914
124 | 2613166.3977 | 1258363.7265
125 | 2613176.5316 | 1258381.665
126 | 2613217.0012 | 1258652.7988
127 | 2613101.2439 | 1258752.0933
128 | 2613116.6654 | 1258469.6194
129 | 2613102.5941 | 1258464.4736
130 | 2613105.2197 | 1258444.3154
131 | 2613038.2865 | 1258709.1344
132 | 2612973.6074 | 1258564.6443
133 | 2613094.6288 | 1258531.1351

## line_std_types
| c_nf_per_km | r_ohm_per_km | x_ohm_per_km | max_i_ka | type | q_mm2 | alpha | voltage_rating
NAYY 4x50 SE | 210 | 0.642 | 0.083 | 0.142 | cs | 50 | 0.00403 | LV
NAYY 4x120 SE | 264 | 0.225 | 0.08 | 0.242 | cs | 120 | 0.00403 | LV
NAYY 4x150 SE | 261 | 0.208 | 0.08 | 0.27 | cs | 150 | 0.00403 | LV
NA2XS2Y 1x95 RM/25 12/20 kV | 216 | 0.313 | 0.132 | 0.252 | cs | 95 | 0.00403 | MV
NA2XS2Y 1x185 RM/25 12/20 kV | 273 | 0.161 | 0.117 | 0.362 | cs | 185 | 0.00403 | MV
NA2XS2Y 1x240 RM/25 12/20 kV | 304 | 0.122 | 0.112 | 0.421 | cs | 240 | 0.00403 | MV
NA2XS2Y 1x95 RM/25 6/10 kV | 315 | 0.313 | 0.123 | 0.249 | cs | 95 | 0.00403 | MV
NA2XS2Y 1x185 RM/25 6/10 kV | 406 | 0.161 | 0.11 | 0.358 | cs | 185 | 0.00403 | MV
NA2XS2Y 1x240 RM/25 6/10 kV | 456 | 0.122 | 0.105 | 0.416 | cs | 240 | 0.00403 | MV
NA2XS2Y 1x150 RM/25 12/20 kV | 250 | 0.206 | 0.116 | 0.319 | cs | 150 | 0.00403 | MV
NA2XS2Y 1x120 RM/25 12/20 kV | 230 | 0.253 | 0.119 | 0.283 | cs | 120 | 0.00403 | MV
NA2XS2Y 1x70 RM/25 12/20 kV | 190 | 0.443 | 0.132 | 0.22 | cs | 70 | 0.00403 | MV
NA2XS2Y 1x150 RM/25 6/10 kV | 360 | 0.206 | 0.11 | 0.315 | cs | 150 | 0.00403 | MV
NA2XS2Y 1x120 RM/25 6/10 kV | 340 | 0.253 | 0.113 | 0.28 | cs | 120 | 0.00403 | MV
NA2XS2Y 1x70 RM/25 6/10 kV | 280 | 0.443 | 0.123 | 0.217 | cs | 70 | 0.00403 | MV
N2XS(FL)2Y 1x120 RM/35 64/110 kV | 112 | 0.153 | 0.166 | 0.366 | cs | 120 | 0.00393 | HV
N2XS(FL)2Y 1x185 RM/35 64/110 kV | 125 | 0.099 | 0.156 | 0.457 | cs | 185 | 0.00393 | HV
N2XS(FL)2Y 1x240 RM/35 64/110 kV | 135 | 0.075 | 0.149 | 0.526 | cs | 240 | 0.00393 | HV
N2XS(FL)2Y 1x300 RM/35 64/110 kV | 144 | 0.06 | 0.144 | 0.588 | cs | 300 | 0.00393 | HV
15-AL1/3-ST1A 0.4 | 11 | 1.8769 | 0.35 | 0.105 | ol | 16 | 0.00403 | LV
24-AL1/4-ST1A 0.4 | 11.25 | 1.2012 | 0.335 | 0.14 | ol | 24 | 0.00403 | LV
48-AL1/8-ST1A 0.4 | 12.2 | 0.5939 | 0.3 | 0.21 | ol | 48 | 0.00403 | LV
94-AL1/15-ST1A 0.4 | 13.2 | 0.306 | 0.29 | 0.35 | ol | 94 | 0.00403 | LV
34-AL1/6-ST1A 10.0 | 9.7 | 0.8342 | 0.36 | 0.17 | ol | 34 | 0.00403 | MV
48-AL1/8-ST1A 10.0 | 10.1 | 0.5939 | 0.35 | 0.21 | ol | 48 | 0.00403 | MV
70-AL1/11-ST1A 10.0 | 10.4 | 0.4132 | 0.339 | 0.29 | ol | 70 | 0.00403 | MV
94-AL1/15-ST1A 10.0 | 10.75 | 0.306 | 0.33 | 0.35 | ol | 94 | 0.00403 | MV
122-AL1/20-ST1A 10.0 | 11.1 | 0.2376 | 0.323 | 0.41 | ol | 122 | 0.00403 | MV
149-AL1/24-ST1A 10.0 | 11.25 | 0.194 | 0.315 | 0.47 | ol | 149 | 0.00403 | MV
34-AL1/6-ST1A 20.0 | 9.15 | 0.8342 | 0.382 | 0.17 | ol | 34 | 0.00403 | MV
48-AL1/8-ST1A 20.0 | 9.5 | 0.5939 | 0.372 | 0.21 | ol | 48 | 0.00403 | MV
70-AL1/11-ST1A 20.0 | 9.7 | 0.4132 | 0.36 | 0.29 | ol | 70 | 0.00403 | MV
94-AL1/15-ST1A 20.0 | 10 | 0.306 | 0.35 | 0.35 | ol | 94 | 0.00403 | MV
122-AL1/20-ST1A 20.0 | 10.3 | 0.2376 | 0.344 | 0.41 | ol | 122 | 0.00403 | MV
149-AL1/24-ST1A 20.0 | 10.5 | 0.194 | 0.337 | 0.47 | ol | 149 | 0.00403 | MV
184-AL1/30-ST1A 20.0 | 10.75 | 0.1571 | 0.33 | 0.535 | ol | 184 | 0.00403 | MV
243-AL1/39-ST1A 20.0 | 11 | 0.1188 | 0.32 | 0.645 | ol | 243 | 0.00403 | MV
48-AL1/8-ST1A 110.0 | 8 | 0.5939 | 0.46 | 0.21 | ol | 48 | 0.00403 | HV
70-AL1/11-ST1A 110.0 | 8.4 | 0.4132 | 0.45 | 0.29 | ol | 70 | 0.00403 | HV
94-AL1/15-ST1A 110.0 | 8.65 | 0.306 | 0.44 | 0.35 | ol | 94 | 0.00403 | HV
122-AL1/20-ST1A 110.0 | 8.5 | 0.2376 | 0.43 | 0.41 | ol | 122 | 0.00403 | HV
149-AL1/24-ST1A 110.0 | 8.75 | 0.194 | 0.41 | 0.47 | ol | 149 | 0.00403 | HV
184-AL1/30-ST1A 110.0 | 8.8 | 0.1571 | 0.4 | 0.535 | ol | 184 | 0.00403 | HV
243-AL1/39-ST1A 110.0 | 9 | 0.1188 | 0.39 | 0.645 | ol | 243 | 0.00403 | HV
305-AL1/39-ST1A 110.0 | 9.2 | 0.0949 | 0.38 | 0.74 | ol | 305 | 0.00403 | HV
490-AL1/64-ST1A 110.0 | 9.75 | 0.059 | 0.37 | 0.96 | ol | 490 | 0.00403 | HV
679-AL1/86-ST1A 110.0 | 9.95 | 0.042 | 0.36 | 1.15 | ol | 679 | 0.00403 | HV
490-AL1/64-ST1A 220.0 | 10 | 0.059 | 0.285 | 0.96 | ol | 490 | 0.00403 | HV
679-AL1/86-ST1A 220.0 | 11.7 | 0.042 | 0.275 | 1.15 | ol | 679 | 0.00403 | HV
490-AL1/64-ST1A 380.0 | 11 | 0.059 | 0.253 | 0.96 | ol | 490 | 0.00403 | HV
679-AL1/86-ST1A 380.0 | 14.6 | 0.042 | 0.25 | 1.15 | ol | 679 | 0.00403 | HV

## trafo_std_types
| i0_percent | pfe_kw | vkr_percent | sn_mva | vn_lv_kv | vn_hv_kv | vk_percent | shift_degree | vector_group | tap_side | tap_neutral | tap_min | tap_max | tap_step_degree | tap_step_percent | tap_phase_shifter
160 MVA 380/110 kV | 0.06 | 60 | 0.25 | 160 | 110 | 380 | 12.2 | 0 | Yy0 | hv | 0 | -9 | 9 | 0 | 1.5 | FALSE
100 MVA 220/110 kV | 0.06 | 55 | 0.26 | 100 | 110 | 220 | 12 | 0 | Yy0 | hv | 0 | -9 | 9 | 0 | 1.5 | FALSE
63 MVA 110/20 kV | 0.04 | 22 | 0.32 | 63 | 20 | 110 | 18 | 150 | YNd5 | hv | 0 | -9 | 9 | 0 | 1.5 | FALSE
40 MVA 110/20 kV | 0.05 | 18 | 0.34 | 40 | 20 | 110 | 16.2 | 150 | YNd5 | hv | 0 | -9 | 9 | 0 | 1.5 | FALSE
25 MVA 110/20 kV | 0.07 | 14 | 0.41 | 25 | 20 | 110 | 12 | 150 | YNd5 | hv | 0 | -9 | 9 | 0 | 1.5 | FALSE
63 MVA 110/10 kV | 0.04 | 22 | 0.32 | 63 | 10 | 110 | 18 | 150 | YNd5 | hv | 0 | -9 | 9 | 0 | 1.5 | FALSE
40 MVA 110/10 kV | 0.05 | 18 | 0.34 | 40 | 10 | 110 | 16.2 | 150 | YNd5 | hv | 0 | -9 | 9 | 0 | 1.5 | FALSE
25 MVA 110/10 kV | 0.07 | 14 | 0.41 | 25 | 10 | 110 | 12 | 150 | YNd5 | hv | 0 | -9 | 9 | 0 | 1.5 | FALSE
0.25 MVA 20/0.4 kV | 0.32 | 0.8 | 1.44 | 0.25 | 0.4 | 20 | 6 | 150 | Yzn5 | hv | 0 | -2 | 2 | 0 | 2.5 | FALSE
0.4 MVA 20/0.4 kV | 0.3375 | 1.35 | 1.425 | 0.4 | 0.4 | 20 | 6 | 150 | Dyn5 | hv | 0 | -2 | 2 | 0 | 2.5 | FALSE
0.63 MVA 20/0.4 kV | 0.2619 | 1.65 | 1.206 | 0.63 | 0.4 | 20 | 6 | 150 | Dyn5 | hv | 0 | -2 | 2 | 0 | 2.5 | FALSE
0.25 MVA 10/0.4 kV | 0.24 | 0.6 | 1.2 | 0.25 | 0.4 | 10 | 4 | 150 | Dyn5 | hv | 0 | -2 | 2 | 0 | 2.5 | FALSE
0.4 MVA 10/0.4 kV | 0.2375 | 0.95 | 1.325 | 0.4 | 0.4 | 10 | 4 | 150 | Dyn5 | hv | 0 | -2 | 2 | 0 | 2.5 | FALSE
0.63 MVA 10/0.4 kV | 0.1873 | 1.18 | 1.0794 | 0.63 | 0.4 | 10 | 4 | 150 | Dyn5 | hv | 0 | -2 | 2 | 0 | 2.5 | FALSE

## trafo3w_std_types
| sn_hv_mva | sn_mv_mva | sn_lv_mva | vn_hv_kv | vn_mv_kv | vn_lv_kv | vk_hv_percent | vk_mv_percent | vk_lv_percent | vkr_hv_percent | vkr_mv_percent | vkr_lv_percent | pfe_kw | i0_percent | shift_mv_degree | shift_lv_degree | vector_group | tap_side | tap_neutral | tap_min | tap_max | tap_step_percent
63/25/38 MVA 110/20/10 kV | 63 | 25 | 38 | 110 | 20 | 10 | 10.4 | 10.4 | 10.4 | 0.28 | 0.32 | 0.35 | 35 | 0.89 | 0 | 0 | YN0yn0yn0 | hv | 0 | -10 | 10 | 1.2
63/25/38 MVA 110/10/10 kV | 63 | 25 | 38 | 110 | 10 | 10 | 10.4 | 10.4 | 10.4 | 0.28 | 0.32 | 0.35 | 35 | 0.89 | 0 | 0 | YN0yn0yn0 | hv | 0 | -10 | 10 | 1.2

## fuse_std_types
| fuse_type | i_rated_a | t_avg | t_min | t_total | x_avg | x_min | x_total
HV 100A | HV 100A | 100 | 0 | [10.0, 3.64, 0.854, 0.281, 0.1, 0.0531, 0.022, 0.01] | [10.0, 4.267, 1.21, 0.403, 0.1, 0.058, 0.022, 0.01] | 0 | [300.0, 350.0, 450.0, 550.0, 700.0, 850.0, 1200.0, 1752.0] | [600.0, 700.0, 900.0, 1150.0, 1665.0, 2000.0, 3000.0, 4313.0]
HV 10A | HV 10A | 10 | 0 | [10.0, 1675.0, 0.344, 0.156, 0.1, 0.0417, 0.0171, 0.01] | [10.0, 1.3, 0.3, 0.155, 0.1, 0.0555, 0.023, 0.01] | 0 | [30.0, 32.0, 35.0, 37.0, 39.0, 50.0, 70.0, 88.0] | [60.0, 70.0, 80.0, 87.0, 94.0, 110.0, 150.0, 216.0]
HV 125A | HV 125A | 125 | 0 | [10.0, 1.82, 0.344, 0.1, 0.0467, 0.0269, 0.01] | [10.0, 2.478, 0.426, 0.1, 0.0427, 0.0211, 0.01] | 0 | [375.0, 500.0, 700.0, 925.0, 1200.0, 1500.0, 2341.0] | [750.0, 1000.0, 1500.0, 2200.0, 3000.0, 4000.0, 5765.0]
HV 160A | HV 160A | 160 | 0 | [10.0, 4.15, 1.03, 0.198, 0.1, 0.051, 0.0172, 0.01] | [10.0, 2.3, 0.734, 0.274, 0.1, 0.046, 0.0177, 0.01] | 0 | [480.0, 550.0, 700.0, 1000.0, 1260.0, 1600.0, 2500.0, 3227.0] | [960.0, 1300.0, 1700.0, 2200.0, 2996.0, 4000.0, 6000.0, 7946.0]
HV 16A | HV 16A | 16 | 0 | [10.0, 0.352, 0.164, 0.1, 0.0649, 0.0342, 0.01] | [10.0, 2.34, 0.722, 0.181, 0.1, 0.055, 0.0296, 0.01] | 0 | [48.0, 60.0, 65.0, 71.0, 80.0, 100.0, 162.0] | [96.0, 110.0, 125.0, 150.0, 168.0, 200.0, 250.0, 398.0]
HV 200A | HV 200A | 200 | 0 | [10.0, 4.267, 1.21, 0.403, 0.1, 0.058, 0.022, 0.01] | [10.0, 3.73, 1.654, 0.328, 0.1, 0.0531, 0.019, 0.01] | 0 | [600.0, 700.0, 900.0, 1150.0, 1665.0, 2000.0, 3000.0, 4313.0] | [1200.0, 1500.0, 1800.0, 2700.0, 3960.0, 5000.0, 7500.0, 10620.0]
HV 20A | HV 20A | 20 | 0 | [10.0, 1.3, 0.3, 0.155, 0.1, 0.0555, 0.023, 0.01] | [10.0, 1.3, 0.161, 0.1, 0.0611, 0.0399, 0.0141, 0.01] | 0 | [60.0, 70.0, 80.0, 87.0, 94.0, 110.0, 150.0, 216.0] | [120.0, 150.0, 200.0, 223.0, 260.0, 300.0, 450.0, 532.0]
HV 25A | HV 25A | 25 | 0 | [10.0, 2.512, 0.833, 0.299, 0.1, 0.0372, 0.0223, 0.01] | [10.0, 3.125, 0.597, 0.198, 0.1, 0.0378, 0.022, 0.01] | 0 | [75.0, 82.0, 90.0, 100.0, 124.0, 170.0, 200.0, 289.0] | [150.0, 170.0, 210.0, 250.0, 294.0, 400.0, 500.0, 711.0]
HV 31.5A | HV 31.5A | 31.5 | 0 | [10.0, 2.34, 0.722, 0.181, 0.1, 0.055, 0.0296, 0.01] | [10.0, 2.84, 0.368, 0.164, 0.1, 0.0621, 0.0378, 0.0195, 0.01] | 0 | [95.0, 110.0, 125.0, 150.0, 165.0, 200.0, 250.0, 390.0] | [189.0, 220.0, 300.0, 350.0, 393.0, 450.0, 530.0, 700.0, 960.0]
HV 40A | HV 40A | 40 | 0 | [10.0, 1.3, 0.161, 0.1, 0.0611, 0.0399, 0.0141, 0.01] | [10.0, 2.05, 0.369, 0.198, 0.1, 0.051, 0.0298, 0.01] | 0 | [120.0, 150.0, 200.0, 223.0, 260.0, 300.0, 450.0, 532.0] | [240.0, 300.0, 400.0, 450.0, 530.0, 650.0, 800.0, 1311.0]
HV 50A | HV 50A | 50 | 0 | [10.0, 3.215, 0.597, 0.198, 0.1, 0.0378, 0.022, 0.01] | [10.0, 3.64, 0.854, 0.281, 0.1, 0.0531, 0.022, 0.01] | 0 | [150.0, 170.0, 210.0, 250.0, 294.0, 400.0, 500.0, 711.0] | [300.0, 350.0, 450.0, 550.0, 700.0, 850.0, 1200.0, 1752.0]
HV 6.3A | HV 6.3A | 6.3 | 0 | [10.0, 1.39, 0.344, 0.168, 0.1, 0.056, 0.0263, 0.01] | [10.0, 1.711, 0.516, 0.198, 0.1, 0.0634, 0.0303, 0.01] | 0 | [19.0, 19.5, 20.4, 20.8, 22.0, 25.0, 32.0, 48.0] | [38.0, 40.0, 43.0, 48.0, 53.0, 60.0, 75.0, 118.0]
HV 63A | HV 63A | 63 | 0 | [10.0, 2.84, 0.368, 0.164, 0.1, 0.0621, 0.0378, 0.0195, 0.01] | [10.0, 1.82, 0.344, 0.1, 0.0467, 0.0269, 0.01] | 0 | [189.0, 220.0, 300.0, 350.0, 393.0, 450.0, 530.0, 700.0, 961.0] | [378.0, 500.0, 700.0, 934.0, 1200.0, 1500.0, 2366.0]
HV 80A | HV 80A | 80 | 0 | [10.0, 2.05, 0.369, 0.198, 0.1, 0.051, 0.0298, 0.01] | [10.0, 4.15, 1.03, 0.198, 0.1, 0.051, 0.0172, 0.01] | 0 | [240.0, 300.0, 400.0, 450.0, 530.0, 650.0, 800.0, 1311.0] | [480.0, 550.0, 700.0, 1000.0, 1260.0, 1600.0, 2500.0, 3227.0]
Siemens NH-1-100 | Siemens NH-1-100 | 100 | [5400.0, 2000.0, 400.0, 20.0, 1.0, 0.2, 0.012, 0.004] | 0 | 0 | [150.0, 190.0, 250.0, 430.0, 900.0, 1250.0, 2700.0, 3600.0] | 0 | 0
Siemens NH-1-125 | Siemens NH-1-125 | 125 | [4800.0, 120.0, 7.0, 0.1, 0.004] | 0 | 0 | [180.0, 400.0, 740.0, 2000.0, 4250.0] | 0 | 0
Siemens NH-1-16 | Siemens NH-1-16 | 16 | [4000.0, 400.0, 2.0, 0.1, 0.04, 0.01] | 0 | 0 | [26.0, 35.0, 75.0, 150.0, 200.0, 300.0] | 0 | 0
Siemens NH-1-160 | Siemens NH-1-160 | 160 | [4800.0, 120.0, 7.0, 0.1, 0.004] | 0 | 0 | [210.0, 500.0, 900.0, 2300.0, 5000.0] | 0 | 0
Siemens NH-1-25 | Siemens NH-1-25 | 25 | [4000.0, 1000.0, 10.0, 0.2, 0.02, 0.01] | 0 | 0 | [40.0, 50.0, 100.0, 210.0, 400.0, 500.0] | 0 | 0
Siemens NH-1-50 | Siemens NH-1-50 | 50 | [4000.0, 40.0, 4.0, 1.0, 0.02, 0.01] | 0 | 0 | [86.0, 200.0, 300.0, 400.0, 1000.0, 1280.0] | 0 | 0
Siemens NH-1-63 | Siemens NH-1-63 | 63 | [4000.0, 100.0, 10.0, 2.0, 0.04, 0.01] | 0 | 0 | [100.0, 200.0, 300.0, 400.0, 1000.0, 1500.0] | 0 | 0
Siemens NH-1-80 | Siemens NH-1-80 | 80 | [4800.0, 120.0, 7.0, 0.1, 0.01] | 0 | 0 | [150.58, 250.0, 450.0, 1150.0, 2470.0] | 0 | 0
Siemens NH-2-1000 | Siemens NH-2-1000 | 1000 | [4800.0, 120.0, 7.0, 0.1, 0.004] | 0 | 0 | [1900.0, 3500.0, 8400.0, 24000.0, 52000.0] | 0 | 0
Siemens NH-2-200 | Siemens NH-2-200 | 200 | [4800.0, 120.0, 7.0, 0.1, 0.004] | 0 | 0 | [280.0, 650.0, 1200.0, 3000.0, 7000.0] | 0 | 0
Siemens NH-2-224 | Siemens NH-2-224 | 224 | [4800.0, 120.0, 7.0, 0.2, 0.04, 0.004] | 0 | 0 | [400.0, 750.0, 1453.0, 3025.0, 4315.0, 7600.0] | 0 | 0
Siemens NH-2-250 | Siemens NH-2-250 | 250 | [4800.0, 120.0, 7.0, 0.1, 0.004] | 0 | 0 | [450.0, 800.0, 1650.0, 4000.0, 8500.0] | 0 | 0
Siemens NH-2-315 | Siemens NH-2-315 | 315 | [4800.0, 120.0, 7.0, 0.1, 0.004] | 0 | 0 | [550.0, 920.0, 1900.0, 5000.0, 11000.0] | 0 | 0
Siemens NH-2-355 | Siemens NH-2-355 | 355 | [4800.0, 120.0, 6.0, 0.1, 0.004] | 0 | 0 | [650.0, 1116.27, 2350.0, 5840.0, 12790.0] | 0 | 0
Siemens NH-2-400 | Siemens NH-2-400 | 400 | [4800.0, 120.0, 7.0, 0.1, 0.004] | 0 | 0 | [720.0, 1350.0, 2800.0, 6500.0, 15000.0] | 0 | 0
Siemens NH-2-425 | Siemens NH-2-425 | 425 | [4800.0, 120.0, 7.0, 0.1, 0.004] | 0 | 0 | [850.0, 1500.0, 3050.0, 7500.0, 16500.0] | 0 | 0
Siemens NH-2-630 | Siemens NH-2-630 | 630 | [4800.0, 120.0, 7.0, 0.1, 0.004] | 0 | 0 | [1200.0, 2000.0, 4800.0, 12000.0, 26000.0] | 0 | 0

## res_bus
| vm_pu | va_degree | p_mw | q_mvar
0 | 0.98419 | -0.30134 | 0.0022577 | 0.00056583
1 | 0.98444 | -0.29657 | 0.0037769 | 0.00094659
2 | 0.98308 | -0.32286 | 0 | 0
3 | 0.98422 | -0.30094 | 0.0020534 | 0.00051463
4 | 0.98779 | -0.23213 | 0.0037813 | 0.00094769
5 | 0.98297 | -0.32497 | 0 | 0
6 | 0.98242 | -0.33577 | 0.0013041 | 0.00032683
7 | 0.98852 | -0.21809 | 0.0038408 | 0.0009626
8 | 0.98421 | -0.30115 | 0.0024595 | 0.00061642
9 | 0.98293 | -0.32592 | 0.0026695 | 0.00066905
10 | 0.98235 | -0.33709 | 0.0029704 | 0.00074445
11 | 0.97119 | -0.55556 | 0 | 0
12 | 0.9712 | -0.55542 | 0.0033529 | 0.00084032
13 | 0.97119 | -0.55566 | 0 | 0
14 | 0.98289 | -0.32653 | 0.0015444 | 0.00038707
15 | 0.9822 | -0.33997 | 0.0013126 | 0.00032897
16 | 1 | 0 | -0.50265 | -0.12856
17 | 0.9997 | -0.0057401 | 0.0040595 | 0.0010174
18 | 0.97123 | -0.55487 | 0.0097957 | 0.002455
19 | 0.97115 | -0.55641 | 0.00084899 | 0.00021278
20 | 0.98859 | -0.2188 | 0.0029568 | 0.00074103
21 | 0.98942 | -0.20278 | 0.0033923 | 0.00085018
22 | 0.98719 | -0.24596 | 0 | 0
23 | 0.98985 | -0.1944 | 0.0033345 | 0.0008357
24 | 0.98706 | -0.24861 | 0.0046575 | 0.0011673
25 | 0.98708 | -0.24814 | 0 | 0
26 | 0.98987 | -0.19397 | 0.0032444 | 0.00081312
27 | 0.98705 | -0.24885 | 0.0023182 | 0.00058099
28 | 0.98671 | -0.25532 | 0 | 0
29 | 0.98671 | -0.25543 | 0.0049978 | 0.0012526
30 | 0.9906 | -0.17998 | 0.0044718 | 0.0011207
31 | 0.98666 | -0.25629 | 0.0024788 | 0.00062126
32 | 0.98655 | -0.25851 | 0.0020457 | 0.0005127
33 | 0.98642 | -0.26109 | 0.0031013 | 0.00077726
34 | 0.97427 | -0.49477 | 0.0035227 | 0.00088287
35 | 0.97267 | -0.52644 | 0 | 0
36 | 0.97543 | -0.47202 | 0 | 0
37 | 0.97236 | -0.53246 | 0 | 0
38 | 0.97655 | -0.44999 | 0.0033433 | 0.00083792
39 | 0.98599 | -0.26944 | 0.0032487 | 0.0008142
40 | 0.986 | -0.26929 | 0.0072255 | 0.0018109
41 | 0.97195 | -0.54053 | 0.040797 | 0.010225
42 | 0.97734 | -0.43459 | 0.0017935 | 0.0004495
43 | 0.97161 | -0.54731 | 0.013712 | 0.0034366
44 | 0.97737 | -0.4341 | 0.0018013 | 0.00045145
45 | 0.99095 | -0.17323 | 0.0064427 | 0.0016147
46 | 0.99757 | -0.04606 | 0.0051331 | 0.0012865
47 | 0.99752 | -0.046967 | 0.0062693 | 0.0015712
48 | 0.99794 | -0.039039 | 0 | 0
49 | 0.9966 | -0.064648 | 0.0027374 | 0.00068606
50 | 0.99719 | -0.053201 | 0.0016128 | 0.00040422
51 | 0.99587 | -0.078116 | 0.0024108 | 0.0006042
52 | 0.99622 | -0.071982 | 0.0015348 | 0.00038467
53 | 0.99491 | -0.09694 | 0.0024497 | 0.00061396
54 | 0.99554 | -0.084252 | 0.001861 | 0.0004664
55 | 0.9955 | -0.08573 | 0.0030427 | 0.00076257
56 | 0.99404 | -0.11359 | 0.0023492 | 0.00058876
57 | 0.99411 | -0.11148 | 0 | 0
58 | 0.98093 | -0.36462 | 0.0056533 | 0.0014169
59 | 0.9816 | -0.35152 | 0.0057034 | 0.0014294
60 | 0.98069 | -0.36925 | 0.0056952 | 0.0014273
61 | 0.98179 | -0.34794 | 0.0056876 | 0.0014254
62 | 0.98016 | -0.37968 | 0.0056533 | 0.0014169
63 | 0.98001 | -0.38263 | 0.009952 | 0.0024942
64 | 0.97993 | -0.384 | 0.0056952 | 0.0014273
65 | 0.99258 | -0.14213 | 0.0093983 | 0.0023554
66 | 0.99315 | -0.13102 | 0.0038989 | 0.00097716
67 | 0.99168 | -0.15946 | 0 | 0
68 | 0.99344 | -0.12538 | 0.0054635 | 0.0013693
69 | 0.99092 | -0.17416 | 0.0069325 | 0.0017375
70 | 0.99475 | -0.10031 | 0.0020273 | 0.00050809
71 | 0.99052 | -0.18204 | 0.0033238 | 0.00083303
72 | 0.99487 | -0.097813 | 0.0033643 | 0.00084318
73 | 0.99026 | -0.18709 | 0.0020788 | 0.000521
74 | 0.98655 | -0.25852 | 0.0020349 | 0.00051
75 | 0.98631 | -0.26319 | 0.0027133 | 0.00068002
76 | 0.98624 | -0.26454 | 0.0023729 | 0.00059471
77 | 0.98642 | -0.26099 | 0.002619 | 0.00065638
78 | 0.98616 | -0.26603 | 0.0035614 | 0.00089258
79 | 0.98641 | -0.26116 | 0.004139 | 0.0010373
80 | 0.99543 | -0.087147 | 0.0018969 | 0.0004754
81 | 0.99302 | -0.1332 | 0.0017993 | 0.00045095
82 | 0.99281 | -0.13724 | 0.001499 | 0.00037569
83 | 0.99225 | -0.14803 | 0.0051483 | 0.0012903
84 | 0.9783 | -0.41582 | 0.0025645 | 0.00064272
85 | 0.97871 | -0.40785 | 0.0071626 | 0.0017951
86 | 0.97124 | -0.55467 | 0.086086 | 0.021575
87 | 0.97933 | -0.39575 | 0.0056952 | 0.0014273
88 | 0.99005 | -0.19111 | 0.001403 | 0.00035161
89 | 0.9898 | -0.19603 | 0 | 0
90 | 0.98957 | -0.20041 | 0.0019057 | 0.00047762
91 | 0.98937 | -0.20428 | 0.0026008 | 0.00065181
92 | 0.99302 | -0.13259 | 0.0013382 | 0.0003354
93 | 0.99299 | -0.13315 | 0.0013293 | 0.00033316
94 | 0.99315 | -0.13 | 0 | 0
95 | 0.99298 | -0.13327 | 0.0015185 | 0.00038056
96 | 0.99348 | -0.12357 | 0.0021186 | 0.00053097
97 | 0.99307 | -0.1316 | 0.0028998 | 0.00072677
98 | 0.99295 | -0.13392 | 0.0026953 | 0.0006755
99 | 0.9935 | -0.12327 | 0.0021448 | 0.00053755
100 | 0.9929 | -0.13486 | 0.0026994 | 0.00067654
101 | 0.99381 | -0.11723 | 0.0025872 | 0.00064842
102 | 0.99284 | -0.13605 | 0.0018772 | 0.00047048
103 | 0.98925 | -0.20669 | 0 | 0
104 | 0.9906 | -0.17823 | 0.0022989 | 0.00057615
105 | 0.99093 | -0.17202 | 0.0012538 | 0.00031424
106 | 0.9915 | -0.16114 | 0 | 0
107 | 0.9918 | -0.15532 | 0.0039428 | 0.00098816
108 | 0.99144 | -0.16233 | 0.003238 | 0.00081153
109 | 0.98898 | -0.21196 | 0.002886 | 0.0007233
110 | 0.98902 | -0.21119 | 0.0039448 | 0.00098865
111 | 0.98914 | -0.2087 | 0.002344 | 0.00058746
112 | 0.9892 | -0.20752 | 0 | 0
113 | 0.99264 | -0.13997 | 0.0024853 | 0.00062287
114 | 0.9925 | -0.14261 | 0 | 0
115 | 0.99242 | -0.1442 | 0.0018602 | 0.00046621
116 | 0.99248 | -0.14304 | 0.0029027 | 0.0007275
117 | 0.99231 | -0.14632 | 0.0046088 | 0.0011551
118 | 0.99139 | -0.16335 | 0.0012954 | 0.00032465
119 | 0.99141 | -0.16291 | 0 | 0
120 | 0.99135 | -0.16398 | 0 | 0
121 | 0.99143 | -0.16247 | 0.0015408 | 0.00038617
122 | 0.99135 | -0.16413 | 0 | 0
123 | 0.9913 | -0.16498 | 0.0026532 | 0.00066494
124 | 0.99133 | -0.16451 | 0.0026897 | 0.0006741
125 | 0.99133 | -0.16443 | 0.0014967 | 0.00037511
126 | 0.98918 | -0.20798 | 0.0013242 | 0.00033187
127 | 0.9864 | -0.26141 | 0.0031443 | 0.00078803
128 | 0.99388 | -0.11601 | 0.0020908 | 0.00052399
129 | 0.99395 | -0.11452 | 0.0034958 | 0.00087613
130 | 0.99289 | -0.13466 | 0.0018283 | 0.0004582
131 | 0.98618 | -0.26566 | 0.0028754 | 0.00072065
132 | 0.97953 | -0.39181 | 0.0056533 | 0.0014169
133 | 0.99998 | 149.9956 | 0 | 0

## res_line
| p_from_mw | q_from_mvar | p_to_mw | q_to_mvar | pl_mw | ql_mvar | i_from_ka | i_to_ka | i_ka | vm_from_pu | va_from_degree | vm_to_pu | va_to_degree | loading_percent
0 | -0.24442 | -0.062081 | 0.24448 | 0.062117 | 5.62e-05 | 3.562e-05 | 0.36984 | 0.36984 | 0.36984 | 0.98419 | -0.30134 | 0.98444 | -0.29657 | 20.321
1 | 0.24217 | 0.061515 | -0.24192 | -0.061357 | 0.00025054 | 0.00015876 | 0.36643 | 0.36643 | 0.36643 | 0.98419 | -0.30134 | 0.98308 | -0.32286 | 20.1335
2 | 0.0045139 | 0.0011309 | -0.004513 | -0.001131 | 9.4064e-07 | -8.2917e-08 | 0.0068228 | 0.006823 | 0.006823 | 0.98444 | -0.29657 | 0.98422 | -0.30094 | 1.8745
3 | -0.25277 | -0.064194 | 0.25356 | 0.064693 | 0.00078652 | 0.0004988 | 0.38237 | 0.38237 | 0.38237 | 0.98444 | -0.29657 | 0.98779 | -0.23213 | 21.0096
4 | 0.0042146 | 0.0010557 | -0.0042142 | -0.0010558 | 4.2419e-07 | -8.0923e-08 | 0.0063791 | 0.0063792 | 0.0063792 | 0.98308 | -0.32286 | 0.98297 | -0.32497 | 1.7525
5 | 0.2377 | 0.060301 | -0.23755 | -0.060207 | 0.00014746 | 9.3414e-05 | 0.36005 | 0.36005 | 0.36005 | 0.98308 | -0.32286 | 0.98242 | -0.33577 | 19.783
6 | 0.0024596 | 0.00061637 | -0.0024595 | -0.00061642 | 2.4606e-08 | -4.4556e-08 | 0.0037185 | 0.0037186 | 0.0037186 | 0.98422 | -0.30094 | 0.98421 | -0.30115 | 1.0216
7 | -0.25734 | -0.065641 | 0.25751 | 0.065752 | 0.00017458 | 0.00011074 | 0.38807 | 0.38807 | 0.38807 | 0.98779 | -0.23213 | 0.98852 | -0.21809 | 21.3225
8 | 0.0042142 | 0.0010558 | -0.004214 | -0.0010559 | 1.9073e-07 | -3.6356e-08 | 0.0063792 | 0.0063793 | 0.0063793 | 0.98297 | -0.32497 | 0.98293 | -0.32592 | 1.7526
9 | 0.23625 | 0.059881 | -0.23623 | -0.059871 | 1.4966e-05 | 9.4799e-06 | 0.35808 | 0.35808 | 0.35808 | 0.98242 | -0.33577 | 0.98235 | -0.33709 | 19.6745
10 | -0.26135 | -0.066714 | 0.26186 | 0.067034 | 0.00050452 | 0.00032011 | 0.39385 | 0.39385 | 0.39385 | 0.98852 | -0.21809 | 0.9906 | -0.17823 | 21.6401
11 | 0.0015445 | 0.00038682 | -0.0015444 | -0.00038707 | 4.4842e-08 | -2.4856e-07 | 0.002338 | 0.0023381 | 0.0023381 | 0.98293 | -0.32592 | 0.98289 | -0.32653 | 0.64234
12 | 0.23326 | 0.059127 | -0.23323 | -0.059106 | 3.2252e-05 | 2.0424e-05 | 0.35358 | 0.35358 | 0.35358 | 0.98235 | -0.33709 | 0.9822 | -0.33997 | 19.4273
13 | -0.00084903 | -0.00021148 | 0.00084903 | 0.00020875 | 5.5806e-09 | -2.7211e-06 | 0.0013004 | 0.0012994 | 0.0013004 | 0.97119 | -0.55556 | 0.9712 | -0.55542 | 0.071449
14 | 0.00084903 | 0.00021148 | -0.00084902 | -0.0002122 | 4.1608e-09 | -7.2795e-07 | 0.0013004 | 0.0013006 | 0.0013006 | 0.97119 | -0.55556 | 0.97119 | -0.55566 | 0.11911
15 | -0.0042019 | -0.0010491 | 0.004202 | 0.001047 | 1.0862e-07 | -2.0938e-06 | 0.0064365 | 0.0064357 | 0.0064365 | 0.9712 | -0.55542 | 0.97123 | -0.55487 | 0.35365
16 | 0.00084902 | 0.0002122 | -0.00084899 | -0.00021278 | 3.0437e-08 | -5.7412e-07 | 0.0013006 | 0.0013008 | 0.0013008 | 0.97119 | -0.55566 | 0.97115 | -0.55641 | 0.35737
17 | 0.23192 | 0.058777 | -0.23183 | -0.058721 | 8.8817e-05 | 5.6237e-05 | 0.35159 | 0.35159 | 0.35159 | 0.9822 | -0.33997 | 0.98179 | -0.34794 | 19.318
18 | 0.501 | 0.12856 | -0.50086 | -0.12847 | 0.00013949 | 8.9056e-05 | 0.74655 | 0.74655 | 0.74655 | 1 | 0 | 0.9997 | -0.0057401 | 41.0194
19 | 0.4968 | 0.12745 | -0.496 | -0.12694 | 0.00080111 | 0.00051144 | 0.74051 | 0.74051 | 0.74051 | 0.9997 | -0.0057401 | 0.99794 | -0.039039 | 40.6874
20 | -0.013998 | -0.003502 | 0.013998 | 0.0035018 | 1.338e-07 | -1.5443e-07 | 0.021444 | 0.021444 | 0.021444 | 0.97123 | -0.55487 | 0.97124 | -0.55467 | 1.1782
21 | -0.056598 | -0.014223 | 0.056642 | 0.014251 | 4.3314e-05 | 2.7516e-05 | 0.085205 | 0.085205 | 0.085205 | 0.98859 | -0.2188 | 0.98942 | -0.20278 | 23.408
22 | 0.053642 | 0.013482 | -0.053572 | -0.013438 | 6.9472e-05 | 4.4098e-05 | 0.080754 | 0.080755 | 0.080755 | 0.98859 | -0.2188 | 0.98719 | -0.24596 | 22.1853
23 | -0.060034 | -0.015101 | 0.060058 | 0.015116 | 2.4044e-05 | 1.5287e-05 | 0.090307 | 0.090307 | 0.090307 | 0.98942 | -0.20278 | 0.98985 | -0.1944 | 24.8095
24 | 0.0069766 | 0.0017485 | -0.0069757 | -0.0017482 | 8.7889e-07 | 2.9156e-07 | 0.010516 | 0.010516 | 0.010516 | 0.98719 | -0.24596 | 0.98706 | -0.24861 | 2.889
25 | 0.046596 | 0.01169 | -0.046591 | -0.011687 | 4.8379e-06 | 3.0628e-06 | 0.070239 | 0.070239 | 0.070239 | 0.98719 | -0.24596 | 0.98708 | -0.24814 | 19.2963
26 | -0.063393 | -0.015952 | 0.063394 | 0.015953 | 1.323e-06 | 8.4175e-07 | 0.095319 | 0.095319 | 0.095319 | 0.98985 | -0.1944 | 0.98987 | -0.19397 | 26.1866
27 | 0.0023182 | 0.00058093 | -0.0023182 | -0.00058099 | 2.7085e-08 | -5.8256e-08 | 0.0034947 | 0.0034947 | 0.0034947 | 0.98706 | -0.24861 | 0.98705 | -0.24885 | 0.9601
28 | 0.025125 | 0.0063015 | -0.025117 | -0.0062962 | 8.596e-06 | 5.2973e-06 | 0.037878 | 0.037878 | 0.037878 | 0.98708 | -0.24814 | 0.98671 | -0.25532 | 10.406
29 | 0.021465 | 0.0053852 | -0.021458 | -0.0053807 | 7.4548e-06 | 4.5285e-06 | 0.032361 | 0.032361 | 0.032361 | 0.98708 | -0.24814 | 0.98671 | -0.25543 | 8.8904
30 | -0.066638 | -0.016766 | 0.066683 | 0.016794 | 4.4563e-05 | 2.8368e-05 | 0.1002 | 0.1002 | 0.1002 | 0.98987 | -0.19397 | 0.9906 | -0.17998 | 27.5265
31 | 0.012384 | 0.0031044 | -0.012383 | -0.0031041 | 5.6895e-07 | 3.0857e-07 | 0.018676 | 0.018676 | 0.018676 | 0.98671 | -0.25532 | 0.98666 | -0.25629 | 5.1308
32 | 0.012733 | 0.0031919 | -0.012731 | -0.0031908 | 1.9301e-06 | 1.057e-06 | 0.019202 | 0.019202 | 0.019202 | 0.98671 | -0.25532 | 0.98655 | -0.25851 | 5.2753
33 | 0.01646 | 0.0041281 | -0.016456 | -0.0041255 | 4.4386e-06 | 2.5955e-06 | 0.024824 | 0.024824 | 0.024824 | 0.98671 | -0.25543 | 0.98642 | -0.26109 | 6.8198
34 | -0.071155 | -0.017915 | 0.071178 | 0.01793 | 2.296e-05 | 1.4626e-05 | 0.10691 | 0.10691 | 0.10691 | 0.9906 | -0.17998 | 0.99095 | -0.17323 | 29.3719
35 | 0.0099046 | 0.0024828 | -0.0099024 | -0.0024817 | 2.2167e-06 | 1.0804e-06 | 0.014938 | 0.014938 | 0.014938 | 0.98666 | -0.25629 | 0.98642 | -0.26099 | 4.1038
36 | 0.010685 | 0.0026781 | -0.010685 | -0.0026781 | 6.1145e-09 | 3.1129e-09 | 0.016116 | 0.016116 | 0.016116 | 0.98655 | -0.25851 | 0.98655 | -0.25852 | 4.4276
37 | 0.013354 | 0.0033483 | -0.013352 | -0.0033466 | 2.9092e-06 | 1.618e-06 | 0.020146 | 0.020146 | 0.020146 | 0.98642 | -0.26109 | 0.98618 | -0.26566 | 5.5346
38 | 0.155 | 0.038993 | -0.15477 | -0.038847 | 0.00023422 | 0.00014644 | 0.23679 | 0.23679 | 0.23679 | 0.97427 | -0.49477 | 0.97267 | -0.52644 | 13.0105
39 | -0.15853 | -0.039876 | 0.1587 | 0.039984 | 0.00017242 | 0.0001079 | 0.24217 | 0.24217 | 0.24217 | 0.97427 | -0.49477 | 0.97543 | -0.47202 | 13.306
40 | 0.15477 | 0.038847 | -0.15472 | -0.038819 | 4.4399e-05 | 2.776e-05 | 0.23679 | 0.23679 | 0.23679 | 0.97267 | -0.52644 | 0.97236 | -0.53246 | 13.0105
41 | -0.1587 | -0.039984 | 0.15887 | 0.040089 | 0.00016748 | 0.00010481 | 0.24217 | 0.24217 | 0.24217 | 0.97543 | -0.47202 | 0.97655 | -0.44999 | 13.306
42 | 0.15472 | 0.038819 | -0.15466 | -0.038782 | 5.9515e-05 | 3.7212e-05 | 0.23679 | 0.23679 | 0.23679 | 0.97236 | -0.53246 | 0.97195 | -0.54053 | 13.0105
43 | -0.16221 | -0.040927 | 0.16233 | 0.041002 | 0.00011971 | 7.4977e-05 | 0.24726 | 0.24726 | 0.24726 | 0.97655 | -0.44999 | 0.97734 | -0.43459 | 13.5859
44 | -0.0032487 | -0.0008142 | 0.0032487 | 0.00081419 | 2.315e-08 | -1.7939e-08 | 0.0049028 | 0.0049028 | 0.0049028 | 0.98599 | -0.26944 | 0.986 | -0.26929 | 1.3469
45 | -0.010474 | -0.0026251 | 0.010476 | 0.002626 | 1.8092e-06 | 9.1158e-07 | 0.015807 | 0.015807 | 0.015807 | 0.986 | -0.26929 | 0.98618 | -0.26566 | 4.3426
46 | 0.11387 | 0.028557 | -0.11383 | -0.028535 | 3.6749e-05 | 2.2521e-05 | 0.17433 | 0.17433 | 0.17433 | 0.97195 | -0.54053 | 0.97161 | -0.54731 | 9.5788
47 | -0.16412 | -0.041451 | 0.16413 | 0.041454 | 3.8104e-06 | 2.3877e-06 | 0.24999 | 0.24999 | 0.24999 | 0.97734 | -0.43459 | 0.97737 | -0.4341 | 13.7359
48 | 0.10012 | 0.025098 | -0.10008 | -0.025077 | 3.5132e-05 | 2.1251e-05 | 0.15333 | 0.15333 | 0.15333 | 0.97161 | -0.54731 | 0.97124 | -0.55467 | 8.425
49 | -0.16593 | -0.041905 | 0.16607 | 0.041996 | 0.00014547 | 9.1196e-05 | 0.25274 | 0.25273 | 0.25274 | 0.97737 | -0.4341 | 0.9783 | -0.41582 | 13.8866
50 | -0.07762 | -0.019545 | 0.077714 | 0.019604 | 9.3647e-05 | 5.9697e-05 | 0.11659 | 0.11659 | 0.11659 | 0.99095 | -0.17323 | 0.99225 | -0.14803 | 32.0297
51 | 0.068689 | 0.017332 | -0.068686 | -0.01733 | 2.9844e-06 | 1.821e-06 | 0.1025 | 0.1025 | 0.1025 | 0.99757 | -0.04606 | 0.99752 | -0.046967 | 9.3866
52 | -0.073823 | -0.018618 | 0.073847 | 0.018632 | 2.4818e-05 | 1.4103e-05 | 0.11016 | 0.11016 | 0.11016 | 0.99757 | -0.04606 | 0.99794 | -0.039039 | 6.0526
53 | 0.062417 | 0.015759 | -0.062364 | -0.015725 | 5.2823e-05 | 3.3595e-05 | 0.093149 | 0.093149 | 0.093149 | 0.99752 | -0.046967 | 0.9966 | -0.064648 | 25.5905
54 | 0.093039 | 0.023625 | -0.092975 | -0.023585 | 6.3362e-05 | 4.0094e-05 | 0.13884 | 0.13884 | 0.13884 | 0.99794 | -0.039039 | 0.99719 | -0.053201 | 19.0712
55 | 0.32911 | 0.084684 | -0.32849 | -0.084287 | 0.00062408 | 0.00039717 | 0.49152 | 0.49152 | 0.49152 | 0.99794 | -0.039039 | 0.99587 | -0.078116 | 27.0065
56 | 0.059627 | 0.015039 | -0.059606 | -0.015026 | 2.0927e-05 | 1.3302e-05 | 0.089062 | 0.089062 | 0.089062 | 0.9966 | -0.064648 | 0.99622 | -0.071982 | 24.4676
57 | 0.091362 | 0.023181 | -0.091171 | -0.023059 | 0.00019174 | 0.00012236 | 0.13643 | 0.13643 | 0.13643 | 0.99719 | -0.053201 | 0.99491 | -0.09694 | 37.4813
58 | 0.32607 | 0.083683 | -0.32598 | -0.083621 | 9.7063e-05 | 6.1767e-05 | 0.48792 | 0.48792 | 0.48792 | 0.99587 | -0.078116 | 0.99554 | -0.084252 | 26.8086
59 | 0.058071 | 0.014641 | -0.058033 | -0.014617 | 3.8179e-05 | 2.4259e-05 | 0.08677 | 0.08677 | 0.08677 | 0.99622 | -0.071982 | 0.9955 | -0.08573 | 23.8378
60 | 0.088721 | 0.022445 | -0.08865 | -0.022399 | 7.0807e-05 | 4.5178e-05 | 0.13277 | 0.13277 | 0.13277 | 0.99491 | -0.09694 | 0.99404 | -0.11359 | 36.4747
61 | 0.32412 | 0.083154 | -0.32369 | -0.082882 | 0.00042748 | 0.00027202 | 0.48513 | 0.48513 | 0.48513 | 0.99554 | -0.084252 | 0.99411 | -0.11148 | 26.6558
62 | 0.05499 | 0.013854 | -0.054986 | -0.013852 | 3.7266e-06 | 2.3659e-06 | 0.082222 | 0.082222 | 0.082222 | 0.9955 | -0.08573 | 0.99543 | -0.087147 | 22.5883
63 | 0.086301 | 0.021811 | -0.08622 | -0.021759 | 8.1066e-05 | 5.1714e-05 | 0.12925 | 0.12925 | 0.12925 | 0.99404 | -0.11359 | 0.99302 | -0.1332 | 35.5086
64 | 0.2885 | 0.07405 | -0.28845 | -0.074023 | 4.2619e-05 | 2.7079e-05 | 0.43245 | 0.43245 | 0.43245 | 0.99411 | -0.11148 | 0.99395 | -0.11452 | 23.7611
65 | 0.035193 | 0.0088321 | -0.035186 | -0.0088276 | 7.6084e-06 | 4.4903e-06 | 0.052683 | 0.052683 | 0.052683 | 0.99411 | -0.11148 | 0.99388 | -0.11601 | 7.2367
66 | -0.22026 | -0.055754 | 0.2204 | 0.055842 | 0.00013867 | 8.7703e-05 | 0.33432 | 0.33432 | 0.33432 | 0.98093 | -0.36462 | 0.9816 | -0.35152 | 18.3694
67 | 0.21461 | 0.054337 | -0.21456 | -0.054307 | 4.7696e-05 | 3.0147e-05 | 0.32575 | 0.32575 | 0.32575 | 0.98093 | -0.36462 | 0.98069 | -0.36925 | 17.8982
68 | -0.2261 | -0.057271 | 0.22614 | 0.057296 | 3.8856e-05 | 2.459e-05 | 0.34297 | 0.34297 | 0.34297 | 0.9816 | -0.35152 | 0.98179 | -0.34794 | 18.8444
69 | 0.20887 | 0.05288 | -0.20876 | -0.052814 | 0.00010452 | 6.6018e-05 | 0.31711 | 0.31711 | 0.31711 | 0.98069 | -0.36925 | 0.98016 | -0.37968 | 17.4234
70 | 0.20311 | 0.051397 | -0.20308 | -0.051379 | 2.8766e-05 | 1.8156e-05 | 0.30852 | 0.30852 | 0.30852 | 0.98016 | -0.37968 | 0.98001 | -0.38263 | 16.9519
71 | 0.19313 | 0.048884 | -0.19311 | -0.048876 | 1.2668e-05 | 7.9838e-06 | 0.29341 | 0.29341 | 0.29341 | 0.98001 | -0.38263 | 0.97993 | -0.384 | 16.1216
72 | 0.18742 | 0.047449 | -0.18735 | -0.047405 | 7.0301e-05 | 4.4265e-05 | 0.28477 | 0.28477 | 0.28477 | 0.97993 | -0.384 | 0.97953 | -0.39181 | 15.6465
73 | -0.038214 | -0.0096017 | 0.038234 | 0.0096145 | 2.0275e-05 | 1.2763e-05 | 0.057297 | 0.057297 | 0.057297 | 0.99258 | -0.14213 | 0.99315 | -0.13102 | 15.7408
74 | 0.028816 | 0.0072463 | -0.028792 | -0.0072315 | 2.3839e-05 | 1.4817e-05 | 0.043207 | 0.043207 | 0.043207 | 0.99258 | -0.14213 | 0.99168 | -0.15946 | 11.8702
75 | -0.042133 | -0.010592 | 0.042144 | 0.010599 | 1.1344e-05 | 7.1621e-06 | 0.063138 | 0.063138 | 0.063138 | 0.99315 | -0.13102 | 0.99344 | -0.12538 | 17.3457
76 | 0.028792 | 0.0072315 | -0.028771 | -0.0072189 | 2.018e-05 | 1.2544e-05 | 0.043207 | 0.043208 | 0.043208 | 0.99168 | -0.15946 | 0.99092 | -0.17416 | 11.8702
77 | -0.047608 | -0.011968 | 0.047665 | 0.012004 | 5.7069e-05 | 3.6136e-05 | 0.071322 | 0.071321 | 0.071322 | 0.99344 | -0.12538 | 0.99475 | -0.10031 | 19.5939
78 | 0.021839 | 0.0054815 | -0.021831 | -0.0054765 | 8.1964e-06 | 4.984e-06 | 0.032797 | 0.032797 | 0.032797 | 0.99092 | -0.17416 | 0.99052 | -0.18204 | 9.0103
79 | -0.049692 | -0.012512 | 0.049698 | 0.012516 | 5.9342e-06 | 3.7607e-06 | 0.074354 | 0.074354 | 0.074354 | 0.99475 | -0.10031 | 0.99487 | -0.097813 | 20.427
80 | 0.018507 | 0.0046434 | -0.018502 | -0.0046408 | 4.4627e-06 | 2.658e-06 | 0.027804 | 0.027804 | 0.027804 | 0.99052 | -0.18204 | 0.99026 | -0.18709 | 7.6385
81 | -0.053063 | -0.013359 | 0.05309 | 0.013376 | 2.7071e-05 | 1.7177e-05 | 0.079386 | 0.079386 | 0.079386 | 0.99487 | -0.097813 | 0.99543 | -0.087147 | 21.8094
82 | 0.016424 | 0.0041198 | -0.016421 | -0.004118 | 3.1391e-06 | 1.8323e-06 | 0.02468 | 0.024681 | 0.024681 | 0.99026 | -0.18709 | 0.99005 | -0.19111 | 6.7804
83 | 0.0086502 | 0.0021681 | -0.0086483 | -0.0021673 | 1.9267e-06 | 8.4778e-07 | 0.013047 | 0.013047 | 0.013047 | 0.98655 | -0.25852 | 0.98631 | -0.26319 | 3.5844
84 | 0.005935 | 0.0014872 | -0.0059346 | -0.0014872 | 3.797e-07 | 8.1834e-08 | 0.0089539 | 0.0089539 | 0.0089539 | 0.98631 | -0.26319 | 0.98624 | -0.26454 | 2.4599
85 | 0.0035617 | 0.00089245 | -0.0035614 | -0.00089258 | 2.54e-07 | -1.3673e-07 | 0.0053737 | 0.0053738 | 0.0053738 | 0.98624 | -0.26454 | 0.98616 | -0.26603 | 1.4763
86 | 0.0072834 | 0.0018254 | -0.0072833 | -0.0018253 | 6.0777e-08 | 2.1759e-08 | 0.010987 | 0.010987 | 0.010987 | 0.98642 | -0.26099 | 0.98641 | -0.26116 | 3.0184
87 | 0.0031443 | 0.00078799 | -0.0031443 | -0.00078803 | 3.7508e-08 | -3.2746e-08 | 0.0047432 | 0.0047432 | 0.0047432 | 0.98641 | -0.26116 | 0.9864 | -0.26141 | 1.3031
88 | 0.084421 | 0.021308 | -0.084404 | -0.021298 | 1.6322e-05 | 1.0411e-05 | 0.12656 | 0.12656 | 0.12656 | 0.99302 | -0.1332 | 0.99281 | -0.13724 | 34.7679
89 | 0.082905 | 0.020922 | -0.082862 | -0.020895 | 4.2836e-05 | 2.732e-05 | 0.12431 | 0.12431 | 0.12431 | 0.99281 | -0.13724 | 0.99225 | -0.14803 | 34.1507
90 | -0.16864 | -0.042639 | 0.1687 | 0.04268 | 6.4527e-05 | 4.0477e-05 | 0.25664 | 0.25663 | 0.25664 | 0.9783 | -0.41582 | 0.97871 | -0.40785 | 14.1008
91 | -0.17586 | -0.044475 | 0.17597 | 0.044539 | 0.00010219 | 6.4202e-05 | 0.26752 | 0.26752 | 0.26752 | 0.97871 | -0.40785 | 0.97933 | -0.39575 | 14.6992
92 | -0.18166 | -0.045966 | 0.1817 | 0.045988 | 3.4274e-05 | 2.1558e-05 | 0.27618 | 0.27618 | 0.27618 | 0.97933 | -0.39575 | 0.97953 | -0.39181 | 15.1746
93 | 0.015018 | 0.0037663 | -0.015014 | -0.0037643 | 3.5259e-06 | 2.0193e-06 | 0.022572 | 0.022572 | 0.022572 | 0.99005 | -0.19111 | 0.9898 | -0.19603 | 6.2011
94 | 0.015014 | 0.0037643 | -0.015011 | -0.0037625 | 3.1325e-06 | 1.7941e-06 | 0.022572 | 0.022572 | 0.022572 | 0.9898 | -0.19603 | 0.98957 | -0.20041 | 6.2011
95 | 0.013105 | 0.0032849 | -0.013103 | -0.0032836 | 2.4182e-06 | 1.3343e-06 | 0.019706 | 0.019706 | 0.019706 | 0.98957 | -0.20041 | 0.98937 | -0.20428 | 5.4139
96 | 0.010502 | 0.0026318 | -0.010501 | -0.0026312 | 1.2034e-06 | 6.0502e-07 | 0.015795 | 0.015795 | 0.015795 | 0.98937 | -0.20428 | 0.98925 | -0.20669 | 4.3393
97 | 0.0055433 | 0.0013891 | -0.0055432 | -0.0013891 | 1.4635e-07 | 2.0493e-08 | 0.0083065 | 0.0083065 | 0.0083065 | 0.99302 | -0.13259 | 0.99299 | -0.13315 | 2.282
98 | -0.0068816 | -0.0017245 | 0.0068824 | 0.0017248 | 8.5102e-07 | 2.6852e-07 | 0.010312 | 0.010312 | 0.010312 | 0.99302 | -0.13259 | 0.99315 | -0.13 | 2.8329
99 | 0.0042138 | 0.0010559 | -0.0042138 | -0.0010559 | 2.4497e-08 | -5.5156e-09 | 0.0063145 | 0.0063145 | 0.0063145 | 0.99299 | -0.13315 | 0.99298 | -0.13327 | 1.7347
100 | -0.026225 | -0.0065748 | 0.026233 | 0.0065797 | 8.0276e-06 | 4.9582e-06 | 0.039293 | 0.039293 | 0.039293 | 0.99315 | -0.13 | 0.99348 | -0.12357 | 10.7949
101 | 0.019343 | 0.00485 | -0.019341 | -0.0048491 | 1.4772e-06 | 8.8473e-07 | 0.028982 | 0.028982 | 0.028982 | 0.99315 | -0.13 | 0.99307 | -0.1316 | 7.962
102 | 0.0026954 | 0.00067538 | -0.0026953 | -0.0006755 | 8.3108e-08 | -1.2254e-07 | 0.004039 | 0.0040391 | 0.0040391 | 0.99298 | -0.13327 | 0.99295 | -0.13392 | 1.1096
103 | -0.028352 | -0.0071107 | 0.028352 | 0.007111 | 4.1616e-07 | 2.5838e-07 | 0.042466 | 0.042466 | 0.042466 | 0.99348 | -0.12357 | 0.9935 | -0.12327 | 11.6666
104 | 0.016441 | 0.0041224 | -0.016439 | -0.0041209 | 2.5523e-06 | 1.4884e-06 | 0.024637 | 0.024637 | 0.024637 | 0.99307 | -0.1316 | 0.9929 | -0.13486 | 6.7683
105 | -0.030497 | -0.0076485 | 0.030506 | 0.007654 | 8.782e-06 | 5.4751e-06 | 0.045679 | 0.045679 | 0.045679 | 0.9935 | -0.12327 | 0.99381 | -0.11723 | 12.5491
106 | 0.013739 | 0.0034443 | -0.013739 | -0.0034439 | 7.8323e-07 | 4.3756e-07 | 0.020591 | 0.020591 | 0.020591 | 0.9929 | -0.13486 | 0.99284 | -0.13605 | 5.6569
107 | -0.033093 | -0.0083024 | 0.033095 | 0.0083036 | 1.9155e-06 | 1.199e-06 | 0.049553 | 0.049553 | 0.049553 | 0.99381 | -0.11723 | 0.99388 | -0.11601 | 13.6134
108 | 0.011861 | 0.0029734 | -0.011859 | -0.0029722 | 2.2109e-06 | 1.1738e-06 | 0.017778 | 0.017778 | 0.017778 | 0.99284 | -0.13605 | 0.99264 | -0.13997 | 4.884
109 | 0.0013243 | 0.00033122 | -0.0013242 | -0.00033163 | 5.2026e-08 | -4.1566e-07 | 0.0019917 | 0.0019919 | 0.0019919 | 0.98925 | -0.20669 | 0.9892 | -0.20752 | 0.54721
110 | 0.0091765 | 0.0022999 | -0.0091757 | -0.0022995 | 8.7945e-07 | 4.0484e-07 | 0.013803 | 0.013803 | 0.013803 | 0.98925 | -0.20669 | 0.98914 | -0.2087 | 3.7921
111 | -0.26416 | -0.06761 | 0.26424 | 0.067661 | 7.938e-05 | 5.0371e-05 | 0.3973 | 0.3973 | 0.3973 | 0.9906 | -0.17823 | 0.99093 | -0.17202 | 21.8298
112 | -0.26549 | -0.067975 | 0.26563 | 0.068064 | 0.00013999 | 8.8837e-05 | 0.39918 | 0.39918 | 0.39918 | 0.99093 | -0.17202 | 0.9915 | -0.16114 | 21.9332
113 | -0.27855 | -0.071294 | 0.27862 | 0.071344 | 7.8527e-05 | 4.9872e-05 | 0.41857 | 0.41857 | 0.41857 | 0.9915 | -0.16114 | 0.9918 | -0.15532 | 22.9981
114 | 0.012915 | 0.0032305 | -0.012915 | -0.0032317 | 7.2886e-07 | -1.2018e-06 | 0.019381 | 0.019381 | 0.019381 | 0.9915 | -0.16114 | 0.99144 | -0.16233 | 1.0649
115 | -0.28257 | -0.072332 | 0.28285 | 0.072512 | 0.000283 | 0.00017977 | 0.42448 | 0.42448 | 0.42448 | 0.9918 | -0.15532 | 0.99289 | -0.13466 | 23.3231
116 | 0.0096766 | 0.0024201 | -0.0096765 | -0.0024204 | 6.6102e-08 | -2.2718e-07 | 0.014521 | 0.014522 | 0.014522 | 0.99144 | -0.16233 | 0.99143 | -0.16247 | 0.79789
117 | -0.002886 | -0.0007233 | 0.0028861 | 0.00072318 | 1.066e-07 | -1.2524e-07 | 0.0043423 | 0.0043422 | 0.0043423 | 0.98898 | -0.21196 | 0.98902 | -0.21119 | 1.1929
118 | -0.0068309 | -0.0017118 | 0.0068317 | 0.0017121 | 8.0875e-07 | 2.5554e-07 | 0.010277 | 0.010277 | 0.010277 | 0.98902 | -0.21119 | 0.98914 | -0.2087 | 2.8234
119 | 0.0013242 | 0.00033163 | -0.0013242 | -0.00033187 | 2.9449e-08 | -2.3524e-07 | 0.0019919 | 0.0019919 | 0.0019919 | 0.9892 | -0.20752 | 0.98918 | -0.20798 | 0.54724
120 | 0.0093739 | 0.0023494 | -0.0093728 | -0.0023488 | 1.1792e-06 | 5.4884e-07 | 0.014052 | 0.014052 | 0.014052 | 0.99264 | -0.13997 | 0.9925 | -0.14261 | 3.8605
121 | 0.00647 | 0.0016214 | -0.0064695 | -0.0016212 | 4.9102e-07 | 1.3443e-07 | 0.0097001 | 0.0097002 | 0.0097002 | 0.9925 | -0.14261 | 0.99242 | -0.1442 | 2.6649
122 | 0.0029028 | 0.00072743 | -0.0029027 | -0.0007275 | 6.015e-08 | -7.0945e-08 | 0.004352 | 0.0043521 | 0.0043521 | 0.9925 | -0.14261 | 0.99248 | -0.14304 | 1.1956
123 | 0.0046093 | 0.001155 | -0.0046088 | -0.0011551 | 4.6569e-07 | -3.7873e-08 | 0.006911 | 0.0069111 | 0.0069111 | 0.99242 | -0.1442 | 0.99231 | -0.14632 | 1.8987
124 | -0.0081354 | -0.0020359 | 0.0081355 | 0.0020351 | 1.6853e-07 | -8.6399e-07 | 0.01221 | 0.012209 | 0.01221 | 0.99139 | -0.16335 | 0.99141 | -0.16291 | 0.67086
125 | 0.00684 | 0.0017113 | -0.0068398 | -0.0017128 | 2.0551e-07 | -1.5448e-06 | 0.010265 | 0.010266 | 0.010266 | 0.99139 | -0.16335 | 0.99135 | -0.16398 | 0.56406
126 | -0.0081355 | -0.0020351 | 0.0081357 | 0.0020342 | 1.6922e-07 | -8.6764e-07 | 0.012209 | 0.012209 | 0.012209 | 0.99141 | -0.16291 | 0.99143 | -0.16247 | 0.67084
127 | 0.0041865 | 0.0010481 | -0.0041865 | -0.0010487 | 2.9468e-08 | -6.2265e-07 | 0.0062835 | 0.0062837 | 0.0062837 | 0.99135 | -0.16398 | 0.99135 | -0.16413 | 0.34526
128 | 0.0026533 | 0.00066475 | -0.0026532 | -0.00066494 | 1.2675e-07 | -1.9363e-07 | 0.0039825 | 0.0039826 | 0.0039826 | 0.99135 | -0.16398 | 0.9913 | -0.16498 | 1.0941
129 | 0.0026897 | 0.00067371 | -0.0026897 | -0.0006741 | 4.9913e-08 | -3.8919e-07 | 0.0040372 | 0.0040373 | 0.0040373 | 0.99135 | -0.16413 | 0.99133 | -0.16451 | 0.55458
130 | 0.0014967 | 0.00037497 | -0.0014967 | -0.00037511 | 2.2025e-08 | -1.3594e-07 | 0.0022465 | 0.0022466 | 0.0022466 | 0.99135 | -0.16413 | 0.99133 | -0.16443 | 0.6172
131 | 0.28496 | 0.073147 | -0.28468 | -0.07297 | 0.00027827 | 0.00017678 | 0.42722 | 0.42722 | 0.42722 | 0.99395 | -0.11452 | 0.99289 | -0.13466 | 23.4736

## res_trafo
| p_hv_mw | q_hv_mvar | p_lv_mw | q_lv_mvar | pl_mw | ql_mvar | i_hv_ka | i_lv_ka | vm_hv_pu | va_hv_degree | vm_lv_pu | va_lv_degree | loading_percent
0 | -1.2729e-15 | -1.3162e-15 | 0.00165 | 1.2699e-07 | 0.00165 | 1.2699e-07 | 5.2857e-17 | 0.0023815 | 0.99998 | 149.9956 | 1 | 0 | 0.2619

## res_ext_grid
| p_mw | q_mvar
0 | 0.50468 | 0.12907

## res_load
| p_mw | q_mvar
0 | 0.0022577 | 0.00056583
1 | 0.0037769 | 0.00094659
2 | 0.0020534 | 0.00051463
3 | 0.0037813 | 0.00094769
4 | 0.0013041 | 0.00032683
5 | 0.0038408 | 0.0009626
6 | 0.0024595 | 0.00061642
7 | 0.0026695 | 0.00066905
8 | 0.0029704 | 0.00074445
9 | 0.0033529 | 0.00084032
10 | 0.0015444 | 0.00038707
11 | 0.0013126 | 0.00032897
12 | 0.0020317 | 0.00050918
13 | 0.0040595 | 0.0010174
14 | 0.0097957 | 0.002455
15 | 0.00084899 | 0.00021278
16 | 0.0029568 | 0.00074103
17 | 0.0033923 | 0.00085018
18 | 0.0033345 | 0.0008357
19 | 0.0046575 | 0.0011673
20 | 0.0032444 | 0.00081312
21 | 0.0023182 | 0.00058099
22 | 0.0049978 | 0.0012526
23 | 0.0044718 | 0.0011207
24 | 0.0024788 | 0.00062126
25 | 0.0020457 | 0.0005127
26 | 0.0031013 | 0.00077726
27 | 0.0035227 | 0.00088287
28 | 0.0033433 | 0.00083792
29 | 0.0032487 | 0.0008142
30 | 0.0072255 | 0.0018109
31 | 0.040797 | 0.010225
32 | 0.0017935 | 0.0004495
33 | 0.013712 | 0.0034366
34 | 0.0018013 | 0.00045145
35 | 0.0064427 | 0.0016147
36 | 0.0051331 | 0.0012865
37 | 0.0062693 | 0.0015712
38 | 0.0027374 | 0.00068606
39 | 0.0016128 | 0.00040422
40 | 0.0024108 | 0.0006042
41 | 0.0015348 | 0.00038467
42 | 0.0024497 | 0.00061396
43 | 0.001861 | 0.0004664
44 | 0.0030427 | 0.00076257
45 | 0.0023492 | 0.00058876
46 | 0.0056533 | 0.0014169
47 | 0.0057034 | 0.0014294
48 | 0.0056952 | 0.0014273
49 | 0.0056876 | 0.0014254
50 | 0.0056533 | 0.0014169
51 | 0.009952 | 0.0024942
52 | 0.0056952 | 0.0014273
53 | 0.0093983 | 0.0023554
54 | 0.0038989 | 0.00097716
55 | 0.0054635 | 0.0013693
56 | 0.0069325 | 0.0017375
57 | 0.0020273 | 0.00050809
58 | 0.0033238 | 0.00083303
59 | 0.0033643 | 0.00084318
60 | 0.0020788 | 0.000521
61 | 0.0020349 | 0.00051
62 | 0.0027133 | 0.00068002
63 | 0.0023729 | 0.00059471
64 | 0.002619 | 0.00065638
65 | 0.0035614 | 0.00089258
66 | 0.004139 | 0.0010373
67 | 0.0018969 | 0.0004754
68 | 0.0017993 | 0.00045095
69 | 0.001499 | 0.00037569
70 | 0.0051483 | 0.0012903
71 | 0.0025645 | 0.00064272
72 | 0.0071626 | 0.0017951
73 | 0.086086 | 0.021575
74 | 0.0056952 | 0.0014273
75 | 0.001403 | 0.00035161
76 | 0.0019057 | 0.00047762
77 | 0.0026008 | 0.00065181
78 | 0.0013382 | 0.0003354
79 | 0.0013293 | 0.00033316
80 | 0.0015185 | 0.00038056
81 | 0.0021186 | 0.00053097
82 | 0.0028998 | 0.00072677
83 | 0.0026953 | 0.0006755
84 | 0.0021448 | 0.00053755
85 | 0.0026994 | 0.00067654
86 | 0.0025872 | 0.00064842
87 | 0.0018772 | 0.00047048
88 | 0.0022989 | 0.00057615
89 | 0.0012538 | 0.00031424
90 | 0.0039428 | 0.00098816
91 | 0.003238 | 0.00081153
92 | 0.002886 | 0.0007233
93 | 0.0039448 | 0.00098865
94 | 0.002344 | 0.00058746
95 | 0.0024853 | 0.00062287
96 | 0.0018602 | 0.00046621
97 | 0.0029027 | 0.0007275
98 | 0.0046088 | 0.0011551
99 | 0.0012954 | 0.00032465
100 | 0.0015408 | 0.00038617
101 | 0.0026532 | 0.00066494
102 | 0.0026897 | 0.0006741
103 | 0.0014967 | 0.00037511
104 | 0.0013242 | 0.00033187
105 | 0.0031443 | 0.00078803
106 | 0.0020908 | 0.00052399
107 | 0.0034958 | 0.00087613
108 | 0.0018283 | 0.0004582
109 | 0.0028754 | 0.00072065
110 | 0.0056533 | 0.0014169

## dtypes
| element | column | dtype
0 | bus | name | object
1 | bus | vn_kv | float64
2 | bus | type | object
3 | bus | zone | object
4 | bus | in_service | bool
5 | load | name | object
6 | load | bus | uint32
7 | load | p_mw | float64
8 | load | q_mvar | float64
9 | load | const_z_percent | float64
10 | load | const_i_percent | float64
11 | load | sn_mva | float64
12 | load | scaling | float64
13 | load | in_service | bool
14 | load | type | object
15 | ext_grid | name | object
16 | ext_grid | bus | uint32
17 | ext_grid | vm_pu | float64
18 | ext_grid | va_degree | float64
19 | ext_grid | slack_weight | float64
20 | ext_grid | in_service | bool
21 | line | name | object
22 | line | std_type | object
23 | line | from_bus | uint32
24 | line | to_bus | uint32
25 | line | length_km | float64
26 | line | r_ohm_per_km | float64
27 | line | x_ohm_per_km | float64
28 | line | c_nf_per_km | float64
29 | line | g_us_per_km | float64
30 | line | max_i_ka | float64
31 | line | df | float64
32 | line | parallel | uint32
33 | line | type | object
34 | line | in_service | bool
35 | trafo | name | object
36 | trafo | std_type | object
37 | trafo | hv_bus | uint32
38 | trafo | lv_bus | uint32
39 | trafo | sn_mva | float64
40 | trafo | vn_hv_kv | float64
41 | trafo | vn_lv_kv | float64
42 | trafo | vk_percent | float64
43 | trafo | vkr_percent | float64
44 | trafo | pfe_kw | float64
45 | trafo | i0_percent | float64
46 | trafo | shift_degree | float64
47 | trafo | tap_side | object
48 | trafo | tap_neutral | int32
49 | trafo | tap_min | int32
50 | trafo | tap_max | int32
51 | trafo | tap_step_percent | float64
52 | trafo | tap_step_degree | float64
53 | trafo | tap_pos | int32
54 | trafo | tap_phase_shifter | bool
55 | trafo | parallel | uint32
56 | trafo | df | float64
57 | trafo | in_service | bool
58 | line_geodata | coords | object
59 | bus_geodata | x | float64
60 | bus_geodata | y | float64
61 | bus_geodata | coords | object
62 | res_bus | vm_pu | float64
63 | res_bus | va_degree | float64
64 | res_bus | p_mw | float64
65 | res_bus | q_mvar | float64
66 | res_line | p_from_mw | float64
67 | res_line | q_from_mvar | float64
68 | res_line | p_to_mw | float64
69 | res_line | q_to_mvar | float64
70 | res_line | pl_mw | float64
71 | res_line | ql_mvar | float64
72 | res_line | i_from_ka | float64
73 | res_line | i_to_ka | float64
74 | res_line | i_ka | float64
75 | res_line | vm_from_pu | float64
76 | res_line | va_from_degree | float64
77 | res_line | vm_to_pu | float64
78 | res_line | va_to_degree | float64
79 | res_line | loading_percent | float64
80 | res_trafo | p_hv_mw | float64
81 | res_trafo | q_hv_mvar | float64
82 | res_trafo | p_lv_mw | float64
83 | res_trafo | q_lv_mvar | float64
84 | res_trafo | pl_mw | float64
85 | res_trafo | ql_mvar | float64
86 | res_trafo | i_hv_ka | float64
87 | res_trafo | i_lv_ka | float64
88 | res_trafo | vm_hv_pu | float64
89 | res_trafo | va_hv_degree | float64
90 | res_trafo | vm_lv_pu | float64
91 | res_trafo | va_lv_degree | float64
92 | res_trafo | loading_percent | float64
93 | res_ext_grid | p_mw | float64
94 | res_ext_grid | q_mvar | float64
95 | res_load | p_mw | float64
96 | res_load | q_mvar | float64

## parameters
| version | format_version | converged | OPF_converged | name | f_hz | sn_mva
0 | 2.14.6 | 2.14.0 | TRUE | FALSE |  | 50 | 1