## bus
| name | vn_kv | type | zone | in_service
0 | bus_LV_249-5_0_4_node_0 | 0.4 | n |  | TRUE
1 | bus_LV_249-5_0_4_node_1 | 0.4 | n |  | TRUE
2 | bus_LV_249-5_0_4_node_3 | 0.4 | n |  | TRUE
3 | bus_LV_249-5_0_4_node_5 | 0.4 | n |  | TRUE
4 | bus_LV_249-5_0_4_node_18 | 0.4 | n |  | TRUE
5 | bus_LV_249-5_0_4_node_4 | 0.4 | n |  | TRUE
6 | bus_LV_249-5_0_4_node_16 | 0.4 | n |  | TRUE
7 | bus_LV_249-5_0_4_node_15 | 0.4 | n |  | TRUE
8 | bus_LV_249-5_0_4_node_17 | 0.4 | n |  | TRUE
9 | bus_LV_249-5_0_4_node_6 | 0.4 | n |  | TRUE
10 | bus_LV_249-5_0_4_node_7 | 0.4 | n |  | TRUE
11 | bus_LV_249-5_0_4_node_8 | 0.4 | n |  | TRUE
12 | bus_LV_249-5_0_4_node_9 | 0.4 | n |  | TRUE
13 | bus_LV_249-5_0_4_node_11 | 0.4 | n |  | TRUE
14 | bus_LV_249-5_0_4_node_13 | 0.4 | n |  | TRUE
15 | bus_LV_249-5_0_4_node_14 | 0.4 | n |  | TRUE
16 | bus_LV_249-5_0_4_node_24 | 0.4 | n |  | TRUE
17 | bus_LV_249-5_0_4_node_21 | 0.4 | n |  | TRUE
18 | bus_LV_249-5_0_4_node_12 | 0.4 | n |  | TRUE
19 | bus_LV_249-5_0_4_node_103 | 0.4 | n |  | TRUE
20 | bus_LV_249-5_0_4_node_88 | 0.4 | n |  | TRUE
21 | bus_LV_249-5_0_4_node_94 | 0.4 | n |  | TRUE
22 | bus_LV_249-5_0_4_node_91 | 0.4 | n |  | TRUE
23 | bus_LV_249-5_0_4_node_26 | 0.4 | n |  | TRUE
24 | bus_LV_249-5_0_4_node_22 | 0.4 | n |  | TRUE
25 | bus_LV_249-5_0_4_node_102 | 0.4 | n |  | TRUE
26 | bus_LV_249-5_0_4_node_86 | 0.4 | n |  | TRUE
27 | bus_LV_249-5_0_4_node_93 | 0.4 | n |  | TRUE
28 | bus_LV_249-5_0_4_node_90 | 0.4 | n |  | TRUE
29 | bus_LV_249-5_0_4_node_19 | 0.4 | n |  | TRUE
30 | bus_LV_249-5_0_4_node_20 | 0.4 | n |  | TRUE
31 | bus_LV_249-5_0_4_node_23 | 0.4 | n |  | TRUE
32 | bus_LV_249-5_0_4_node_27 | 0.4 | n |  | TRUE
33 | bus_LV_249-5_0_4_node_89 | 0.4 | n |  | TRUE
34 | bus_LV_249-5_0_4_node_77 | 0.4 | n |  | TRUE
35 | bus_LV_249-5_0_4_node_100 | 0.4 | n |  | TRUE
36 | bus_LV_249-5_0_4_node_101 | 0.4 | n |  | TRUE
37 | bus_LV_249-5_0_4_node_83 | 0.4 | n |  | TRUE
38 | bus_LV_249-5_0_4_node_99 | 0.4 | n |  | TRUE
39 | bus_LV_249-5_0_4_node_29 | 0.4 | n |  | TRUE
40 | bus_LV_249-5_0_4_node_30 | 0.4 | n |  | TRUE
41 | bus_LV_249-5_0_4_node_31 | 0.4 | n |  | TRUE
42 | bus_LV_249-5_0_4_node_32 | 0.4 | n |  | TRUE
43 | bus_LV_249-5_0_4_node_33 | 0.4 | n |  | TRUE
44 | bus_LV_249-5_0_4_node_34 | 0.4 | n |  | TRUE
45 | bus_LV_249-5_0_4_node_58 | 0.4 | n |  | TRUE
46 | bus_LV_249-5_0_4_node_35 | 0.4 | n |  | TRUE
47 | bus_LV_249-5_0_4_node_59 | 0.4 | n |  | TRUE
48 | bus_LV_249-5_0_4_node_38 | 0.4 | n |  | TRUE
49 | bus_LV_249-5_0_4_node_36 | 0.4 | n |  | TRUE
50 | bus_LV_249-5_0_4_node_37 | 0.4 | n |  | TRUE
51 | bus_LV_249-5_0_4_node_39 | 0.4 | n |  | TRUE
52 | bus_LV_249-5_0_4_node_40 | 0.4 | n |  | TRUE
53 | bus_LV_249-5_0_4_node_41 | 0.4 | n |  | TRUE
54 | bus_LV_249-5_0_4_node_42 | 0.4 | n |  | TRUE
55 | bus_LV_249-5_0_4_node_67 | 0.4 | n |  | TRUE
56 | bus_LV_249-5_0_4_node_128 | 0.4 | n |  | TRUE
57 | bus_LV_249-5_0_4_node_106 | 0.4 | n |  | TRUE
58 | bus_LV_249-5_0_4_node_66 | 0.4 | n |  | TRUE
59 | bus_LV_249-5_0_4_node_129 | 0.4 | n |  | TRUE
60 | bus_LV_249-5_0_4_node_107 | 0.4 | n |  | TRUE
61 | bus_LV_249-5_0_4_node_43 | 0.4 | n |  | TRUE
62 | bus_LV_249-5_0_4_node_44 | 0.4 | n |  | TRUE
63 | bus_LV_249-5_0_4_node_45 | 0.4 | n |  | TRUE
64 | bus_LV_249-5_0_4_node_46 | 0.4 | n |  | TRUE
65 | bus_LV_249-5_0_4_node_47 | 0.4 | n |  | TRUE
66 | bus_LV_249-5_0_4_node_82 | 0.4 | n |  | TRUE
67 | bus_LV_249-5_0_4_node_72 | 0.4 | n |  | TRUE
68 | bus_LV_249-5_0_4_node_70 | 0.4 | n |  | TRUE
69 | bus_LV_249-5_0_4_node_80 | 0.4 | n |  | TRUE
70 | bus_LV_249-5_0_4_node_92 | 0.4 | n |  | TRUE
71 | bus_LV_249-5_0_4_node_71 | 0.4 | n |  | TRUE
72 | bus_LV_249-5_0_4_node_48 | 0.4 | n |  | TRUE
73 | bus_LV_249-5_0_4_node_49 | 0.4 | n |  | TRUE
74 | bus_LV_249-5_0_4_node_50 | 0.4 | n |  | TRUE
75 | bus_LV_249-5_0_4_node_51 | 0.4 | n |  | TRUE
76 | bus_LV_249-5_0_4_node_52 | 0.4 | n |  | TRUE
77 | bus_LV_249-5_0_4_node_73 | 0.4 | n |  | TRUE
78 | bus_LV_249-5_0_4_node_74 | 0.4 | n |  | TRUE
79 | bus_LV_249-5_0_4_node_57 | 0.4 | n |  | TRUE
80 | bus_LV_249-5_0_4_node_75 | 0.4 | n |  | TRUE
81 | bus_LV_249-5_0_4_node_53 | 0.4 | n |  | TRUE
82 | bus_LV_249-5_0_4_node_54 | 0.4 | n |  | TRUE
83 | bus_LV_249-5_0_4_node_55 | 0.4 | n |  | TRUE
84 | bus_LV_249-5_0_4_node_56 | 0.4 | n |  | TRUE
85 | bus_LV_249-5_0_4_node_65 | 0.4 | n |  | TRUE
86 | bus_LV_249-5_0_4_node_63 | 0.4 | n |  | TRUE
87 | bus_LV_249-5_0_4_node_60 | 0.4 | n |  | TRUE
88 | bus_LV_249-5_0_4_node_61 | 0.4 | n |  | TRUE
89 | bus_LV_249-5_0_4_node_62 | 0.4 | n |  | TRUE
90 | bus_LV_249-5_0_4_node_64 | 0.4 | n |  | TRUE
91 | bus_LV_249-5_0_4_node_151 | 0.4 | n |  | TRUE
92 | bus_LV_249-5_0_4_node_149 | 0.4 | n |  | TRUE
93 | bus_LV_249-5_0_4_node_68 | 0.4 | n |  | TRUE
94 | bus_LV_249-5_0_4_node_69 | 0.4 | n |  | TRUE
95 | bus_LV_249-5_0_4_node_81 | 0.4 | n |  | TRUE
96 | bus_LV_249-5_0_4_node_110 | 0.4 | n |  | TRUE
97 | bus_LV_249-5_0_4_node_79 | 0.4 | n |  | TRUE
98 | bus_LV_249-5_0_4_node_111 | 0.4 | n |  | TRUE
99 | bus_LV_249-5_0_4_node_76 | 0.4 | n |  | TRUE
100 | bus_LV_249-5_0_4_node_78 | 0.4 | n |  | TRUE
101 | bus_LV_249-5_0_4_node_96 | 0.4 | n |  | TRUE
102 | bus_LV_249-5_0_4_node_105 | 0.4 | n |  | TRUE
103 | bus_LV_249-5_0_4_node_104 | 0.4 | n |  | TRUE
104 | bus_LV_249-5_0_4_node_117 | 0.4 | n |  | TRUE
105 | bus_LV_249-5_0_4_node_95 | 0.4 | n |  | TRUE
106 | bus_LV_249-5_0_4_node_84 | 0.4 | n |  | TRUE
107 | bus_LV_249-5_0_4_node_85 | 0.4 | n |  | TRUE
108 | bus_LV_249-5_0_4_node_87 | 0.4 | n |  | TRUE
109 | bus_LV_249-5_0_4_node_97 | 0.4 | n |  | TRUE
110 | bus_LV_249-5_0_4_node_98 | 0.4 | n |  | TRUE
111 | bus_LV_249-5_0_4_node_118 | 0.4 | n |  | TRUE
112 | bus_LV_249-5_0_4_node_108 | 0.4 | n |  | TRUE
113 | bus_LV_249-5_0_4_node_109 | 0.4 | n |  | TRUE
114 | bus_LV_249-5_0_4_node_112 | 0.4 | n |  | TRUE
115 | bus_LV_249-5_0_4_node_138 | 0.4 | n |  | TRUE
116 | bus_LV_249-5_0_4_node_113 | 0.4 | n |  | TRUE
117 | bus_LV_249-5_0_4_node_139 | 0.4 | n |  | TRUE
118 | bus_LV_249-5_0_4_node_114 | 0.4 | n |  | TRUE
119 | bus_LV_249-5_0_4_node_115 | 0.4 | n |  | TRUE
120 | bus_LV_249-5_0_4_node_116 | 0.4 | n |  | TRUE
121 | bus_LV_249-5_0_4_node_120 | 0.4 | n |  | TRUE
122 | bus_LV_249-5_0_4_node_142 | 0.4 | n |  | TRUE
123 | bus_LV_249-5_0_4_node_137 | 0.4 | n |  | TRUE
124 | bus_LV_249-5_0_4_node_152 | 0.4 | n |  | TRUE
125 | bus_LV_249-5_0_4_node_135 | 0.4 | n |  | TRUE
126 | bus_LV_249-5_0_4_node_121 | 0.4 | n |  | TRUE
127 | bus_LV_249-5_0_4_node_122 | 0.4 | n |  | TRUE
128 | bus_LV_249-5_0_4_node_123 | 0.4 | n |  | TRUE
129 | bus_LV_249-5_0_4_node_124 | 0.4 | n |  | TRUE
130 | bus_LV_249-5_0_4_node_125 | 0.4 | n |  | TRUE
131 | bus_LV_249-5_0_4_node_126 | 0.4 | n |  | TRUE
132 | bus_LV_249-5_0_4_node_143 | 0.4 | n |  | TRUE
133 | bus_LV_249-5_0_4_node_127 | 0.4 | n |  | TRUE
134 | bus_LV_249-5_0_4_node_136 | 0.4 | n |  | TRUE
135 | bus_LV_249-5_0_4_node_130 | 0.4 | n |  | TRUE
136 | bus_LV_249-5_0_4_node_131 | 0.4 | n |  | TRUE
137 | bus_LV_249-5_0_4_node_146 | 0.4 | n |  | TRUE
138 | bus_LV_249-5_0_4_node_144 | 0.4 | n |  | TRUE
139 | bus_LV_249-5_0_4_node_147 | 0.4 | n |  | TRUE
140 | bus_LV_249-5_0_4_node_145 | 0.4 | n |  | TRUE
141 | bus_LV_249-5_0_4_node_132 | 0.4 | n |  | TRUE
142 | bus_LV_249-5_0_4_node_133 | 0.4 | n |  | TRUE
143 | bus_LV_249-5_0_4_node_134 | 0.4 | n |  | TRUE
144 | bus_LV_249-5_0_4_node_140 | 0.4 | n |  | TRUE
145 | bus_LV_249-5_0_4_node_141 | 0.4 | n |  | TRUE
146 | bus_LV_249-5_0_4_node_148 | 0.4 | n |  | TRUE
147 | bus_LV_249-5_0_4_node_154 | 0.4 | n |  | TRUE
148 | bus_LV_249-5_0_4_node_150 | 0.4 | n |  | TRUE
149 | bus_MV_517_0_node_81 | 20 | n |  | TRUE

## load
| name | bus | p_mw | q_mvar | const_z_percent | const_i_percent | sn_mva | scaling | in_service | type
0 | LV_249-5_0_4_load_0 | 0 | 0.0094085 | 0.002358 | 0 | 0 |  | 1 | TRUE | wye
1 | LV_249-5_0_4_load_18 | 4 | 0.0093901 | 0.0023534 | 0 | 0 |  | 1 | TRUE | wye
2 | LV_249-5_0_4_load_16 | 6 | 0.0085854 | 0.0021517 | 0 | 0 |  | 1 | TRUE | wye
3 | LV_249-5_0_4_load_15 | 7 | 0.0091447 | 0.0022919 | 0 | 0 |  | 1 | TRUE | wye
4 | LV_249-5_0_4_load_17 | 8 | 0.0068443 | 0.0017154 | 0 | 0 |  | 1 | TRUE | wye
5 | LV_249-5_0_4_load_6 | 9 | 0.0020137 | 0.00050467 | 0 | 0 |  | 1 | TRUE | wye
6 | LV_249-5_0_4_load_7 | 10 | 0.0078946 | 0.0019786 | 0 | 0 |  | 1 | TRUE | wye
7 | LV_249-5_0_4_load_8 | 11 | 0.0012874 | 0.00032266 | 0 | 0 |  | 1 | TRUE | wye
8 | LV_249-5_0_4_load_24 | 16 | 0.011413 | 0.0028604 | 0 | 0 |  | 1 | TRUE | wye
9 | LV_249-5_0_4_load_21 | 17 | 0.0048388 | 0.0012127 | 0 | 0 |  | 1 | TRUE | wye
10 | LV_249-5_0_4_load_12 | 18 | 0.0063538 | 0.0015924 | 0 | 0 |  | 1 | TRUE | wye
11 | LV_249-5_0_4_load_103 | 19 | 0.0052 | 0.0013032 | 0 | 0 |  | 1 | TRUE | wye
12 | LV_249-5_0_4_load_88 | 20 | 0.0041858 | 0.0010491 | 0 | 0 |  | 1 | TRUE | wye
13 | LV_249-5_0_4_load_94 | 21 | 0.0044026 | 0.0011034 | 0 | 0 |  | 1 | TRUE | wye
14 | LV_249-5_0_4_load_91 | 22 | 0.00092089 | 0.0002308 | 0 | 0 |  | 1 | TRUE | wye
15 | LV_249-5_0_4_load_22 | 24 | 0.032165 | 0.0080612 | 0 | 0 |  | 1 | TRUE | wye
16 | LV_249-5_0_4_load_102 | 25 | 0.0021164 | 0.00053041 | 0 | 0 |  | 1 | TRUE | wye
17 | LV_249-5_0_4_load_90 | 28 | 0.0010371 | 0.00025991 | 0 | 0 |  | 1 | TRUE | wye
18 | LV_249-5_0_4_load_19 | 29 | 0.013978 | 0.0035033 | 0 | 0 |  | 1 | TRUE | wye
19 | LV_249-5_0_4_load_20 | 30 | 0.0077992 | 0.0019547 | 0 | 0 |  | 1 | TRUE | wye
20 | LV_249-5_0_4_load_23 | 31 | 0.0041771 | 0.0010469 | 0 | 0 |  | 1 | TRUE | wye
21 | LV_249-5_0_4_load_27 | 32 | 0.0056676 | 0.0014204 | 0 | 0 |  | 1 | TRUE | wye
22 | LV_249-5_0_4_load_89 | 33 | 0.0026437 | 0.00066257 | 0 | 0 |  | 1 | TRUE | wye
23 | LV_249-5_0_4_load_77 | 34 | 0.001338 | 0.00033534 | 0 | 0 |  | 1 | TRUE | wye
24 | LV_249-5_0_4_load_101 | 36 | 0.0035672 | 0.00089403 | 0 | 0 |  | 1 | TRUE | wye
25 | LV_249-5_0_4_load_99 | 38 | 0.0019898 | 0.00049869 | 0 | 0 |  | 1 | TRUE | wye
26 | LV_249-5_0_4_load_29 | 39 | 0.0013813 | 0.00034619 | 0 | 0 |  | 1 | TRUE | wye
27 | LV_249-5_0_4_load_30 | 40 | 0.0025612 | 0.00064189 | 0 | 0 |  | 1 | TRUE | wye
28 | LV_249-5_0_4_load_31 | 41 | 0.0025813 | 0.00064692 | 0 | 0 |  | 1 | TRUE | wye
29 | LV_249-5_0_4_load_32 | 42 | 0.0021266 | 0.00053298 | 0 | 0 |  | 1 | TRUE | wye
30 | LV_249-5_0_4_load_33 | 43 | 0.0022586 | 0.00056605 | 0 | 0 |  | 1 | TRUE | wye
31 | LV_249-5_0_4_load_34 | 44 | 0.0014693 | 0.00036824 | 0 | 0 |  | 1 | TRUE | wye
32 | LV_249-5_0_4_load_58 | 45 | 0.002491 | 0.0006243 | 0 | 0 |  | 1 | TRUE | wye
33 | LV_249-5_0_4_load_35 | 46 | 0.0014556 | 0.00036481 | 0 | 0 |  | 1 | TRUE | wye
34 | LV_249-5_0_4_load_59 | 47 | 0.0026536 | 0.00066506 | 0 | 0 |  | 1 | TRUE | wye
35 | LV_249-5_0_4_load_38 | 48 | 0.0026085 | 0.00065375 | 0 | 0 |  | 1 | TRUE | wye
36 | LV_249-5_0_4_load_36 | 49 | 0.001605 | 0.00040226 | 0 | 0 |  | 1 | TRUE | wye
37 | LV_249-5_0_4_load_37 | 50 | 0.0013489 | 0.00033808 | 0 | 0 |  | 1 | TRUE | wye
38 | LV_249-5_0_4_load_40 | 52 | 0.00271 | 0.00067919 | 0 | 0 |  | 1 | TRUE | wye
39 | LV_249-5_0_4_load_67 | 55 | 0.002284 | 0.00057243 | 0 | 0 |  | 1 | TRUE | wye
40 | LV_249-5_0_4_load_128 | 56 | 0.00095083 | 0.0002383 | 0 | 0 |  | 1 | TRUE | wye
41 | LV_249-5_0_4_load_106 | 57 | 0.0018117 | 0.00045405 | 0 | 0 |  | 1 | TRUE | wye
42 | LV_249-5_0_4_load_66 | 58 | 0.002687 | 0.00067343 | 0 | 0 |  | 1 | TRUE | wye
43 | LV_249-5_0_4_load_43 | 61 | 0.0023198 | 0.00058141 | 0 | 0 |  | 1 | TRUE | wye
44 | LV_249-5_0_4_load_44 | 62 | 0.0020182 | 0.00050582 | 0 | 0 |  | 1 | TRUE | wye
45 | LV_249-5_0_4_load_45 | 63 | 0.0013245 | 0.00033196 | 0 | 0 |  | 1 | TRUE | wye
46 | LV_249-5_0_4_load_46 | 64 | 0.0039115 | 0.00098031 | 0 | 0 |  | 1 | TRUE | wye
47 | LV_249-5_0_4_load_82 | 66 | 0.0020185 | 0.00050588 | 0 | 0 |  | 1 | TRUE | wye
48 | LV_249-5_0_4_load_72 | 67 | 0.0034603 | 0.00086724 | 0 | 0 |  | 1 | TRUE | wye
49 | LV_249-5_0_4_load_70 | 68 | 0.0035488 | 0.00088942 | 0 | 0 |  | 1 | TRUE | wye
50 | LV_249-5_0_4_load_80 | 69 | 0.0034435 | 0.00086302 | 0 | 0 |  | 1 | TRUE | wye
51 | LV_249-5_0_4_load_92 | 70 | 0.0045092 | 0.0011301 | 0 | 0 |  | 1 | TRUE | wye
52 | LV_249-5_0_4_load_71 | 71 | 0.0026468 | 0.00066335 | 0 | 0 |  | 1 | TRUE | wye
53 | LV_249-5_0_4_load_48 | 72 | 0.0012092 | 0.00030304 | 0 | 0 |  | 1 | TRUE | wye
54 | LV_249-5_0_4_load_49 | 73 | 0.003259 | 0.00081678 | 0 | 0 |  | 1 | TRUE | wye
55 | LV_249-5_0_4_load_50 | 74 | 0.00085627 | 0.0002146 | 0 | 0 |  | 1 | TRUE | wye
56 | LV_249-5_0_4_load_51 | 75 | 0.0020693 | 0.00051862 | 0 | 0 |  | 1 | TRUE | wye
57 | LV_249-5_0_4_load_52 | 76 | 0.0021927 | 0.00054955 | 0 | 0 |  | 1 | TRUE | wye
58 | LV_249-5_0_4_load_73 | 77 | 0.0044961 | 0.0011268 | 0 | 0 |  | 1 | TRUE | wye
59 | LV_249-5_0_4_load_74 | 78 | 0.0008625 | 0.00021616 | 0 | 0 |  | 1 | TRUE | wye
60 | LV_249-5_0_4_load_57 | 79 | 0.002145 | 0.00053759 | 0 | 0 |  | 1 | TRUE | wye
61 | LV_249-5_0_4_load_75 | 80 | 0.0021355 | 0.0005352 | 0 | 0 |  | 1 | TRUE | wye
62 | LV_249-5_0_4_load_53 | 81 | 0.0026099 | 0.0006541 | 0 | 0 |  | 1 | TRUE | wye
63 | LV_249-5_0_4_load_54 | 82 | 0.0027449 | 0.00068795 | 0 | 0 |  | 1 | TRUE | wye
64 | LV_249-5_0_4_load_55 | 83 | 0.0033225 | 0.00083269 | 0 | 0 |  | 1 | TRUE | wye
65 | LV_249-5_0_4_load_56 | 84 | 0.0039561 | 0.00099149 | 0 | 0 |  | 1 | TRUE | wye
66 | LV_249-5_0_4_load_65 | 85 | 0.0015484 | 0.00038806 | 0 | 0 |  | 1 | TRUE | wye
67 | LV_249-5_0_4_load_63 | 86 | 0.0010201 | 0.00025566 | 0 | 0 |  | 1 | TRUE | wye
68 | LV_249-5_0_4_load_60 | 87 | 0.00090943 | 0.00022792 | 0 | 0 |  | 1 | TRUE | wye
69 | LV_249-5_0_4_load_61 | 88 | 0.0011681 | 0.00029276 | 0 | 0 |  | 1 | TRUE | wye
70 | LV_249-5_0_4_load_151 | 91 | 0.0093552 | 0.0023446 | 0 | 0 |  | 1 | TRUE | wye
71 | LV_249-5_0_4_load_68 | 93 | 0.0034146 | 0.00085577 | 0 | 0 |  | 1 | TRUE | wye
72 | LV_249-5_0_4_load_110 | 96 | 0.0028911 | 0.00072459 | 0 | 0 |  | 1 | TRUE | wye
73 | LV_249-5_0_4_load_79 | 97 | 0.0020896 | 0.0005237 | 0 | 0 |  | 1 | TRUE | wye
74 | LV_249-5_0_4_load_111 | 98 | 0.004265 | 0.0010689 | 0 | 0 |  | 1 | TRUE | wye
75 | LV_249-5_0_4_load_78 | 100 | 0.001099 | 0.00027543 | 0 | 0 |  | 1 | TRUE | wye
76 | LV_249-5_0_4_load_96 | 101 | 0.0010625 | 0.00026628 | 0 | 0 |  | 1 | TRUE | wye
77 | LV_249-5_0_4_load_104 | 103 | 0.0050652 | 0.0012695 | 0 | 0 |  | 1 | TRUE | wye
78 | LV_249-5_0_4_load_117 | 104 | 0.0030674 | 0.00076877 | 0 | 0 |  | 1 | TRUE | wye
79 | LV_249-5_0_4_load_95 | 105 | 0.0048409 | 0.0012132 | 0 | 0 |  | 1 | TRUE | wye
80 | LV_249-5_0_4_load_84 | 106 | 0.0039221 | 0.00098296 | 0 | 0 |  | 1 | TRUE | wye
81 | LV_249-5_0_4_load_85 | 107 | 0.0022587 | 0.00056609 | 0 | 0 |  | 1 | TRUE | wye
82 | LV_249-5_0_4_load_87 | 108 | 0.0026415 | 0.00066203 | 0 | 0 |  | 1 | TRUE | wye
83 | LV_249-5_0_4_load_97 | 109 | 0.0026655 | 0.00066803 | 0 | 0 |  | 1 | TRUE | wye
84 | LV_249-5_0_4_load_98 | 110 | 0.0045279 | 0.0011348 | 0 | 0 |  | 1 | TRUE | wye
85 | LV_249-5_0_4_load_118 | 111 | 0.0057205 | 0.0014337 | 0 | 0 |  | 1 | TRUE | wye
86 | LV_249-5_0_4_load_108 | 112 | 0.0020391 | 0.00051104 | 0 | 0 |  | 1 | TRUE | wye
87 | LV_249-5_0_4_load_109 | 113 | 0.0020815 | 0.00052167 | 0 | 0 |  | 1 | TRUE | wye
88 | LV_249-5_0_4_load_112 | 114 | 0.0017908 | 0.00044882 | 0 | 0 |  | 1 | TRUE | wye
89 | LV_249-5_0_4_load_138 | 115 | 0.0012125 | 0.00030388 | 0 | 0 |  | 1 | TRUE | wye
90 | LV_249-5_0_4_load_113 | 116 | 0.001865 | 0.00046741 | 0 | 0 |  | 1 | TRUE | wye
91 | LV_249-5_0_4_load_139 | 117 | 0.002717 | 0.00068094 | 0 | 0 |  | 1 | TRUE | wye
92 | LV_249-5_0_4_load_114 | 118 | 0.0024205 | 0.00060662 | 0 | 0 |  | 1 | TRUE | wye
93 | LV_249-5_0_4_load_115 | 119 | 0.00088836 | 0.00022264 | 0 | 0 |  | 1 | TRUE | wye
94 | LV_249-5_0_4_load_116 | 120 | 0.0031873 | 0.0007988 | 0 | 0 |  | 1 | TRUE | wye
95 | LV_249-5_0_4_load_137 | 123 | 0.00093294 | 0.00023382 | 0 | 0 |  | 1 | TRUE | wye
96 | LV_249-5_0_4_load_152 | 124 | 0.0011246 | 0.00028185 | 0 | 0 |  | 1 | TRUE | wye
97 | LV_249-5_0_4_load_135 | 125 | 0.0023845 | 0.00059762 | 0 | 0 |  | 1 | TRUE | wye
98 | LV_249-5_0_4_load_121 | 126 | 0.0017925 | 0.00044924 | 0 | 0 |  | 1 | TRUE | wye
99 | LV_249-5_0_4_load_122 | 127 | 0.0010426 | 0.0002613 | 0 | 0 |  | 1 | TRUE | wye
100 | LV_249-5_0_4_load_123 | 128 | 0.0015815 | 0.00039636 | 0 | 0 |  | 1 | TRUE | wye
101 | LV_249-5_0_4_load_124 | 129 | 0.001588 | 0.000398 | 0 | 0 |  | 1 | TRUE | wye
102 | LV_249-5_0_4_load_125 | 130 | 0.0018599 | 0.00046615 | 0 | 0 |  | 1 | TRUE | wye
103 | LV_249-5_0_4_load_126 | 131 | 0.0010869 | 0.00027241 | 0 | 0 |  | 1 | TRUE | wye
104 | LV_249-5_0_4_load_143 | 132 | 0.0013226 | 0.00033147 | 0 | 0 |  | 1 | TRUE | wye
105 | LV_249-5_0_4_load_127 | 133 | 0.0012672 | 0.00031759 | 0 | 0 |  | 1 | TRUE | wye
106 | LV_249-5_0_4_load_136 | 134 | 0.0028019 | 0.00070223 | 0 | 0 |  | 1 | TRUE | wye
107 | LV_249-5_0_4_load_130 | 135 | 0.0030971 | 0.00077621 | 0 | 0 |  | 1 | TRUE | wye
108 | LV_249-5_0_4_load_144 | 138 | 0.0034208 | 0.00085733 | 0 | 0 |  | 1 | TRUE | wye
109 | LV_249-5_0_4_load_147 | 139 | 0.0098382 | 0.0024657 | 0 | 0 |  | 1 | TRUE | wye
110 | LV_249-5_0_4_load_145 | 140 | 0.0017765 | 0.00044523 | 0 | 0 |  | 1 | TRUE | wye
111 | LV_249-5_0_4_load_132 | 141 | 0.0020197 | 0.00050619 | 0 | 0 |  | 1 | TRUE | wye
112 | LV_249-5_0_4_load_133 | 142 | 0.0019994 | 0.0005011 | 0 | 0 |  | 1 | TRUE | wye
113 | LV_249-5_0_4_load_134 | 143 | 0.0022568 | 0.00056561 | 0 | 0 |  | 1 | TRUE | wye
114 | LV_249-5_0_4_load_140 | 144 | 0.0022105 | 0.00055401 | 0 | 0 |  | 1 | TRUE | wye
115 | LV_249-5_0_4_load_141 | 145 | 0.0021932 | 0.00054967 | 0 | 0 |  | 1 | TRUE | wye
116 | LV_249-5_0_4_load_148 | 146 | 0.0077185 | 0.0019344 | 0 | 0 |  | 1 | TRUE | wye
117 | LV_249-5_0_4_load_154 | 147 | 0.0063038 | 0.0015799 | 0 | 0 |  | 1 | TRUE | wye
118 | LV_249-5_0_4_load_150 | 148 | 0.0036999 | 0.00092729 | 0 | 0 |  | 1 | TRUE | wye

## ext_grid
| name | bus | vm_pu | va_degree | slack_weight | in_service
0 |  | 109 | 1 | 0 | 1 | TRUE

## line
| name | std_type | from_bus | to_bus | length_km | r_ohm_per_km | x_ohm_per_km | c_nf_per_km | g_us_per_km | max_i_ka | df | parallel | type | in_service
0 | LV_249-5_0_4_line_0 |  | 0 | 1 | 0.012273 | 0.125 | 0.08 | 261 | 0 | 0.364 | 1 | 1 | cs | TRUE
1 | LV_249-5_0_4_line_1 |  | 1 | 2 | 0.03158 | 0.125 | 0.08 | 261 | 0 | 0.364 | 1 | 1 | cs | TRUE
2 | LV_249-5_0_4_line_2 |  | 2 | 3 | 0.062971 | 0.125 | 0.08 | 261 | 0 | 0.364 | 1 | 1 | cs | TRUE
3 | LV_249-5_0_4_line_3 |  | 2 | 4 | 0.024616 | 0.125 | 0.08 | 261 | 0 | 0.364 | 1 | 1 | cs | TRUE
4 | LV_249-5_0_4_line_4 |  | 3 | 6 | 0.011467 | 0.125 | 0.08 | 261 | 0 | 0.364 | 1 | 1 | cs | TRUE
5 | LV_249-5_0_4_line_5 |  | 4 | 8 | 0.020114 | 0.125 | 0.08 | 261 | 0 | 0.364 | 1 | 1 | cs | TRUE
6 | LV_249-5_0_4_line_6 |  | 5 | 6 | 0.018452 | 0.125 | 0.08 | 261 | 0 | 0.364 | 1 | 1 | cs | TRUE
7 | LV_249-5_0_4_line_7 |  | 5 | 7 | 0.0070079 | 0.125 | 0.08 | 261 | 0 | 0.364 | 1 | 1 | cs | TRUE
8 | LV_249-5_0_4_line_8 |  | 8 | 29 | 0.003692 | 0.125 | 0.08 | 261 | 0 | 0.364 | 1 | 1 | cs | TRUE
9 | LV_249-5_0_4_line_9 |  | 9 | 10 | 0.036721 | 0.125 | 0.08 | 261 | 0 | 0.364 | 1 | 1 | cs | TRUE
10 | LV_249-5_0_4_line_10 |  | 9 | 11 | 0.040991 | 0.125 | 0.08 | 261 | 0 | 0.364 | 1 | 1 | cs | TRUE
11 | LV_249-5_0_4_line_11 |  | 10 | 12 | 0.026406 | 0.125 | 0.08 | 261 | 0 | 0.364 | 1 | 1 | cs | TRUE
12 | LV_249-5_0_4_line_12 |  | 12 | 13 | 0.050504 | 0.125 | 0.08 | 261 | 0 | 0.364 | 1 | 1 | cs | TRUE
13 | LV_249-5_0_4_line_13 |  | 12 | 14 | 0.0096076 | 0.125 | 0.08 | 261 | 0 | 0.364 | 1 | 1 | cs | TRUE
14 | LV_249-5_0_4_line_14 |  | 12 | 15 | 0.046319 | 0.125 | 0.08 | 261 | 0 | 0.364 | 1 | 1 | cs | TRUE
15 | LV_249-5_0_4_line_15 |  | 13 | 16 | 0.043066 | 0.125 | 0.08 | 261 | 0 | 0.364 | 1 | 1 | cs | TRUE
16 | LV_249-5_0_4_line_16 |  | 13 | 17 | 0.028731 | 0.125 | 0.08 | 261 | 0 | 0.364 | 1 | 1 | cs | TRUE
17 | LV_249-5_0_4_line_17 |  | 14 | 20 | 0.021839 | 0.125 | 0.08 | 261 | 0 | 0.364 | 1 | 4 | cs | TRUE
18 | LV_249-5_0_4_line_18 |  | 14 | 21 | 0.056602 | 0.125 | 0.08 | 261 | 0 | 0.364 | 1 | 4 | cs | TRUE
19 | LV_249-5_0_4_line_19 |  | 15 | 22 | 0.025906 | 0.125 | 0.08 | 261 | 0 | 0.364 | 1 | 1 | cs | TRUE
20 | LV_249-5_0_4_line_20 |  | 16 | 23 | 0.016844 | 0.125 | 0.08 | 261 | 0 | 0.364 | 1 | 1 | cs | TRUE
21 | LV_249-5_0_4_line_21 |  | 17 | 24 | 0.0030935 | 0.125 | 0.08 | 261 | 0 | 0.364 | 1 | 1 | cs | TRUE
22 | LV_249-5_0_4_line_22 |  | 18 | 19 | 0.048162 | 0.125 | 0.08 | 261 | 0 | 0.364 | 1 | 1 | cs | TRUE
23 | LV_249-5_0_4_line_23 |  | 19 | 25 | 0.024036 | 0.125 | 0.08 | 261 | 0 | 0.364 | 1 | 1 | cs | TRUE
24 | LV_249-5_0_4_line_24 |  | 20 | 26 | 0.012179 | 0.125 | 0.08 | 261 | 0 | 0.364 | 1 | 4 | cs | TRUE
25 | LV_249-5_0_4_line_25 |  | 21 | 27 | 0.021589 | 0.125 | 0.08 | 261 | 0 | 0.364 | 1 | 4 | cs | TRUE
26 | LV_249-5_0_4_line_26 |  | 22 | 28 | 0.0014065 | 0.125 | 0.08 | 261 | 0 | 0.364 | 1 | 1 | cs | TRUE
27 | LV_249-5_0_4_line_27 |  | 23 | 30 | 0.048117 | 0.125 | 0.08 | 261 | 0 | 0.364 | 1 | 1 | cs | TRUE
28 | LV_249-5_0_4_line_28 |  | 24 | 31 | 0.023237 | 0.125 | 0.08 | 261 | 0 | 0.364 | 1 | 1 | cs | TRUE
29 | LV_249-5_0_4_line_29 |  | 25 | 36 | 0.022474 | 0.125 | 0.08 | 261 | 0 | 0.364 | 1 | 1 | cs | TRUE
30 | LV_249-5_0_4_line_30 |  | 26 | 108 | 0.014342 | 0.125 | 0.08 | 261 | 0 | 0.364 | 1 | 4 | cs | TRUE
31 | LV_249-5_0_4_line_31 |  | 26 | 106 | 0.015959 | 0.125 | 0.08 | 261 | 0 | 0.364 | 1 | 1 | cs | TRUE
32 | LV_249-5_0_4_line_32 |  | 27 | 105 | 0.055058 | 0.125 | 0.08 | 261 | 0 | 0.364 | 1 | 1 | cs | TRUE
33 | LV_249-5_0_4_line_33 |  | 27 | 70 | 0.02769 | 0.125 | 0.08 | 261 | 0 | 0.364 | 1 | 4 | cs | TRUE
34 | LV_249-5_0_4_line_34 |  | 29 | 30 | 0.015625 | 0.125 | 0.08 | 261 | 0 | 0.364 | 1 | 1 | cs | TRUE
35 | LV_249-5_0_4_line_35 |  | 31 | 32 | 0.049103 | 0.125 | 0.08 | 261 | 0 | 0.364 | 1 | 1 | cs | TRUE
36 | LV_249-5_0_4_line_36 |  | 33 | 34 | 0.011722 | 0.125 | 0.08 | 261 | 0 | 0.364 | 1 | 1 | cs | TRUE
37 | LV_249-5_0_4_line_37 |  | 34 | 99 | 0.015944 | 0.125 | 0.08 | 261 | 0 | 0.364 | 1 | 1 | cs | TRUE
38 | LV_249-5_0_4_line_38 |  | 35 | 36 | 0.047242 | 0.125 | 0.08 | 261 | 0 | 0.364 | 1 | 1 | cs | TRUE
39 | LV_249-5_0_4_line_39 |  | 35 | 37 | 0.045005 | 0.125 | 0.08 | 261 | 0 | 0.364 | 1 | 1 | cs | TRUE
40 | LV_249-5_0_4_line_40 |  | 35 | 38 | 0.036753 | 0.125 | 0.08 | 261 | 0 | 0.364 | 1 | 1 | cs | TRUE
41 | LV_249-5_0_4_line_41 |  | 37 | 102 | 0.027212 | 0.125 | 0.08 | 261 | 0 | 0.364 | 1 | 1 | cs | TRUE
42 | LV_249-5_0_4_line_42 |  | 37 | 103 | 0.041182 | 0.125 | 0.08 | 261 | 0 | 0.364 | 1 | 1 | cs | TRUE
43 | LV_249-5_0_4_line_43 |  | 38 | 110 | 0.027952 | 0.125 | 0.08 | 261 | 0 | 0.364 | 1 | 1 | cs | TRUE
44 | LV_249-5_0_4_line_44 |  | 39 | 40 | 0.020133 | 0.125 | 0.08 | 261 | 0 | 0.364 | 1 | 4 | cs | TRUE
45 | LV_249-5_0_4_line_45 |  | 39 | 41 | 0.0033403 | 0.125 | 0.08 | 261 | 0 | 0.364 | 1 | 4 | cs | TRUE
46 | LV_249-5_0_4_line_46 |  | 40 | 42 | 0.013027 | 0.125 | 0.08 | 261 | 0 | 0.364 | 1 | 4 | cs | TRUE
47 | LV_249-5_0_4_line_47 |  | 41 | 43 | 0.024164 | 0.125 | 0.08 | 261 | 0 | 0.364 | 1 | 4 | cs | TRUE
48 | LV_249-5_0_4_line_48 |  | 42 | 44 | 0.0051402 | 0.125 | 0.08 | 261 | 0 | 0.364 | 1 | 4 | cs | TRUE
49 | LV_249-5_0_4_line_49 |  | 43 | 45 | 0.0032663 | 0.125 | 0.08 | 261 | 0 | 0.364 | 1 | 4 | cs | TRUE
50 | LV_249-5_0_4_line_50 |  | 44 | 46 | 0.024349 | 0.125 | 0.08 | 261 | 0 | 0.364 | 1 | 4 | cs | TRUE
51 | LV_249-5_0_4_line_51 |  | 45 | 47 | 0.034974 | 0.125 | 0.08 | 261 | 0 | 0.364 | 1 | 4 | cs | TRUE
52 | LV_249-5_0_4_line_52 |  | 46 | 48 | 0.0065065 | 0.125 | 0.08 | 261 | 0 | 0.364 | 1 | 4 | cs | TRUE
53 | LV_249-5_0_4_line_53 |  | 47 | 85 | 0.014258 | 0.125 | 0.08 | 261 | 0 | 0.364 | 1 | 4 | cs | TRUE
54 | LV_249-5_0_4_line_54 |  | 48 | 49 | 0.020606 | 0.125 | 0.08 | 261 | 0 | 0.364 | 1 | 4 | cs | TRUE
55 | LV_249-5_0_4_line_55 |  | 49 | 50 | 0.023547 | 0.125 | 0.08 | 261 | 0 | 0.364 | 1 | 4 | cs | TRUE
56 | LV_249-5_0_4_line_56 |  | 50 | 51 | 0.014988 | 0.125 | 0.08 | 261 | 0 | 0.364 | 1 | 4 | cs | TRUE
57 | LV_249-5_0_4_line_57 |  | 51 | 52 | 0.037052 | 0.125 | 0.08 | 261 | 0 | 0.364 | 1 | 4 | cs | TRUE
58 | LV_249-5_0_4_line_58 |  | 51 | 53 | 0.041477 | 0.125 | 0.08 | 261 | 0 | 0.364 | 1 | 4 | cs | TRUE
59 | LV_249-5_0_4_line_59 |  | 51 | 54 | 0.030032 | 0.125 | 0.08 | 261 | 0 | 0.364 | 1 | 1 | cs | TRUE
60 | LV_249-5_0_4_line_60 |  | 52 | 55 | 0.021787 | 0.125 | 0.08 | 261 | 0 | 0.364 | 1 | 4 | cs | TRUE
61 | LV_249-5_0_4_line_61 |  | 53 | 56 | 0.051211 | 0.125 | 0.08 | 261 | 0 | 0.364 | 1 | 4 | cs | TRUE
62 | LV_249-5_0_4_line_62 |  | 54 | 57 | 0.010847 | 0.125 | 0.08 | 261 | 0 | 0.364 | 1 | 1 | cs | TRUE
63 | LV_249-5_0_4_line_63 |  | 55 | 58 | 0.015262 | 0.125 | 0.08 | 261 | 0 | 0.364 | 1 | 4 | cs | TRUE
64 | LV_249-5_0_4_line_64 |  | 56 | 59 | 0.054707 | 0.125 | 0.08 | 261 | 0 | 0.364 | 1 | 4 | cs | TRUE
65 | LV_249-5_0_4_line_65 |  | 57 | 60 | 0.018208 | 0.125 | 0.08 | 261 | 0 | 0.364 | 1 | 1 | cs | TRUE
66 | LV_249-5_0_4_line_66 |  | 58 | 93 | 0.016978 | 0.125 | 0.08 | 261 | 0 | 0.364 | 1 | 4 | cs | TRUE
67 | LV_249-5_0_4_line_67 |  | 59 | 136 | 0.12756 | 0.125 | 0.08 | 261 | 0 | 0.364 | 1 | 1 | cs | TRUE
68 | LV_249-5_0_4_line_68 |  | 59 | 135 | 0.033216 | 0.125 | 0.08 | 261 | 0 | 0.364 | 1 | 4 | cs | TRUE
69 | LV_249-5_0_4_line_69 |  | 60 | 112 | 0.017099 | 0.125 | 0.08 | 261 | 0 | 0.364 | 1 | 1 | cs | TRUE
70 | LV_249-5_0_4_line_70 |  | 60 | 113 | 0.014995 | 0.125 | 0.08 | 261 | 0 | 0.364 | 1 | 1 | cs | TRUE
71 | LV_249-5_0_4_line_71 |  | 61 | 62 | 0.00065688 | 0.125 | 0.08 | 261 | 0 | 0.364 | 1 | 4 | cs | TRUE
72 | LV_249-5_0_4_line_72 |  | 61 | 63 | 0.010545 | 0.125 | 0.08 | 261 | 0 | 0.364 | 1 | 4 | cs | TRUE
73 | LV_249-5_0_4_line_73 |  | 62 | 64 | 0.011369 | 0.125 | 0.08 | 261 | 0 | 0.364 | 1 | 4 | cs | TRUE
74 | LV_249-5_0_4_line_74 |  | 63 | 65 | 0.012281 | 0.125 | 0.08 | 261 | 0 | 0.364 | 1 | 4 | cs | TRUE
75 | LV_249-5_0_4_line_75 |  | 64 | 66 | 0.01437 | 0.125 | 0.08 | 261 | 0 | 0.364 | 1 | 4 | cs | TRUE
76 | LV_249-5_0_4_line_76 |  | 65 | 67 | 0.023399 | 0.125 | 0.08 | 261 | 0 | 0.364 | 1 | 4 | cs | TRUE
77 | LV_249-5_0_4_line_77 |  | 65 | 68 | 0.025769 | 0.125 | 0.08 | 261 | 0 | 0.364 | 1 | 1 | cs | TRUE
78 | LV_249-5_0_4_line_78 |  | 66 | 69 | 0.021226 | 0.125 | 0.08 | 261 | 0 | 0.364 | 1 | 4 | cs | TRUE
79 | LV_249-5_0_4_line_79 |  | 67 | 70 | 0.017326 | 0.125 | 0.08 | 261 | 0 | 0.364 | 1 | 4 | cs | TRUE
80 | LV_249-5_0_4_line_80 |  | 68 | 71 | 0.0047936 | 0.125 | 0.08 | 261 | 0 | 0.364 | 1 | 1 | cs | TRUE
81 | LV_249-5_0_4_line_81 |  | 69 | 97 | 0.011842 | 0.125 | 0.08 | 261 | 0 | 0.364 | 1 | 4 | cs | TRUE
82 | LV_249-5_0_4_line_82 |  | 71 | 84 | 0.0075947 | 0.125 | 0.08 | 261 | 0 | 0.364 | 1 | 1 | cs | TRUE
83 | LV_249-5_0_4_line_83 |  | 72 | 73 | 0.02725 | 0.125 | 0.08 | 261 | 0 | 0.364 | 1 | 1 | cs | TRUE
84 | LV_249-5_0_4_line_84 |  | 72 | 74 | 0.011225 | 0.125 | 0.08 | 261 | 0 | 0.364 | 1 | 1 | cs | TRUE
85 | LV_249-5_0_4_line_85 |  | 73 | 75 | 0.010297 | 0.125 | 0.08 | 261 | 0 | 0.364 | 1 | 1 | cs | TRUE
86 | LV_249-5_0_4_line_86 |  | 74 | 76 | 0.0074196 | 0.125 | 0.08 | 261 | 0 | 0.364 | 1 | 1 | cs | TRUE
87 | LV_249-5_0_4_line_87 |  | 75 | 77 | 0.029701 | 0.125 | 0.08 | 261 | 0 | 0.364 | 1 | 1 | cs | TRUE
88 | LV_249-5_0_4_line_88 |  | 76 | 78 | 0.0069599 | 0.125 | 0.08 | 261 | 0 | 0.364 | 1 | 1 | cs | TRUE
89 | LV_249-5_0_4_line_89 |  | 77 | 79 | 0.00054309 | 0.125 | 0.08 | 261 | 0 | 0.364 | 1 | 1 | cs | TRUE
90 | LV_249-5_0_4_line_90 |  | 78 | 80 | 0.017203 | 0.125 | 0.08 | 261 | 0 | 0.364 | 1 | 1 | cs | TRUE
91 | LV_249-5_0_4_line_91 |  | 79 | 83 | 0.032289 | 0.125 | 0.08 | 261 | 0 | 0.364 | 1 | 1 | cs | TRUE
92 | LV_249-5_0_4_line_92 |  | 80 | 99 | 0.0041993 | 0.125 | 0.08 | 261 | 0 | 0.364 | 1 | 1 | cs | TRUE
93 | LV_249-5_0_4_line_93 |  | 81 | 82 | 0.0044815 | 0.125 | 0.08 | 261 | 0 | 0.364 | 1 | 1 | cs | TRUE
94 | LV_249-5_0_4_line_94 |  | 81 | 83 | 0.030905 | 0.125 | 0.08 | 261 | 0 | 0.364 | 1 | 1 | cs | TRUE
95 | LV_249-5_0_4_line_95 |  | 82 | 84 | 0.023319 | 0.125 | 0.08 | 261 | 0 | 0.364 | 1 | 1 | cs | TRUE
96 | LV_249-5_0_4_line_96 |  | 85 | 86 | 0.018309 | 0.125 | 0.08 | 261 | 0 | 0.364 | 1 | 4 | cs | TRUE
97 | LV_249-5_0_4_line_97 |  | 86 | 88 | 0.0031954 | 0.125 | 0.08 | 261 | 0 | 0.364 | 1 | 4 | cs | TRUE
98 | LV_249-5_0_4_line_98 |  | 87 | 88 | 0.021671 | 0.125 | 0.08 | 261 | 0 | 0.364 | 1 | 4 | cs | TRUE
99 | LV_249-5_0_4_line_99 |  | 87 | 89 | 0.022242 | 0.125 | 0.08 | 261 | 0 | 0.364 | 1 | 4 | cs | TRUE
100 | LV_249-5_0_4_line_100 |  | 89 | 90 | 0.063647 | 0.125 | 0.08 | 261 | 0 | 0.364 | 1 | 4 | cs | TRUE
101 | LV_249-5_0_4_line_101 |  | 90 | 91 | 0.052862 | 0.125 | 0.08 | 261 | 0 | 0.364 | 1 | 4 | cs | TRUE
102 | LV_249-5_0_4_line_102 |  | 91 | 92 | 0.0044214 | 0.125 | 0.08 | 261 | 0 | 0.364 | 1 | 4 | cs | TRUE
103 | LV_249-5_0_4_line_103 |  | 92 | 148 | 0.049786 | 0.125 | 0.08 | 261 | 0 | 0.364 | 1 | 1 | cs | TRUE
104 | LV_249-5_0_4_line_104 |  | 92 | 146 | 0.026093 | 0.125 | 0.08 | 261 | 0 | 0.364 | 1 | 4 | cs | TRUE
105 | LV_249-5_0_4_line_105 |  | 93 | 94 | 0.02176 | 0.125 | 0.08 | 261 | 0 | 0.364 | 1 | 4 | cs | TRUE
106 | LV_249-5_0_4_line_106 |  | 94 | 95 | 0.028092 | 0.125 | 0.08 | 261 | 0 | 0.364 | 1 | 4 | cs | TRUE
107 | LV_249-5_0_4_line_107 |  | 94 | 96 | 0.031733 | 0.125 | 0.08 | 261 | 0 | 0.364 | 1 | 1 | cs | TRUE
108 | LV_249-5_0_4_line_108 |  | 95 | 97 | 0.020893 | 0.125 | 0.08 | 261 | 0 | 0.364 | 1 | 4 | cs | TRUE
109 | LV_249-5_0_4_line_109 |  | 96 | 98 | 0.025894 | 0.125 | 0.08 | 261 | 0 | 0.364 | 1 | 1 | cs | TRUE
110 | LV_249-5_0_4_line_110 |  | 99 | 100 | 0.036668 | 0.125 | 0.08 | 261 | 0 | 0.364 | 1 | 1 | cs | TRUE
111 | LV_249-5_0_4_line_111 |  | 100 | 101 | 0.013527 | 0.125 | 0.08 | 261 | 0 | 0.364 | 1 | 1 | cs | TRUE
112 | LV_249-5_0_4_line_112 |  | 102 | 104 | 0.024345 | 0.125 | 0.08 | 261 | 0 | 0.364 | 1 | 1 | cs | TRUE
113 | LV_249-5_0_4_line_113 |  | 103 | 105 | 0.034622 | 0.125 | 0.08 | 261 | 0 | 0.364 | 1 | 1 | cs | TRUE
114 | LV_249-5_0_4_line_114 |  | 104 | 111 | 0.011853 | 0.125 | 0.08 | 261 | 0 | 0.364 | 1 | 1 | cs | TRUE
115 | LV_249-5_0_4_line_115 |  | 106 | 107 | 0.021859 | 0.125 | 0.08 | 261 | 0 | 0.364 | 1 | 1 | cs | TRUE
116 | LV_249-5_0_4_line_116 |  | 108 | 109 | 0.008135 | 0.125 | 0.08 | 261 | 0 | 0.364 | 1 | 4 | cs | TRUE
117 | LV_249-5_0_4_line_117 |  | 112 | 114 | 0.032496 | 0.125 | 0.08 | 261 | 0 | 0.364 | 1 | 1 | cs | TRUE
118 | LV_249-5_0_4_line_118 |  | 113 | 115 | 0.010281 | 0.125 | 0.08 | 261 | 0 | 0.364 | 1 | 1 | cs | TRUE
119 | LV_249-5_0_4_line_119 |  | 114 | 116 | 0.0021054 | 0.125 | 0.08 | 261 | 0 | 0.364 | 1 | 1 | cs | TRUE
120 | LV_249-5_0_4_line_120 |  | 115 | 117 | 0.012293 | 0.125 | 0.08 | 261 | 0 | 0.364 | 1 | 1 | cs | TRUE
121 | LV_249-5_0_4_line_121 |  | 116 | 118 | 0.021966 | 0.125 | 0.08 | 261 | 0 | 0.364 | 1 | 1 | cs | TRUE
122 | LV_249-5_0_4_line_122 |  | 117 | 144 | 0.00041847 | 0.125 | 0.08 | 261 | 0 | 0.364 | 1 | 1 | cs | TRUE
123 | LV_249-5_0_4_line_123 |  | 118 | 119 | 0.015461 | 0.125 | 0.08 | 261 | 0 | 0.364 | 1 | 1 | cs | TRUE
124 | LV_249-5_0_4_line_124 |  | 119 | 120 | 0.0079369 | 0.125 | 0.08 | 261 | 0 | 0.364 | 1 | 1 | cs | TRUE
125 | LV_249-5_0_4_line_125 |  | 121 | 122 | 0.12735 | 0.125 | 0.08 | 261 | 0 | 0.364 | 1 | 1 | cs | TRUE
126 | LV_249-5_0_4_line_126 |  | 121 | 123 | 0.082345 | 0.125 | 0.08 | 261 | 0 | 0.364 | 1 | 1 | cs | TRUE
127 | LV_249-5_0_4_line_127 |  | 122 | 124 | 0.091104 | 0.125 | 0.08 | 261 | 0 | 0.364 | 1 | 1 | cs | TRUE
128 | LV_249-5_0_4_line_128 |  | 123 | 125 | 0.01078 | 0.125 | 0.08 | 261 | 0 | 0.364 | 1 | 1 | cs | TRUE
129 | LV_249-5_0_4_line_129 |  | 125 | 142 | 0.010491 | 0.125 | 0.08 | 261 | 0 | 0.364 | 1 | 1 | cs | TRUE
130 | LV_249-5_0_4_line_130 |  | 126 | 127 | 0.016054 | 0.125 | 0.08 | 261 | 0 | 0.364 | 1 | 4 | cs | TRUE
131 | LV_249-5_0_4_line_131 |  | 126 | 128 | 0.011305 | 0.125 | 0.08 | 261 | 0 | 0.364 | 1 | 4 | cs | TRUE
132 | LV_249-5_0_4_line_132 |  | 127 | 129 | 0.030138 | 0.125 | 0.08 | 261 | 0 | 0.364 | 1 | 4 | cs | TRUE
133 | LV_249-5_0_4_line_133 |  | 128 | 130 | 0.027136 | 0.125 | 0.08 | 261 | 0 | 0.364 | 1 | 2 | cs | TRUE
134 | LV_249-5_0_4_line_134 |  | 129 | 131 | 0.026135 | 0.125 | 0.08 | 261 | 0 | 0.364 | 1 | 4 | cs | TRUE
135 | LV_249-5_0_4_line_135 |  | 130 | 132 | 0.0033961 | 0.125 | 0.08 | 261 | 0 | 0.364 | 1 | 1 | cs | TRUE
136 | LV_249-5_0_4_line_136 |  | 131 | 133 | 0.013642 | 0.125 | 0.08 | 261 | 0 | 0.364 | 1 | 4 | cs | TRUE
137 | LV_249-5_0_4_line_137 |  | 132 | 134 | 0.026095 | 0.125 | 0.08 | 261 | 0 | 0.364 | 1 | 1 | cs | TRUE
138 | LV_249-5_0_4_line_138 |  | 133 | 135 | 0.00086803 | 0.125 | 0.08 | 261 | 0 | 0.364 | 1 | 4 | cs | TRUE
139 | LV_249-5_0_4_line_139 |  | 134 | 143 | 0.0035745 | 0.125 | 0.08 | 261 | 0 | 0.364 | 1 | 1 | cs | TRUE
140 | LV_249-5_0_4_line_140 |  | 136 | 137 | 0.019645 | 0.125 | 0.08 | 261 | 0 | 0.364 | 1 | 1 | cs | TRUE
141 | LV_249-5_0_4_line_141 |  | 136 | 138 | 0.014888 | 0.125 | 0.08 | 261 | 0 | 0.364 | 1 | 1 | cs | TRUE
142 | LV_249-5_0_4_line_142 |  | 137 | 139 | 0.021915 | 0.125 | 0.08 | 261 | 0 | 0.364 | 1 | 1 | cs | TRUE
143 | LV_249-5_0_4_line_143 |  | 138 | 140 | 0.018537 | 0.125 | 0.08 | 261 | 0 | 0.364 | 1 | 1 | cs | TRUE
144 | LV_249-5_0_4_line_144 |  | 141 | 142 | 0.029391 | 0.125 | 0.08 | 261 | 0 | 0.364 | 1 | 1 | cs | TRUE
145 | LV_249-5_0_4_line_145 |  | 141 | 143 | 0.02601 | 0.125 | 0.08 | 261 | 0 | 0.364 | 1 | 1 | cs | TRUE
146 | LV_249-5_0_4_line_146 |  | 144 | 145 | 0.011693 | 0.125 | 0.08 | 261 | 0 | 0.364 | 1 | 1 | cs | TRUE
147 | LV_249-5_0_4_line_147 |  | 146 | 147 | 0.15501 | 0.125 | 0.08 | 261 | 0 | 0.364 | 1 | 4 | cs | TRUE

## trafo
| name | std_type | hv_bus | lv_bus | sn_mva | vn_hv_kv | vn_lv_kv | vk_percent | vkr_percent | pfe_kw | i0_percent | shift_degree | tap_side | tap_neutral | tap_min | tap_max | tap_step_percent | tap_step_degree | tap_pos | tap_phase_shifter | parallel | df | in_service
0 | LV_249-5_0_4_trafo_97 | 0.63 MVA 20/0.4 kV | 149 | 109 | 0.63 | 20 | 0.4 | 6 | 1.206 | 1.65 | 0.2619 | 150 | hv | 0 | -2 | 2 | 2.5 | 0 | 0 | FALSE | 1 | 1 | TRUE

## line_geodata
| x0 | y0 | x1 | y1 | x2 | y2 | x3 | y3 | x4 | y4 | x5 | y5 | x6 | y6 | x7 | y7 | x8 | y8 | x9 | y9 | x10 | y10 | x11 | y11 | x12 | y12
0 | 2676747.6989 | 1251691.4539 | 2676743.9176 | 1251680.9528 | 2676743.5738 | 1251679.8957
1 | 2676745.2747 | 1251714.2726 | 2676742.086 | 1251708.1379 | 2676738.9855 | 1251702.1823 | 2676749.7612 | 1251697.1515 | 2676747.6989 | 1251691.4539
2 | 2676701.3424 | 1251713.9592 | 2676701.7971 | 1251721.3928 | 2676720.1806 | 1251712.9023 | 2676738.9855 | 1251702.1823 | 2676742.086 | 1251708.1379 | 2676745.2747 | 1251714.2726
3 | 2676745.2747 | 1251714.2726 | 2676722.8813 | 1251724.4936
4 | 2676701.3424 | 1251713.9592 | 2676689.9123 | 1251714.8766
5 | 2676722.8813 | 1251724.4936 | 2676713.0812 | 1251728.9666 | 2676704.4287 | 1251732.4858
6 | 2676671.5198 | 1251716.3529 | 2676689.9123 | 1251714.8766
7 | 2676671.5198 | 1251716.3529 | 2676671.0594 | 1251709.3601
8 | 2676701.0087 | 1251733.8768 | 2676704.4287 | 1251732.4858
9 | 2676734.0034 | 1251835.1234 | 2676699.1675 | 1251846.7369
10 | 2676734.0034 | 1251835.1234 | 2676737.2694 | 1251834.0346 | 2676771.6776 | 1251819.0022
11 | 2676674.1165 | 1251855.0882 | 2676699.1675 | 1251846.7369
12 | 2676649.8185 | 1251813.2432 | 2676655.9384 | 1251816.2691 | 2676660.6606 | 1251820.5555 | 2676665.2908 | 1251827.287 | 2676674.1165 | 1251855.0882
13 | 2676670.5063 | 1251860.5233 | 2676675.6811 | 1251859.0003 | 2676674.1165 | 1251855.0882
14 | 2676674.1165 | 1251855.0882 | 2676675.6811 | 1251859.0003 | 2676715.8186 | 1251846.277
15 | 2676649.8185 | 1251813.2432 | 2676649.1255 | 1251809.6427 | 2676644.3696 | 1251785.2078 | 2676646.0308 | 1251782.8164 | 2676644.6529 | 1251774.9817 | 2676643.9803 | 1251771.4049
16 | 2676649.8185 | 1251813.2432 | 2676643.7545 | 1251812.3197 | 2676637.0593 | 1251812.3442 | 2676621.6159 | 1251816.1344
17 | 2676670.5063 | 1251860.5233 | 2676676.8255 | 1251881.4279
18 | 2676670.5063 | 1251860.5233 | 2676640.3588 | 1251871.1634 | 2676616.967 | 1251878.8666 | 2676616.9624 | 1251878.8677
19 | 2676715.8186 | 1251846.277 | 2676724.3349 | 1251870.7431
20 | 2676640.8677 | 1251754.8513 | 2676643.9803 | 1251771.4049
21 | 2676621.6159 | 1251816.1344 | 2676618.6116 | 1251816.8717
22 | 2676574.8697 | 1251885.037 | 2676528.7555 | 1251898.932
23 | 2676528.7555 | 1251898.932 | 2676520.0558 | 1251901.5534 | 2676505.8438 | 1251906.1913
24 | 2676680.3496 | 1251893.0857 | 2676676.8255 | 1251881.4279
25 | 2676596.0006 | 1251884.0327 | 2676616.9624 | 1251878.8677
26 | 2676724.7972 | 1251872.0714 | 2676724.3349 | 1251870.7431
27 | 2676640.8677 | 1251754.8513 | 2676679.1939 | 1251742.7493 | 2676686.5352 | 1251739.7634
28 | 2676618.6116 | 1251816.8717 | 2676611.3227 | 1251818.6606 | 2676608.4303 | 1251819.3682 | 2676601.2779 | 1251820.8991 | 2676595.9584 | 1251822.0348
29 | 2676485.004 | 1251914.5702 | 2676496.8812 | 1251909.4045 | 2676504.5858 | 1251906.6019 | 2676505.8438 | 1251906.1913
30 | 2676680.3496 | 1251893.0857 | 2676679.2286 | 1251896.8851 | 2676681.8717 | 1251906.9239
31 | 2676680.3496 | 1251893.0857 | 2676685.4671 | 1251894.8198 | 2676695.6596 | 1251892.0751
32 | 2676596.0006 | 1251884.0327 | 2676551.9557 | 1251896.028 | 2676542.9807 | 1251898.8521
33 | 2676596.0006 | 1251884.0327 | 2676599.1928 | 1251899.2407 | 2676603.0289 | 1251910.7695
34 | 2676686.5352 | 1251739.7634 | 2676701.0087 | 1251733.8768
35 | 2676547.9379 | 1251832.2872 | 2676595.9584 | 1251822.0348
36 | 2676791.3871 | 1251836.8576 | 2676794.8849 | 1251848.0461
37 | 2676799.6424 | 1251863.264 | 2676794.8849 | 1251848.0461
38 | 2676448.1252 | 1251894.0641 | 2676467.3753 | 1251914.8277 | 2676470.2651 | 1251916.6552 | 2676473.9712 | 1251917.815 | 2676477.1585 | 1251917.6449 | 2676480.6684 | 1251916.4559 | 2676485.004 | 1251914.5702
39 | 2676471.5363 | 1251924.0103 | 2676443.3493 | 1251895.6815 | 2676448.1252 | 1251894.0641
40 | 2676448.1252 | 1251894.0641 | 2676482.9449 | 1251882.3012
41 | 2676471.5363 | 1251924.0103 | 2676447.1212 | 1251936.1709
42 | 2676471.5363 | 1251924.0103 | 2676501.1421 | 1251912.0169 | 2676509.9549 | 1251909.2439
43 | 2676509.4265 | 1251873.3551 | 2676482.9449 | 1251882.3012
44 | 2676750.2123 | 1252019.9705 | 2676735.3371 | 1252026.8512 | 2676731.8022 | 1252028.0837
45 | 2676753.244 | 1252018.5682 | 2676750.2123 | 1252019.9705
46 | 2676719.4575 | 1252032.2344 | 2676721.9932 | 1252031.504 | 2676731.8022 | 1252028.0837
47 | 2676753.244 | 1252018.5682 | 2676761.4799 | 1252014.7586 | 2676774.5991 | 1252007.3037
48 | 2676719.4575 | 1252032.2344 | 2676714.5181 | 1252033.6571
49 | 2676774.5991 | 1252007.3037 | 2676777.439 | 1252005.6899
50 | 2676690.8671 | 1252039.4191 | 2676709.1371 | 1252035.207 | 2676714.5181 | 1252033.6571
51 | 2676806.9378 | 1251986.9159 | 2676800.9607 | 1251990.9193 | 2676781.0894 | 1252003.6156 | 2676777.439 | 1252005.6899
52 | 2676690.8671 | 1252039.4191 | 2676684.527 | 1252040.8808
53 | 2676806.9378 | 1251986.9159 | 2676818.7843 | 1251978.9813
54 | 2676664.4474 | 1252045.5102 | 2676684.527 | 1252040.8808
55 | 2676664.4474 | 1252045.5102 | 2676641.5022 | 1252050.8002
56 | 2676629.77 | 1252058.9421 | 2676635.6619 | 1252052.1466 | 2676641.5022 | 1252050.8002
57 | 2676629.77 | 1252058.9421 | 2676598.5664 | 1252038.9634
58 | 2676629.77 | 1252058.9421 | 2676632.2341 | 1252060.4084 | 2676665.2209 | 1252080.472
59 | 2676615.4484 | 1252080.8397 | 2676619.4343 | 1252079.0232 | 2676623.9596 | 1252074.6007 | 2676628.2771 | 1252068.1518 | 2676632.2341 | 1252060.4084 | 2676629.77 | 1252058.9421
60 | 2676598.5664 | 1252038.9634 | 2676580.2182 | 1252027.2156
61 | 2676665.2209 | 1252080.472 | 2676687.6255 | 1252094.7501 | 2676708.3179 | 1252108.1336
62 | 2676615.4484 | 1252080.8397 | 2676607.7359 | 1252083.0972 | 2676604.9427 | 1252083.412
63 | 2676567.3647 | 1252018.9859 | 2676580.2182 | 1252027.2156
64 | 2676754.2541 | 1252137.8443 | 2676708.3179 | 1252108.1336
65 | 2676586.8182 | 1252085.1395 | 2676598.6204 | 1252084.1246 | 2676604.9427 | 1252083.412
66 | 2676567.3647 | 1252018.9859 | 2676563.7104 | 1252016.6461 | 2676553.6321 | 1252009.0194
67 | 2676754.2541 | 1252137.8443 | 2676797.9939 | 1252166.7322 | 2676802.5203 | 1252171.5389 | 2676809.6019 | 1252184.7515 | 2676811.5132 | 1252193.3381 | 2676811.5368 | 1252203.1568 | 2676809.5295 | 1252209.5354 | 2676807.0689 | 1252212.4612 | 2676805.6738 | 1252214.1222 | 2676800.3007 | 1252216.988 | 2676784.4411 | 1252220.107
68 | 2676754.2541 | 1252137.8443 | 2676746.7102 | 1252146.8977 | 2676739.1824 | 1252154.1278 | 2676730.4269 | 1252160.7767
69 | 2676586.8182 | 1252085.1395 | 2676579.508 | 1252084.8893 | 2676569.7601 | 1252084.0374
70 | 2676586.8182 | 1252085.1395 | 2676582.8286 | 1252099.5936
71 | 2676594.7487 | 1251954.2673 | 2676594.1096 | 1251954.419
72 | 2676605.0085 | 1251951.8321 | 2676594.7487 | 1251954.2673
73 | 2676583.0481 | 1251957.0446 | 2676594.1096 | 1251954.419
74 | 2676616.9579 | 1251948.9957 | 2676605.0085 | 1251951.8321
75 | 2676583.0481 | 1251957.0446 | 2676569.0669 | 1251960.3632
76 | 2676616.9579 | 1251948.9957 | 2676614.9777 | 1251945.1229 | 2676608.5269 | 1251927.1995
77 | 2676616.9579 | 1251948.9957 | 2676624.9438 | 1251955.9485 | 2676627.058 | 1251957.6327 | 2676639.0762 | 1251960.9877
78 | 2676548.3554 | 1251965.0074 | 2676565.514 | 1251961.2065 | 2676569.0669 | 1251960.3632
79 | 2676603.0289 | 1251910.7695 | 2676608.1145 | 1251926.0535 | 2676608.5269 | 1251927.1995
80 | 2676639.0762 | 1251960.9877 | 2676639.8803 | 1251961.2122 | 2676643.8267 | 1251960.899
81 | 2676536.794 | 1251967.5684 | 2676548.3554 | 1251965.0074
82 | 2676651.3976 | 1251960.2981 | 2676643.8267 | 1251960.899
83 | 2676798.6657 | 1251908.4055 | 2676791.4387 | 1251916.1854 | 2676776.6977 | 1251923.8856
84 | 2676798.6657 | 1251908.4055 | 2676800.6241 | 1251906.2972 | 2676803.7436 | 1251898.5542 | 2676803.7436 | 1251898.5542
85 | 2676776.6977 | 1251923.8856 | 2676767.5712 | 1251928.653
86 | 2676803.7436 | 1251898.5542 | 2676803.8677 | 1251891.1356
87 | 2676740.2046 | 1251940.0864 | 2676760.2824 | 1251932.4604 | 2676767.5712 | 1251928.653
88 | 2676803.9842 | 1251884.1767 | 2676803.8677 | 1251891.1356
89 | 2676740.2046 | 1251940.0864 | 2676739.6969 | 1251940.2792
90 | 2676803.9842 | 1251884.1767 | 2676804.0119 | 1251882.5237 | 2676800.5715 | 1251867.3592
91 | 2676709.1977 | 1251950.757 | 2676718.2997 | 1251948.4063 | 2676739.6969 | 1251940.2792
92 | 2676799.6424 | 1251863.264 | 2676800.5715 | 1251867.3592
93 | 2676679.0012 | 1251957.1699 | 2676674.5747 | 1251957.8699
94 | 2676679.0012 | 1251957.1699 | 2676692.8394 | 1251954.9816 | 2676709.1977 | 1251950.757
95 | 2676651.3976 | 1251960.2981 | 2676667.1023 | 1251959.0516 | 2676674.5747 | 1251957.8699
96 | 2676833.8876 | 1251968.6395 | 2676831.3014 | 1251970.5976 | 2676818.7843 | 1251978.9813
97 | 2676833.8876 | 1251968.6395 | 2676836.4351 | 1251966.7106
98 | 2676853.712 | 1251953.6292 | 2676836.4351 | 1251966.7106
99 | 2676871.4564 | 1251940.2182 | 2676863.0796 | 1251946.5364 | 2676853.712 | 1251953.6292
100 | 2676871.4564 | 1251940.2182 | 2676874.1059 | 1251950.0821 | 2676874.9705 | 1251954.4076 | 2676873.8078 | 1251968.3916 | 2676875.6358 | 1251978.167 | 2676884.732 | 1251980.9648 | 2676886.1757 | 1251981.9621 | 2676886.9704 | 1251983.5402 | 2676890.6709 | 1251994.9966
101 | 2676890.6709 | 1251994.9966 | 2676892.0493 | 1251999.2843 | 2676896.1718 | 1252012.5364 | 2676895.1001 | 1252027.6447 | 2676892.8491 | 1252031.852 | 2676891.3769 | 1252034.7906 | 2676891.1282 | 1252037.6672 | 2676891.7844 | 1252040.033 | 2676893.5267 | 1252042.4463 | 2676895.0866 | 1252044.9573
102 | 2676894.7727 | 1252049.3676 | 2676895.0866 | 1252044.9573
103 | 2676894.7727 | 1252049.3676 | 2676890.6516 | 1252047.0568 | 2676877.4471 | 1252042.1264 | 2676875.254 | 1252039.5516 | 2676874.1314 | 1252037.0796 | 2676873.6472 | 1252034.2602 | 2676873.417 | 1252031.6442 | 2676872.4576 | 1252029.3856 | 2676870.2805 | 1252027.3225 | 2676866.7878 | 1252026.5989 | 2676863.5828 | 1252027.558 | 2676862.9692 | 1252030.0519 | 2676862.8426 | 1252034.5758
104 | 2676894.7727 | 1252049.3676 | 2676894.6944 | 1252075.46
105 | 2676537.5054 | 1251994.458 | 2676548.7616 | 1252005.3336 | 2676553.6321 | 1252009.0194
106 | 2676537.5054 | 1251994.458 | 2676521.9254 | 1251979.4125 | 2676517.572 | 1251974.6194
107 | 2676537.5054 | 1251994.458 | 2676530.1014 | 1251998.5321 | 2676507.5381 | 1252004.2718
108 | 2676517.572 | 1251974.6194 | 2676522.7326 | 1251970.6832 | 2676536.794 | 1251967.5684
109 | 2676507.5381 | 1252004.2718 | 2676482.4429 | 1252010.6556
110 | 2676799.6424 | 1251863.264 | 2676764.678 | 1251874.3106
111 | 2676764.678 | 1251874.3106 | 2676762.5899 | 1251874.9703 | 2676765.9998 | 1251885.7825
112 | 2676447.1212 | 1251936.1709 | 2676457.4509 | 1251958.2156
113 | 2676509.9549 | 1251909.2439 | 2676542.9807 | 1251898.8521
114 | 2676462.4801 | 1251968.9487 | 2676457.4509 | 1251958.2156
115 | 2676695.6596 | 1251892.0751 | 2676716.7671 | 1251886.3911
116 | 2676681.8717 | 1251906.9239 | 2676683.9429 | 1251914.7907
117 | 2676569.7601 | 1252084.0374 | 2676557.5546 | 1252082.9709 | 2676537.6099 | 1252079.5017
118 | 2676577.7878 | 1252108.2695 | 2676581.6712 | 1252103.7866 | 2676582.8286 | 1252099.5936
119 | 2676535.5357 | 1252079.1409 | 2676537.6099 | 1252079.5017
120 | 2676577.7878 | 1252108.2695 | 2676574.9365 | 1252111.5609 | 2676567.2236 | 1252113.4378
121 | 2676535.5357 | 1252079.1409 | 2676523.9234 | 1252077.1211 | 2676513.8349 | 1252075.7676 | 2676513.8349 | 1252075.7676
122 | 2676566.817 | 1252113.5368 | 2676567.2236 | 1252113.4378
123 | 2676513.8349 | 1252075.7676 | 2676503.4034 | 1252075.2548 | 2676498.3907 | 1252075.4571
124 | 2676490.4603 | 1252075.777 | 2676498.3907 | 1252075.4571
125 | 2676418.9527 | 1252177.2068 | 2676427.4821 | 1252209.8852 | 2676427.9358 | 1252215.662 | 2676424.309 | 1252235.2851 | 2676420.1288 | 1252252.7552 | 2676420.3754 | 1252258.2068 | 2676422.4485 | 1252264.238 | 2676431.8605 | 1252286.409 | 2676442.4758 | 1252295.4525
126 | 2676418.9527 | 1252177.2068 | 2676447.2599 | 1252169.822 | 2676471.5266 | 1252165.5653 | 2676498.098 | 1252164.0293 | 2676499.9342 | 1252164.0999
127 | 2676442.4758 | 1252295.4525 | 2676451.8788 | 1252280.3183 | 2676457.7686 | 1252274.2342 | 2676474.2239 | 1252267.6195 | 2676487.8637 | 1252263.3702 | 2676501.2056 | 1252259.9843 | 2676514.8863 | 1252257.2478 | 2676519.9611 | 1252257.0132
128 | 2676510.706 | 1252164.514 | 2676499.9342 | 1252164.0999
129 | 2676510.706 | 1252164.514 | 2676521.1889 | 1252164.9169
130 | 2676647.0377 | 1252180.4787 | 2676656.185 | 1252180.3062 | 2676663.0716 | 1252179.8064
131 | 2676647.0377 | 1252180.4787 | 2676640.4525 | 1252180.603 | 2676635.7487 | 1252180.2259
132 | 2676692.9035 | 1252175.7056 | 2676689.0806 | 1252176.4623 | 2676671.0067 | 1252179.2305 | 2676663.0716 | 1252179.8064
133 | 2676608.7891 | 1252177.2311 | 2676623.745 | 1252179.2637 | 2676635.7487 | 1252180.2259
134 | 2676717.7584 | 1252167.7978 | 2676708.2191 | 1252171.3396 | 2676698.8871 | 1252174.5211 | 2676692.9035 | 1252175.7056
135 | 2676608.7891 | 1252177.2311 | 2676605.424 | 1252176.7738
136 | 2676729.7356 | 1252161.3017 | 2676729.0904 | 1252161.7916 | 2676718.4344 | 1252167.5468 | 2676717.7584 | 1252167.7978
137 | 2676579.5668 | 1252173.2597 | 2676605.424 | 1252176.7738
138 | 2676729.7356 | 1252161.3017 | 2676730.4269 | 1252160.7767
139 | 2676579.5668 | 1252173.2597 | 2676577.5386 | 1252172.9841 | 2676576.0294 | 1252172.7477
140 | 2676765.1499 | 1252223.6374 | 2676771.2393 | 1252221.9818 | 2676784.4411 | 1252220.107
141 | 2676784.4411 | 1252220.107 | 2676779.4156 | 1252206.0933
142 | 2676765.1499 | 1252223.6374 | 2676762.4087 | 1252217.9311 | 2676747.7267 | 1252223.1584
143 | 2676767.1425 | 1252198.5893 | 2676776.2686 | 1252197.3177 | 2676779.4156 | 1252206.0933
144 | 2676550.3328 | 1252168.7229 | 2676550.0691 | 1252168.6816 | 2676521.1889 | 1252164.9169 | 2676521.1889 | 1252164.9169
145 | 2676550.3328 | 1252168.7229 | 2676576.0294 | 1252172.7477
146 | 2676555.4558 | 1252116.3016 | 2676566.817 | 1252113.5368
147 | 2676894.6944 | 1252075.46 | 2676977.2372 | 1252206.6649

## bus_geodata
| x | y | coords
0 | 2676743.5738 | 1251679.8957
1 | 2676747.6989 | 1251691.4539
2 | 2676745.2747 | 1251714.2726
3 | 2676701.3424 | 1251713.9592
4 | 2676722.8814 | 1251724.4936
5 | 2676671.5198 | 1251716.3529
6 | 2676689.9123 | 1251714.8766
7 | 2676671.0594 | 1251709.3601
8 | 2676704.4287 | 1251732.4858
9 | 2676734.0034 | 1251835.1234
10 | 2676699.1675 | 1251846.7369
11 | 2676771.6776 | 1251819.0022
12 | 2676674.1165 | 1251855.0882
13 | 2676649.8185 | 1251813.2432
14 | 2676670.5063 | 1251860.5233
15 | 2676715.8186 | 1251846.277
16 | 2676643.9803 | 1251771.4049
17 | 2676621.6159 | 1251816.1344
18 | 2676574.8697 | 1251885.037
19 | 2676528.7555 | 1251898.932
20 | 2676676.8255 | 1251881.4279
21 | 2676616.9624 | 1251878.8677
22 | 2676724.3349 | 1251870.7431
23 | 2676640.8677 | 1251754.8513
24 | 2676618.6116 | 1251816.8717
25 | 2676505.8438 | 1251906.1913
26 | 2676680.3496 | 1251893.0857
27 | 2676596.0006 | 1251884.0327
28 | 2676724.7972 | 1251872.0714
29 | 2676701.0087 | 1251733.8768
30 | 2676686.5352 | 1251739.7634
31 | 2676595.9584 | 1251822.0348
32 | 2676547.9379 | 1251832.2872
33 | 2676791.3871 | 1251836.8576
34 | 2676794.8849 | 1251848.0461
35 | 2676448.1252 | 1251894.0641
36 | 2676485.004 | 1251914.5702
37 | 2676471.5363 | 1251924.0103
38 | 2676482.9449 | 1251882.3012
39 | 2676750.2123 | 1252019.9705
40 | 2676731.8022 | 1252028.0837
41 | 2676753.244 | 1252018.5682
42 | 2676719.4575 | 1252032.2344
43 | 2676774.5991 | 1252007.3037
44 | 2676714.5181 | 1252033.6571
45 | 2676777.439 | 1252005.6899
46 | 2676690.8671 | 1252039.4191
47 | 2676806.9378 | 1251986.9159
48 | 2676684.527 | 1252040.8808
49 | 2676664.4474 | 1252045.5102
50 | 2676641.5022 | 1252050.8002
51 | 2676629.77 | 1252058.9421
52 | 2676598.5664 | 1252038.9634
53 | 2676665.2209 | 1252080.472
54 | 2676615.4484 | 1252080.8397
55 | 2676580.2182 | 1252027.2156
56 | 2676708.3179 | 1252108.1336
57 | 2676604.9427 | 1252083.412
58 | 2676567.3647 | 1252018.9859
59 | 2676754.2541 | 1252137.8443
60 | 2676586.8182 | 1252085.1395
61 | 2676594.7487 | 1251954.2673
62 | 2676594.1096 | 1251954.419
63 | 2676605.0085 | 1251951.8321
64 | 2676583.0481 | 1251957.0446
65 | 2676616.9579 | 1251948.9957
66 | 2676569.0669 | 1251960.3632
67 | 2676608.5269 | 1251927.1995
68 | 2676639.0762 | 1251960.9877
69 | 2676548.3554 | 1251965.0074
70 | 2676603.0289 | 1251910.7695
71 | 2676643.8267 | 1251960.899
72 | 2676798.6657 | 1251908.4055
73 | 2676776.6977 | 1251923.8856
74 | 2676803.7436 | 1251898.5542
75 | 2676767.5712 | 1251928.653
76 | 2676803.8677 | 1251891.1356
77 | 2676740.2046 | 1251940.0864
78 | 2676803.9842 | 1251884.1767
79 | 2676739.6969 | 1251940.2792
80 | 2676800.5715 | 1251867.3592
81 | 2676679.0012 | 1251957.1699
82 | 2676674.5747 | 1251957.8699
83 | 2676709.1977 | 1251950.757
84 | 2676651.3976 | 1251960.2981
85 | 2676818.7843 | 1251978.9813
86 | 2676833.8876 | 1251968.6395
87 | 2676853.712 | 1251953.6292
88 | 2676836.4351 | 1251966.7106
89 | 2676871.4564 | 1251940.2182
90 | 2676890.6709 | 1251994.9966
91 | 2676895.0866 | 1252044.9573
92 | 2676894.7727 | 1252049.3676
93 | 2676553.6321 | 1252009.0194
94 | 2676537.5054 | 1251994.458
95 | 2676517.572 | 1251974.6194
96 | 2676507.5381 | 1252004.2718
97 | 2676536.794 | 1251967.5684
98 | 2676482.4429 | 1252010.6556
99 | 2676799.6424 | 1251863.264
100 | 2676764.678 | 1251874.3106
101 | 2676765.9998 | 1251885.7825
102 | 2676447.1212 | 1251936.1709
103 | 2676509.9549 | 1251909.2439
104 | 2676457.4508 | 1251958.2156
105 | 2676542.9807 | 1251898.8521
106 | 2676695.6596 | 1251892.0751
107 | 2676716.7671 | 1251886.3911
108 | 2676681.8717 | 1251906.9239
109 | 2676683.9429 | 1251914.7907
110 | 2676509.4265 | 1251873.3551
111 | 2676462.4801 | 1251968.9487
112 | 2676569.7601 | 1252084.0374
113 | 2676582.8286 | 1252099.5936
114 | 2676537.6099 | 1252079.5017
115 | 2676577.7878 | 1252108.2695
116 | 2676535.5357 | 1252079.1409
117 | 2676567.2236 | 1252113.4378
118 | 2676513.8349 | 1252075.7676
119 | 2676498.3907 | 1252075.4571
120 | 2676490.4603 | 1252075.777
121 | 2676418.9527 | 1252177.2068
122 | 2676442.4758 | 1252295.4525
123 | 2676499.9342 | 1252164.0999
124 | 2676519.9611 | 1252257.0132
125 | 2676510.706 | 1252164.514
126 | 2676647.0377 | 1252180.4787
127 | 2676663.0716 | 1252179.8064
128 | 2676635.7487 | 1252180.2259
129 | 2676692.9035 | 1252175.7056
130 | 2676608.7891 | 1252177.2311
131 | 2676717.7584 | 1252167.7978
132 | 2676605.424 | 1252176.7738
133 | 2676729.7356 | 1252161.3017
134 | 2676579.5668 | 1252173.2597
135 | 2676730.4269 | 1252160.7767
136 | 2676784.4411 | 1252220.107
137 | 2676765.1499 | 1252223.6374
138 | 2676779.4156 | 1252206.0933
139 | 2676747.7267 | 1252223.1584
140 | 2676767.1425 | 1252198.5893
141 | 2676550.3328 | 1252168.7229
142 | 2676521.1889 | 1252164.9169
143 | 2676576.0294 | 1252172.7477
144 | 2676566.817 | 1252113.5368
145 | 2676555.4558 | 1252116.3016
146 | 2676894.6944 | 1252075.46
147 | 2676977.2372 | 1252206.6649
148 | 2676862.8426 | 1252034.5758
149 | 2676684.5808 | 1251917.2137

## line_std_types
| c_nf_per_km | r_ohm_per_km | x_ohm_per_km | max_i_ka | type | q_mm2 | alpha | voltage_rating
NAYY 4x50 SE | 210 | 0.642 | 0.083 | 0.142 | cs | 50 | 0.00403 | LV
NAYY 4x120 SE | 264 | 0.225 | 0.08 | 0.242 | cs | 120 | 0.00403 | LV
NAYY 4x150 SE | 261 | 0.208 | 0.08 | 0.27 | cs | 150 | 0.00403 | LV
NA2XS2Y 1x95 RM/25 12/20 kV | 216 | 0.313 | 0.132 | 0.252 | cs | 95 | 0.00403 | MV
NA2XS2Y 1x185 RM/25 12/20 kV | 273 | 0.161 | 0.117 | 0.362 | cs | 185 | 0.00403 | MV
NA2XS2Y 1x240 RM/25 12/20 kV | 304 | 0.122 | 0.112 | 0.421 | cs | 240 | 0.00403 | MV
NA2XS2Y 1x95 RM/25 6/10 kV | 315 | 0.313 | 0.123 | 0.249 | cs | 95 | 0.00403 | MV
NA2XS2Y 1x185 RM/25 6/10 kV | 406 | 0.161 | 0.11 | 0.358 | cs | 185 | 0.00403 | MV
NA2XS2Y 1x240 RM/25 6/10 kV | 456 | 0.122 | 0.105 | 0.416 | cs | 240 | 0.00403 | MV
NA2XS2Y 1x150 RM/25 12/20 kV | 250 | 0.206 | 0.116 | 0.319 | cs | 150 | 0.00403 | MV
NA2XS2Y 1x120 RM/25 12/20 kV | 230 | 0.253 | 0.119 | 0.283 | cs | 120 | 0.00403 | MV
NA2XS2Y 1x70 RM/25 12/20 kV | 190 | 0.443 | 0.132 | 0.22 | cs | 70 | 0.00403 | MV
NA2XS2Y 1x150 RM/25 6/10 kV | 360 | 0.206 | 0.11 | 0.315 | cs | 150 | 0.00403 | MV
NA2XS2Y 1x120 RM/25 6/10 kV | 340 | 0.253 | 0.113 | 0.28 | cs | 120 | 0.00403 | MV
NA2XS2Y 1x70 RM/25 6/10 kV | 280 | 0.443 | 0.123 | 0.217 | cs | 70 | 0.00403 | MV
N2XS(FL)2Y 1x120 RM/35 64/110 kV | 112 | 0.153 | 0.166 | 0.366 | cs | 120 | 0.00393 | HV
N2XS(FL)2Y 1x185 RM/35 64/110 kV | 125 | 0.099 | 0.156 | 0.457 | cs | 185 | 0.00393 | HV
N2XS(FL)2Y 1x240 RM/35 64/110 kV | 135 | 0.075 | 0.149 | 0.526 | cs | 240 | 0.00393 | HV
N2XS(FL)2Y 1x300 RM/35 64/110 kV | 144 | 0.06 | 0.144 | 0.588 | cs | 300 | 0.00393 | HV
15-AL1/3-ST1A 0.4 | 11 | 1.8769 | 0.35 | 0.105 | ol | 16 | 0.00403 | LV
24-AL1/4-ST1A 0.4 | 11.25 | 1.2012 | 0.335 | 0.14 | ol | 24 | 0.00403 | LV
48-AL1/8-ST1A 0.4 | 12.2 | 0.5939 | 0.3 | 0.21 | ol | 48 | 0.00403 | LV
94-AL1/15-ST1A 0.4 | 13.2 | 0.306 | 0.29 | 0.35 | ol | 94 | 0.00403 | LV
34-AL1/6-ST1A 10.0 | 9.7 | 0.8342 | 0.36 | 0.17 | ol | 34 | 0.00403 | MV
48-AL1/8-ST1A 10.0 | 10.1 | 0.5939 | 0.35 | 0.21 | ol | 48 | 0.00403 | MV
70-AL1/11-ST1A 10.0 | 10.4 | 0.4132 | 0.339 | 0.29 | ol | 70 | 0.00403 | MV
94-AL1/15-ST1A 10.0 | 10.75 | 0.306 | 0.33 | 0.35 | ol | 94 | 0.00403 | MV
122-AL1/20-ST1A 10.0 | 11.1 | 0.2376 | 0.323 | 0.41 | ol | 122 | 0.00403 | MV
149-AL1/24-ST1A 10.0 | 11.25 | 0.194 | 0.315 | 0.47 | ol | 149 | 0.00403 | MV
34-AL1/6-ST1A 20.0 | 9.15 | 0.8342 | 0.382 | 0.17 | ol | 34 | 0.00403 | MV
48-AL1/8-ST1A 20.0 | 9.5 | 0.5939 | 0.372 | 0.21 | ol | 48 | 0.00403 | MV
70-AL1/11-ST1A 20.0 | 9.7 | 0.4132 | 0.36 | 0.29 | ol | 70 | 0.00403 | MV
94-AL1/15-ST1A 20.0 | 10 | 0.306 | 0.35 | 0.35 | ol | 94 | 0.00403 | MV
122-AL1/20-ST1A 20.0 | 10.3 | 0.2376 | 0.344 | 0.41 | ol | 122 | 0.00403 | MV
149-AL1/24-ST1A 20.0 | 10.5 | 0.194 | 0.337 | 0.47 | ol | 149 | 0.00403 | MV
184-AL1/30-ST1A 20.0 | 10.75 | 0.1571 | 0.33 | 0.535 | ol | 184 | 0.00403 | MV
243-AL1/39-ST1A 20.0 | 11 | 0.1188 | 0.32 | 0.645 | ol | 243 | 0.00403 | MV
48-AL1/8-ST1A 110.0 | 8 | 0.5939 | 0.46 | 0.21 | ol | 48 | 0.00403 | HV
70-AL1/11-ST1A 110.0 | 8.4 | 0.4132 | 0.45 | 0.29 | ol | 70 | 0.00403 | HV
94-AL1/15-ST1A 110.0 | 8.65 | 0.306 | 0.44 | 0.35 | ol | 94 | 0.00403 | HV
122-AL1/20-ST1A 110.0 | 8.5 | 0.2376 | 0.43 | 0.41 | ol | 122 | 0.00403 | HV
149-AL1/24-ST1A 110.0 | 8.75 | 0.194 | 0.41 | 0.47 | ol | 149 | 0.00403 | HV
184-AL1/30-ST1A 110.0 | 8.8 | 0.1571 | 0.4 | 0.535 | ol | 184 | 0.00403 | HV
243-AL1/39-ST1A 110.0 | 9 | 0.1188 | 0.39 | 0.645 | ol | 243 | 0.00403 | HV
305-AL1/39-ST1A 110.0 | 9.2 | 0.0949 | 0.38 | 0.74 | ol | 305 | 0.00403 | HV
490-AL1/64-ST1A 110.0 | 9.75 | 0.059 | 0.37 | 0.96 | ol | 490 | 0.00403 | HV
679-AL1/86-ST1A 110.0 | 9.95 | 0.042 | 0.36 | 1.15 | ol | 679 | 0.00403 | HV
490-AL1/64-ST1A 220.0 | 10 | 0.059 | 0.285 | 0.96 | ol | 490 | 0.00403 | HV
679-AL1/86-ST1A 220.0 | 11.7 | 0.042 | 0.275 | 1.15 | ol | 679 | 0.00403 | HV
490-AL1/64-ST1A 380.0 | 11 | 0.059 | 0.253 | 0.96 | ol | 490 | 0.00403 | HV
679-AL1/86-ST1A 380.0 | 14.6 | 0.042 | 0.25 | 1.15 | ol | 679 | 0.00403 | HV

## trafo_std_types
| i0_percent | pfe_kw | vkr_percent | sn_mva | vn_lv_kv | vn_hv_kv | vk_percent | shift_degree | vector_group | tap_side | tap_neutral | tap_min | tap_max | tap_step_degree | tap_step_percent | tap_phase_shifter
160 MVA 380/110 kV | 0.06 | 60 | 0.25 | 160 | 110 | 380 | 12.2 | 0 | Yy0 | hv | 0 | -9 | 9 | 0 | 1.5 | FALSE
100 MVA 220/110 kV | 0.06 | 55 | 0.26 | 100 | 110 | 220 | 12 | 0 | Yy0 | hv | 0 | -9 | 9 | 0 | 1.5 | FALSE
63 MVA 110/20 kV | 0.04 | 22 | 0.32 | 63 | 20 | 110 | 18 | 150 | YNd5 | hv | 0 | -9 | 9 | 0 | 1.5 | FALSE
40 MVA 110/20 kV | 0.05 | 18 | 0.34 | 40 | 20 | 110 | 16.2 | 150 | YNd5 | hv | 0 | -9 | 9 | 0 | 1.5 | FALSE
25 MVA 110/20 kV | 0.07 | 14 | 0.41 | 25 | 20 | 110 | 12 | 150 | YNd5 | hv | 0 | -9 | 9 | 0 | 1.5 | FALSE
63 MVA 110/10 kV | 0.04 | 22 | 0.32 | 63 | 10 | 110 | 18 | 150 | YNd5 | hv | 0 | -9 | 9 | 0 | 1.5 | FALSE
40 MVA 110/10 kV | 0.05 | 18 | 0.34 | 40 | 10 | 110 | 16.2 | 150 | YNd5 | hv | 0 | -9 | 9 | 0 | 1.5 | FALSE
25 MVA 110/10 kV | 0.07 | 14 | 0.41 | 25 | 10 | 110 | 12 | 150 | YNd5 | hv | 0 | -9 | 9 | 0 | 1.5 | FALSE
0.25 MVA 20/0.4 kV | 0.32 | 0.8 | 1.44 | 0.25 | 0.4 | 20 | 6 | 150 | Yzn5 | hv | 0 | -2 | 2 | 0 | 2.5 | FALSE
0.4 MVA 20/0.4 kV | 0.3375 | 1.35 | 1.425 | 0.4 | 0.4 | 20 | 6 | 150 | Dyn5 | hv | 0 | -2 | 2 | 0 | 2.5 | FALSE
0.63 MVA 20/0.4 kV | 0.2619 | 1.65 | 1.206 | 0.63 | 0.4 | 20 | 6 | 150 | Dyn5 | hv | 0 | -2 | 2 | 0 | 2.5 | FALSE
0.25 MVA 10/0.4 kV | 0.24 | 0.6 | 1.2 | 0.25 | 0.4 | 10 | 4 | 150 | Dyn5 | hv | 0 | -2 | 2 | 0 | 2.5 | FALSE
0.4 MVA 10/0.4 kV | 0.2375 | 0.95 | 1.325 | 0.4 | 0.4 | 10 | 4 | 150 | Dyn5 | hv | 0 | -2 | 2 | 0 | 2.5 | FALSE
0.63 MVA 10/0.4 kV | 0.1873 | 1.18 | 1.0794 | 0.63 | 0.4 | 10 | 4 | 150 | Dyn5 | hv | 0 | -2 | 2 | 0 | 2.5 | FALSE

## trafo3w_std_types
| sn_hv_mva | sn_mv_mva | sn_lv_mva | vn_hv_kv | vn_mv_kv | vn_lv_kv | vk_hv_percent | vk_mv_percent | vk_lv_percent | vkr_hv_percent | vkr_mv_percent | vkr_lv_percent | pfe_kw | i0_percent | shift_mv_degree | shift_lv_degree | vector_group | tap_side | tap_neutral | tap_min | tap_max | tap_step_percent
63/25/38 MVA 110/20/10 kV | 63 | 25 | 38 | 110 | 20 | 10 | 10.4 | 10.4 | 10.4 | 0.28 | 0.32 | 0.35 | 35 | 0.89 | 0 | 0 | YN0yn0yn0 | hv | 0 | -10 | 10 | 1.2
63/25/38 MVA 110/10/10 kV | 63 | 25 | 38 | 110 | 10 | 10 | 10.4 | 10.4 | 10.4 | 0.28 | 0.32 | 0.35 | 35 | 0.89 | 0 | 0 | YN0yn0yn0 | hv | 0 | -10 | 10 | 1.2

## fuse_std_types
| fuse_type | i_rated_a | t_avg | t_min | t_total | x_avg | x_min | x_total
HV 100A | HV 100A | 100 | 0 | [10.0, 3.64, 0.854, 0.281, 0.1, 0.0531, 0.022, 0.01] | [10.0, 4.267, 1.21, 0.403, 0.1, 0.058, 0.022, 0.01] | 0 | [300.0, 350.0, 450.0, 550.0, 700.0, 850.0, 1200.0, 1752.0] | [600.0, 700.0, 900.0, 1150.0, 1665.0, 2000.0, 3000.0, 4313.0]
HV 10A | HV 10A | 10 | 0 | [10.0, 1675.0, 0.344, 0.156, 0.1, 0.0417, 0.0171, 0.01] | [10.0, 1.3, 0.3, 0.155, 0.1, 0.0555, 0.023, 0.01] | 0 | [30.0, 32.0, 35.0, 37.0, 39.0, 50.0, 70.0, 88.0] | [60.0, 70.0, 80.0, 87.0, 94.0, 110.0, 150.0, 216.0]
HV 125A | HV 125A | 125 | 0 | [10.0, 1.82, 0.344, 0.1, 0.0467, 0.0269, 0.01] | [10.0, 2.478, 0.426, 0.1, 0.0427, 0.0211, 0.01] | 0 | [375.0, 500.0, 700.0, 925.0, 1200.0, 1500.0, 2341.0] | [750.0, 1000.0, 1500.0, 2200.0, 3000.0, 4000.0, 5765.0]
HV 160A | HV 160A | 160 | 0 | [10.0, 4.15, 1.03, 0.198, 0.1, 0.051, 0.0172, 0.01] | [10.0, 2.3, 0.734, 0.274, 0.1, 0.046, 0.0177, 0.01] | 0 | [480.0, 550.0, 700.0, 1000.0, 1260.0, 1600.0, 2500.0, 3227.0] | [960.0, 1300.0, 1700.0, 2200.0, 2996.0, 4000.0, 6000.0, 7946.0]
HV 16A | HV 16A | 16 | 0 | [10.0, 0.352, 0.164, 0.1, 0.0649, 0.0342, 0.01] | [10.0, 2.34, 0.722, 0.181, 0.1, 0.055, 0.0296, 0.01] | 0 | [48.0, 60.0, 65.0, 71.0, 80.0, 100.0, 162.0] | [96.0, 110.0, 125.0, 150.0, 168.0, 200.0, 250.0, 398.0]
HV 200A | HV 200A | 200 | 0 | [10.0, 4.267, 1.21, 0.403, 0.1, 0.058, 0.022, 0.01] | [10.0, 3.73, 1.654, 0.328, 0.1, 0.0531, 0.019, 0.01] | 0 | [600.0, 700.0, 900.0, 1150.0, 1665.0, 2000.0, 3000.0, 4313.0] | [1200.0, 1500.0, 1800.0, 2700.0, 3960.0, 5000.0, 7500.0, 10620.0]
HV 20A | HV 20A | 20 | 0 | [10.0, 1.3, 0.3, 0.155, 0.1, 0.0555, 0.023, 0.01] | [10.0, 1.3, 0.161, 0.1, 0.0611, 0.0399, 0.0141, 0.01] | 0 | [60.0, 70.0, 80.0, 87.0, 94.0, 110.0, 150.0, 216.0] | [120.0, 150.0, 200.0, 223.0, 260.0, 300.0, 450.0, 532.0]
HV 25A | HV 25A | 25 | 0 | [10.0, 2.512, 0.833, 0.299, 0.1, 0.0372, 0.0223, 0.01] | [10.0, 3.125, 0.597, 0.198, 0.1, 0.0378, 0.022, 0.01] | 0 | [75.0, 82.0, 90.0, 100.0, 124.0, 170.0, 200.0, 289.0] | [150.0, 170.0, 210.0, 250.0, 294.0, 400.0, 500.0, 711.0]
HV 31.5A | HV 31.5A | 31.5 | 0 | [10.0, 2.34, 0.722, 0.181, 0.1, 0.055, 0.0296, 0.01] | [10.0, 2.84, 0.368, 0.164, 0.1, 0.0621, 0.0378, 0.0195, 0.01] | 0 | [95.0, 110.0, 125.0, 150.0, 165.0, 200.0, 250.0, 390.0] | [189.0, 220.0, 300.0, 350.0, 393.0, 450.0, 530.0, 700.0, 960.0]
HV 40A | HV 40A | 40 | 0 | [10.0, 1.3, 0.161, 0.1, 0.0611, 0.0399, 0.0141, 0.01] | [10.0, 2.05, 0.369, 0.198, 0.1, 0.051, 0.0298, 0.01] | 0 | [120.0, 150.0, 200.0, 223.0, 260.0, 300.0, 450.0, 532.0] | [240.0, 300.0, 400.0, 450.0, 530.0, 650.0, 800.0, 1311.0]
HV 50A | HV 50A | 50 | 0 | [10.0, 3.215, 0.597, 0.198, 0.1, 0.0378, 0.022, 0.01] | [10.0, 3.64, 0.854, 0.281, 0.1, 0.0531, 0.022, 0.01] | 0 | [150.0, 170.0, 210.0, 250.0, 294.0, 400.0, 500.0, 711.0] | [300.0, 350.0, 450.0, 550.0, 700.0, 850.0, 1200.0, 1752.0]
HV 6.3A | HV 6.3A | 6.3 | 0 | [10.0, 1.39, 0.344, 0.168, 0.1, 0.056, 0.0263, 0.01] | [10.0, 1.711, 0.516, 0.198, 0.1, 0.0634, 0.0303, 0.01] | 0 | [19.0, 19.5, 20.4, 20.8, 22.0, 25.0, 32.0, 48.0] | [38.0, 40.0, 43.0, 48.0, 53.0, 60.0, 75.0, 118.0]
HV 63A | HV 63A | 63 | 0 | [10.0, 2.84, 0.368, 0.164, 0.1, 0.0621, 0.0378, 0.0195, 0.01] | [10.0, 1.82, 0.344, 0.1, 0.0467, 0.0269, 0.01] | 0 | [189.0, 220.0, 300.0, 350.0, 393.0, 450.0, 530.0, 700.0, 961.0] | [378.0, 500.0, 700.0, 934.0, 1200.0, 1500.0, 2366.0]
HV 80A | HV 80A | 80 | 0 | [10.0, 2.05, 0.369, 0.198, 0.1, 0.051, 0.0298, 0.01] | [10.0, 4.15, 1.03, 0.198, 0.1, 0.051, 0.0172, 0.01] | 0 | [240.0, 300.0, 400.0, 450.0, 530.0, 650.0, 800.0, 1311.0] | [480.0, 550.0, 700.0, 1000.0, 1260.0, 1600.0, 2500.0, 3227.0]
Siemens NH-1-100 | Siemens NH-1-100 | 100 | [5400.0, 2000.0, 400.0, 20.0, 1.0, 0.2, 0.012, 0.004] | 0 | 0 | [150.0, 190.0, 250.0, 430.0, 900.0, 1250.0, 2700.0, 3600.0] | 0 | 0
Siemens NH-1-125 | Siemens NH-1-125 | 125 | [4800.0, 120.0, 7.0, 0.1, 0.004] | 0 | 0 | [180.0, 400.0, 740.0, 2000.0, 4250.0] | 0 | 0
Siemens NH-1-16 | Siemens NH-1-16 | 16 | [4000.0, 400.0, 2.0, 0.1, 0.04, 0.01] | 0 | 0 | [26.0, 35.0, 75.0, 150.0, 200.0, 300.0] | 0 | 0
Siemens NH-1-160 | Siemens NH-1-160 | 160 | [4800.0, 120.0, 7.0, 0.1, 0.004] | 0 | 0 | [210.0, 500.0, 900.0, 2300.0, 5000.0] | 0 | 0
Siemens NH-1-25 | Siemens NH-1-25 | 25 | [4000.0, 1000.0, 10.0, 0.2, 0.02, 0.01] | 0 | 0 | [40.0, 50.0, 100.0, 210.0, 400.0, 500.0] | 0 | 0
Siemens NH-1-50 | Siemens NH-1-50 | 50 | [4000.0, 40.0, 4.0, 1.0, 0.02, 0.01] | 0 | 0 | [86.0, 200.0, 300.0, 400.0, 1000.0, 1280.0] | 0 | 0
Siemens NH-1-63 | Siemens NH-1-63 | 63 | [4000.0, 100.0, 10.0, 2.0, 0.04, 0.01] | 0 | 0 | [100.0, 200.0, 300.0, 400.0, 1000.0, 1500.0] | 0 | 0
Siemens NH-1-80 | Siemens NH-1-80 | 80 | [4800.0, 120.0, 7.0, 0.1, 0.01] | 0 | 0 | [150.58, 250.0, 450.0, 1150.0, 2470.0] | 0 | 0
Siemens NH-2-1000 | Siemens NH-2-1000 | 1000 | [4800.0, 120.0, 7.0, 0.1, 0.004] | 0 | 0 | [1900.0, 3500.0, 8400.0, 24000.0, 52000.0] | 0 | 0
Siemens NH-2-200 | Siemens NH-2-200 | 200 | [4800.0, 120.0, 7.0, 0.1, 0.004] | 0 | 0 | [280.0, 650.0, 1200.0, 3000.0, 7000.0] | 0 | 0
Siemens NH-2-224 | Siemens NH-2-224 | 224 | [4800.0, 120.0, 7.0, 0.2, 0.04, 0.004] | 0 | 0 | [400.0, 750.0, 1453.0, 3025.0, 4315.0, 7600.0] | 0 | 0
Siemens NH-2-250 | Siemens NH-2-250 | 250 | [4800.0, 120.0, 7.0, 0.1, 0.004] | 0 | 0 | [450.0, 800.0, 1650.0, 4000.0, 8500.0] | 0 | 0
Siemens NH-2-315 | Siemens NH-2-315 | 315 | [4800.0, 120.0, 7.0, 0.1, 0.004] | 0 | 0 | [550.0, 920.0, 1900.0, 5000.0, 11000.0] | 0 | 0
Siemens NH-2-355 | Siemens NH-2-355 | 355 | [4800.0, 120.0, 6.0, 0.1, 0.004] | 0 | 0 | [650.0, 1116.27, 2350.0, 5840.0, 12790.0] | 0 | 0
Siemens NH-2-400 | Siemens NH-2-400 | 400 | [4800.0, 120.0, 7.0, 0.1, 0.004] | 0 | 0 | [720.0, 1350.0, 2800.0, 6500.0, 15000.0] | 0 | 0
Siemens NH-2-425 | Siemens NH-2-425 | 425 | [4800.0, 120.0, 7.0, 0.1, 0.004] | 0 | 0 | [850.0, 1500.0, 3050.0, 7500.0, 16500.0] | 0 | 0
Siemens NH-2-630 | Siemens NH-2-630 | 630 | [4800.0, 120.0, 7.0, 0.1, 0.004] | 0 | 0 | [1200.0, 2000.0, 4800.0, 12000.0, 26000.0] | 0 | 0

## res_bus
| vm_pu | va_degree | p_mw | q_mvar
0 | 0.97815 | -0.42084 | 0.0094085 | 0.002358
1 | 0.97826 | -0.41873 | 0 | 0
2 | 0.97854 | -0.41332 | 0 | 0
3 | 0.9775 | -0.43367 | 0 | 0
4 | 0.97916 | -0.40117 | 0.0093901 | 0.0023534
5 | 0.97716 | -0.44046 | 0 | 0
6 | 0.97731 | -0.43738 | 0.0085854 | 0.0021517
7 | 0.9771 | -0.44163 | 0.0091447 | 0.0022919
8 | 0.97984 | -0.38782 | 0.0068443 | 0.0017154
9 | 0.99317 | -0.12985 | 0.0020137 | 0.00050467
10 | 0.99328 | -0.12771 | 0.0078946 | 0.0019786
11 | 0.99312 | -0.13078 | 0.0012874 | 0.00032266
12 | 0.99355 | -0.12248 | 0 | 0
13 | 0.98779 | -0.23319 | 0 | 0
14 | 0.99476 | -0.099342 | 0 | 0
15 | 0.99346 | -0.12409 | 0 | 0
16 | 0.98474 | -0.29228 | 0.011413 | 0.0028604
17 | 0.98655 | -0.25726 | 0.0048388 | 0.0012127
18 | 0.98294 | -0.32757 | 0.0063538 | 0.0015924
19 | 0.98323 | -0.32205 | 0.0052 | 0.0013032
20 | 0.99676 | -0.061334 | 0.0041858 | 0.0010491
21 | 0.99136 | -0.16423 | 0.0044026 | 0.0011034
22 | 0.99342 | -0.12498 | 0.00092089 | 0.0002308
23 | 0.98372 | -0.31202 | 0 | 0
24 | 0.98643 | -0.25959 | 0.032165 | 0.0080612
25 | 0.98348 | -0.31705 | 0.0021164 | 0.00053041
26 | 0.99788 | -0.039982 | 0 | 0
27 | 0.99009 | -0.18867 | 0 | 0
28 | 0.99342 | -0.12501 | 0.0010371 | 0.00025991
29 | 0.97999 | -0.38491 | 0.013978 | 0.0035033
30 | 0.98082 | -0.36866 | 0.0077992 | 0.0019547
31 | 0.98622 | -0.26369 | 0.0041771 | 0.0010469
32 | 0.98597 | -0.26868 | 0.0056676 | 0.0014204
33 | 0.98133 | -0.35884 | 0.0026437 | 0.00066257
34 | 0.98135 | -0.35828 | 0.001338 | 0.00033534
35 | 0.98452 | -0.29685 | 0 | 0
36 | 0.98377 | -0.31151 | 0.0035672 | 0.00089403
37 | 0.9855 | -0.27764 | 0 | 0
38 | 0.9843 | -0.30116 | 0.0019898 | 0.00049869
39 | 0.97736 | -0.43605 | 0.0013813 | 0.00034619
40 | 0.97756 | -0.43208 | 0.0025612 | 0.00064189
41 | 0.97733 | -0.43668 | 0.0025813 | 0.00064692
42 | 0.9777 | -0.42937 | 0.0021266 | 0.00053298
43 | 0.97711 | -0.441 | 0.0022586 | 0.00056605
44 | 0.97776 | -0.42825 | 0.0014693 | 0.00036824
45 | 0.97708 | -0.44155 | 0.002491 | 0.0006243
46 | 0.97803 | -0.42278 | 0.0014556 | 0.00036481
47 | 0.9768 | -0.44705 | 0.0026536 | 0.00066506
48 | 0.97811 | -0.42127 | 0.0026085 | 0.00065375
49 | 0.97837 | -0.41626 | 0.001605 | 0.00040226
50 | 0.97867 | -0.41037 | 0.0013489 | 0.00033808
51 | 0.97886 | -0.40653 | 0 | 0
52 | 0.97994 | -0.3855 | 0.00271 | 0.00067919
53 | 0.97844 | -0.41487 | 0 | 0
54 | 0.97818 | -0.41988 | 0 | 0
55 | 0.98058 | -0.37288 | 0.002284 | 0.00057243
56 | 0.97791 | -0.42518 | 0.00095083 | 0.0002383
57 | 0.97794 | -0.42471 | 0.0018117 | 0.00045405
58 | 0.98104 | -0.3639 | 0.002687 | 0.00067343
59 | 0.97736 | -0.43596 | 0 | 0
60 | 0.97755 | -0.43221 | 0 | 0
61 | 0.98594 | -0.26868 | 0.0023198 | 0.00058141
62 | 0.98592 | -0.26914 | 0.0020182 | 0.00050582
63 | 0.98633 | -0.26116 | 0.0013245 | 0.00033196
64 | 0.98551 | -0.27703 | 0.0039115 | 0.00098031
65 | 0.98679 | -0.25234 | 0 | 0
66 | 0.98501 | -0.28675 | 0.0020185 | 0.00050588
67 | 0.98789 | -0.23095 | 0.0034603 | 0.00086724
68 | 0.98573 | -0.27276 | 0.0035488 | 0.00088942
69 | 0.98427 | -0.30095 | 0.0034435 | 0.00086302
70 | 0.98873 | -0.21487 | 0.0045092 | 0.0011301
71 | 0.98556 | -0.27625 | 0.0026468 | 0.00066335
72 | 0.98183 | -0.34894 | 0.0012092 | 0.00030304
73 | 0.98217 | -0.34234 | 0.003259 | 0.00081678
74 | 0.9817 | -0.35141 | 0.00085627 | 0.0002146
75 | 0.98233 | -0.33924 | 0.0020693 | 0.00051862
76 | 0.98163 | -0.35293 | 0.0021927 | 0.00054955
77 | 0.98284 | -0.32919 | 0.0044961 | 0.0011268
78 | 0.98157 | -0.35408 | 0.0008625 | 0.00021616
79 | 0.98285 | -0.32896 | 0.002145 | 0.00053759
80 | 0.98144 | -0.35666 | 0.0021355 | 0.0005352
81 | 0.98443 | -0.29823 | 0.0026099 | 0.0006541
82 | 0.98456 | -0.2957 | 0.0027449 | 0.00068795
83 | 0.98361 | -0.31419 | 0.0033225 | 0.00083269
84 | 0.98529 | -0.28143 | 0.0039561 | 0.00099149
85 | 0.9767 | -0.44912 | 0.0015484 | 0.00038806
86 | 0.97657 | -0.45165 | 0.0010201 | 0.00025566
87 | 0.9764 | -0.45485 | 0.00090943 | 0.00022792
88 | 0.97655 | -0.45207 | 0.0011681 | 0.00029276
89 | 0.97626 | -0.45761 | 0 | 0
90 | 0.97586 | -0.4655 | 0 | 0
91 | 0.97553 | -0.47206 | 0.0093552 | 0.0023446
92 | 0.97551 | -0.47242 | 0 | 0
93 | 0.98156 | -0.35371 | 0.0034146 | 0.00085577
94 | 0.98225 | -0.34032 | 0 | 0
95 | 0.98318 | -0.32217 | 0 | 0
96 | 0.98204 | -0.34443 | 0.0028911 | 0.00072459
97 | 0.98388 | -0.30869 | 0.0020896 | 0.0005237
98 | 0.98194 | -0.34642 | 0.004265 | 0.0010689
99 | 0.98141 | -0.35713 | 0 | 0
100 | 0.98134 | -0.35856 | 0.001099 | 0.00027543
101 | 0.98133 | -0.35882 | 0.0010625 | 0.00026628
102 | 0.98528 | -0.28194 | 0 | 0
103 | 0.98674 | -0.25361 | 0.0050652 | 0.0012695
104 | 0.98509 | -0.28578 | 0.0030674 | 0.00076877
105 | 0.98794 | -0.23033 | 0.0048409 | 0.0012132
106 | 0.99779 | -0.041709 | 0.0039221 | 0.00098296
107 | 0.99775 | -0.042573 | 0.0022587 | 0.00056609
108 | 0.99923 | -0.01451 | 0.0026415 | 0.00066203
109 | 1 | 0 | -0.41732 | -0.10675
110 | 0.98418 | -0.30344 | 0.0045279 | 0.0011348
111 | 0.98502 | -0.287 | 0.0057205 | 0.0014337
112 | 0.97736 | -0.43602 | 0.0020391 | 0.00051104
113 | 0.97741 | -0.43506 | 0.0020815 | 0.00052167
114 | 0.97705 | -0.44204 | 0.0017908 | 0.00044882
115 | 0.97733 | -0.43663 | 0.0012125 | 0.00030388
116 | 0.97704 | -0.44236 | 0.001865 | 0.00046741
117 | 0.97725 | -0.43822 | 0.002717 | 0.00068094
118 | 0.97691 | -0.44497 | 0.0024205 | 0.00060662
119 | 0.97685 | -0.44612 | 0.00088836 | 0.00022264
120 | 0.97682 | -0.44658 | 0.0031873 | 0.0007988
121 | 0.97551 | -0.47256 | 0 | 0
122 | 0.97537 | -0.47519 | 0 | 0
123 | 0.97559 | -0.47085 | 0.00093294 | 0.00023382
124 | 0.97528 | -0.47707 | 0.0011246 | 0.00028185
125 | 0.97561 | -0.47044 | 0.0023845 | 0.00059762
126 | 0.97671 | -0.44891 | 0.0017925 | 0.00044924
127 | 0.97678 | -0.44744 | 0.0010426 | 0.0002613
128 | 0.97666 | -0.44985 | 0.0015815 | 0.00039636
129 | 0.97693 | -0.44453 | 0.001588 | 0.000398
130 | 0.97645 | -0.454 | 0.0018599 | 0.00046615
131 | 0.97707 | -0.44181 | 0.0010869 | 0.00027241
132 | 0.9764 | -0.45492 | 0.0013226 | 0.00033147
133 | 0.97714 | -0.44033 | 0.0012672 | 0.00031759
134 | 0.97607 | -0.46138 | 0.0028019 | 0.00070223
135 | 0.97715 | -0.44023 | 0.0030971 | 0.00077621
136 | 0.97558 | -0.47103 | 0 | 0
137 | 0.9754 | -0.47457 | 0 | 0
138 | 0.97551 | -0.47245 | 0.0034208 | 0.00085733
139 | 0.9752 | -0.47852 | 0.0098382 | 0.0024657
140 | 0.97548 | -0.47305 | 0.0017765 | 0.00044523
141 | 0.97583 | -0.46611 | 0.0020197 | 0.00050619
142 | 0.97566 | -0.46959 | 0.0019994 | 0.0005011
143 | 0.97604 | -0.46208 | 0.0022568 | 0.00056561
144 | 0.97725 | -0.43826 | 0.0022105 | 0.00055401
145 | 0.97722 | -0.43873 | 0.0021932 | 0.00054967
146 | 0.97543 | -0.47409 | 0.0077185 | 0.0019344
147 | 0.9752 | -0.47858 | 0.0063038 | 0.0015799
148 | 0.97534 | -0.47579 | 0.0036999 | 0.00092729
149 | 0.99998 | 149.9956 | 0 | 0

## res_line
| p_from_mw | q_from_mvar | p_to_mw | q_to_mvar | pl_mw | ql_mvar | i_from_ka | i_to_ka | i_ka | vm_from_pu | va_from_degree | vm_to_pu | va_to_degree | loading_percent
0 | -0.0094085 | -0.002358 | 0.0094094 | 0.0023584 | 9.4278e-07 | 4.4931e-07 | 0.014313 | 0.014313 | 0.014313 | 0.97815 | -0.42084 | 0.97826 | -0.41873 | 3.932
1 | -0.0094094 | -0.0023584 | 0.0094118 | 0.0023596 | 2.4259e-06 | 1.156e-06 | 0.014313 | 0.014312 | 0.014313 | 0.97826 | -0.41873 | 0.97854 | -0.41332 | 3.932
2 | 0.017752 | 0.0044565 | -0.017735 | -0.0044463 | 1.7212e-05 | 1.0226e-05 | 0.026998 | 0.026998 | 0.026998 | 0.97854 | -0.41332 | 0.9775 | -0.43367 | 7.4171
3 | -0.027164 | -0.0068161 | 0.02718 | 0.0068259 | 1.5753e-05 | 9.7724e-06 | 0.04131 | 0.04131 | 0.04131 | 0.97854 | -0.41332 | 0.97916 | -0.40117 | 11.349
4 | 0.017735 | 0.0044463 | -0.017732 | -0.0044445 | 3.1343e-06 | 1.8623e-06 | 0.026998 | 0.026998 | 0.026998 | 0.9775 | -0.43367 | 0.97731 | -0.43738 | 7.4171
5 | -0.03657 | -0.0091793 | 0.036593 | 0.0091939 | 2.33e-05 | 1.4659e-05 | 0.05558 | 0.05558 | 0.05558 | 0.97916 | -0.40117 | 0.97984 | -0.38782 | 15.2693
6 | -0.0091453 | -0.0022921 | 0.0091466 | 0.0022928 | 1.342e-06 | 6.2769e-07 | 0.013926 | 0.013926 | 0.013926 | 0.97716 | -0.44046 | 0.97731 | -0.43738 | 3.826
7 | 0.0091453 | 0.0022921 | -0.0091447 | -0.0022919 | 5.0969e-07 | 2.3842e-07 | 0.013926 | 0.013926 | 0.013926 | 0.97716 | -0.44046 | 0.9771 | -0.44163 | 3.826
8 | -0.043438 | -0.010909 | 0.043444 | 0.010913 | 6.0262e-06 | 3.8102e-06 | 0.065974 | 0.065974 | 0.065974 | 0.97984 | -0.38782 | 0.97999 | -0.38491 | 18.1248
9 | -0.0033011 | -0.00082684 | 0.0033015 | 0.00082658 | 3.3682e-07 | -2.5968e-07 | 0.0049458 | 0.0049456 | 0.0049458 | 0.99317 | -0.12985 | 0.99328 | -0.12771 | 1.3587
10 | 0.0012875 | 0.00032216 | -0.0012874 | -0.00032266 | 5.7192e-08 | -4.9382e-07 | 0.0019288 | 0.001929 | 0.001929 | 0.99317 | -0.12985 | 0.99312 | -0.13078 | 0.52994
11 | -0.011196 | -0.0028051 | 0.011199 | 0.0028066 | 2.7856e-06 | 1.4409e-06 | 0.016772 | 0.016772 | 0.016772 | 0.99328 | -0.12771 | 0.99355 | -0.12248 | 4.6078
12 | 0.12471 | 0.031754 | -0.12405 | -0.031331 | 0.00066193 | 0.00042298 | 0.18695 | 0.18695 | 0.18695 | 0.99355 | -0.12248 | 0.98779 | -0.23319 | 51.3601
13 | -0.13787 | -0.03505 | 0.13802 | 0.035148 | 0.00015386 | 9.8348e-05 | 0.20665 | 0.20665 | 0.20665 | 0.99355 | -0.12248 | 0.99476 | -0.099342 | 56.7733
14 | 0.0019582 | 0.00048991 | -0.001958 | -0.00049041 | 1.4938e-07 | -5.0421e-07 | 0.0029324 | 0.0029326 | 0.0029326 | 0.99355 | -0.12248 | 0.99346 | -0.12409 | 0.80567
15 | 0.077136 | 0.019551 | -0.076918 | -0.019412 | 0.00021835 | 0.0001392 | 0.11628 | 0.11628 | 0.11628 | 0.98779 | -0.23319 | 0.98474 | -0.29228 | 31.9443
16 | 0.04691 | 0.011779 | -0.046856 | -0.011745 | 5.3814e-05 | 3.4074e-05 | 0.070674 | 0.070674 | 0.070674 | 0.98779 | -0.23319 | 0.98655 | -0.25726 | 19.4159
17 | -0.4007 | -0.10224 | 0.40144 | 0.10271 | 0.00073714 | 0.00047063 | 0.60003 | 0.60003 | 0.60003 | 0.99476 | -0.099342 | 0.99676 | -0.061334 | 41.2111
18 | 0.26268 | 0.067095 | -0.26186 | -0.066572 | 0.00082116 | 0.00052261 | 0.39338 | 0.39338 | 0.39338 | 0.99476 | -0.099342 | 0.99136 | -0.16423 | 27.0179
19 | 0.001958 | 0.00049041 | -0.001958 | -0.00049069 | 8.3554e-08 | -2.8195e-07 | 0.0029326 | 0.0029328 | 0.0029328 | 0.99346 | -0.12409 | 0.99342 | -0.12498 | 0.8057
20 | 0.065505 | 0.016551 | -0.065443 | -0.016512 | 6.1945e-05 | 3.9431e-05 | 0.099031 | 0.099031 | 0.099031 | 0.98474 | -0.29228 | 0.98372 | -0.31202 | 27.2063
21 | 0.042017 | 0.010533 | -0.042013 | -0.01053 | 4.6593e-06 | 2.9424e-06 | 0.063375 | 0.063376 | 0.063376 | 0.98655 | -0.25726 | 0.98643 | -0.25959 | 17.4109
22 | -0.0063538 | -0.0015924 | 0.0063555 | 0.0015929 | 1.6709e-06 | 4.5871e-07 | 0.0096186 | 0.0096184 | 0.0096186 | 0.98294 | -0.32757 | 0.98323 | -0.32205 | 2.6425
23 | -0.011555 | -0.0028961 | 0.011558 | 0.0028976 | 2.7566e-06 | 1.4593e-06 | 0.017488 | 0.017488 | 0.017488 | 0.98323 | -0.32205 | 0.98348 | -0.31705 | 4.8044
24 | -0.40562 | -0.10376 | 0.40604 | 0.10403 | 0.00041969 | 0.00026796 | 0.60628 | 0.60628 | 0.60628 | 0.99676 | -0.061334 | 0.99788 | -0.039982 | 41.6403
25 | 0.25746 | 0.065469 | -0.25715 | -0.065276 | 0.00030277 | 0.00019266 | 0.38677 | 0.38677 | 0.38677 | 0.99136 | -0.16423 | 0.99009 | -0.18867 | 26.564
26 | 0.0010371 | 0.00025989 | -0.0010371 | -0.00025991 | 1.2727e-09 | -1.7395e-08 | 0.0015534 | 0.0015534 | 0.0015534 | 0.99342 | -0.12498 | 0.99342 | -0.12501 | 0.42675
27 | 0.065443 | 0.016512 | -0.065266 | -0.016399 | 0.00017696 | 0.00011264 | 0.099031 | 0.099031 | 0.099031 | 0.98372 | -0.31202 | 0.98082 | -0.36866 | 27.2064
28 | 0.009848 | 0.0024685 | -0.0098461 | -0.0024676 | 1.9231e-06 | 9.3418e-07 | 0.014856 | 0.014856 | 0.014856 | 0.98643 | -0.25959 | 0.98622 | -0.26369 | 4.0812
29 | -0.013675 | -0.003428 | 0.013678 | 0.00343 | 3.6077e-06 | 2.0236e-06 | 0.02069 | 0.02069 | 0.02069 | 0.98348 | -0.31705 | 0.98377 | -0.31151 | 5.6841
30 | -0.41222 | -0.10558 | 0.41273 | 0.1059 | 0.00050938 | 0.00032525 | 0.6155 | 0.6155 | 0.6155 | 0.99788 | -0.039982 | 0.99923 | -0.01451 | 42.2733
31 | 0.0061814 | 0.0015489 | -0.0061809 | -0.0015488 | 5.0846e-07 | 1.1695e-07 | 0.0092174 | 0.0092175 | 0.0092175 | 0.99788 | -0.039982 | 0.99779 | -0.041709 | 2.5323
32 | 0.042661 | 0.010769 | -0.042576 | -0.010715 | 8.4947e-05 | 5.3659e-05 | 0.064143 | 0.064143 | 0.064143 | 0.99009 | -0.18867 | 0.98794 | -0.23033 | 17.6217
33 | 0.21449 | 0.054507 | -0.21422 | -0.054336 | 0.00027021 | 0.00017151 | 0.32263 | 0.32263 | 0.32263 | 0.99009 | -0.18867 | 0.98873 | -0.21487 | 22.1587
34 | -0.057422 | -0.014416 | 0.057467 | 0.014445 | 4.4552e-05 | 2.8316e-05 | 0.087199 | 0.087199 | 0.087199 | 0.97999 | -0.38491 | 0.98082 | -0.36866 | 23.9558
35 | 0.0056689 | 0.0014207 | -0.0056676 | -0.0014204 | 1.3471e-06 | 2.3577e-07 | 0.0085533 | 0.0085535 | 0.0085535 | 0.98622 | -0.26369 | 0.98597 | -0.26868 | 2.3499
36 | -0.0026437 | -0.00066257 | 0.0026438 | 0.00066247 | 7.0641e-08 | -1.0289e-07 | 0.0040087 | 0.0040087 | 0.0040087 | 0.98133 | -0.35884 | 0.98135 | -0.35828 | 1.1013
37 | -0.0039818 | -0.00099781 | 0.003982 | 0.00099774 | 2.1794e-07 | -6.1978e-08 | 0.0060375 | 0.0060374 | 0.0060375 | 0.98135 | -0.35828 | 0.98141 | -0.35713 | 1.6586
38 | 0.017257 | 0.0043312 | -0.017245 | -0.004324 | 1.2055e-05 | 7.1148e-06 | 0.026085 | 0.026086 | 0.026086 | 0.98452 | -0.29685 | 0.98377 | -0.31151 | 7.1664
39 | -0.023777 | -0.005965 | 0.023799 | 0.0059784 | 2.1798e-05 | 1.3378e-05 | 0.035939 | 0.035939 | 0.035939 | 0.98452 | -0.29685 | 0.9855 | -0.27764 | 9.8734
40 | 0.0065195 | 0.0016338 | -0.0065181 | -0.0016334 | 1.3382e-06 | 3.892e-07 | 0.0098536 | 0.0098538 | 0.0098538 | 0.98452 | -0.29685 | 0.9843 | -0.30116 | 2.7071
41 | 0.0087916 | 0.002204 | -0.0087898 | -0.0022032 | 1.7982e-06 | 8.0423e-07 | 0.013275 | 0.013275 | 0.013275 | 0.9855 | -0.27764 | 0.98528 | -0.28194 | 3.6469
42 | -0.03259 | -0.0081824 | 0.032628 | 0.0082058 | 3.7403e-05 | 2.3412e-05 | 0.049214 | 0.049213 | 0.049214 | 0.9855 | -0.27764 | 0.98674 | -0.25361 | 13.5202
43 | 0.0045283 | 0.0011347 | -0.0045279 | -0.0011348 | 4.9123e-07 | -4.0853e-08 | 0.0068457 | 0.0068458 | 0.0068458 | 0.9843 | -0.30116 | 0.98418 | -0.30344 | 1.8807
44 | -0.043145 | -0.010812 | 0.043153 | 0.010816 | 8.1442e-06 | 4.2028e-06 | 0.065687 | 0.065687 | 0.065687 | 0.97736 | -0.43605 | 0.97756 | -0.43208 | 4.5115
45 | 0.041764 | 0.010466 | -0.041763 | -0.010465 | 1.2661e-06 | 6.4284e-07 | 0.063584 | 0.063584 | 0.063584 | 0.97736 | -0.43605 | 0.97733 | -0.43668 | 4.3671
46 | -0.045714 | -0.011458 | 0.04572 | 0.011461 | 5.9136e-06 | 3.1313e-06 | 0.069586 | 0.069585 | 0.069586 | 0.97756 | -0.43208 | 0.9777 | -0.42937 | 4.7792
47 | 0.039181 | 0.0098182 | -0.039173 | -0.0098143 | 8.0617e-06 | 3.9485e-06 | 0.059654 | 0.059655 | 0.059655 | 0.97733 | -0.43668 | 0.97711 | -0.441 | 4.0972
48 | -0.047847 | -0.011994 | 0.04785 | 0.011996 | 2.5555e-06 | 1.3777e-06 | 0.072822 | 0.072822 | 0.072822 | 0.9777 | -0.42937 | 0.97776 | -0.42825 | 5.0015
49 | 0.036915 | 0.0092482 | -0.036914 | -0.0092478 | 9.6769e-07 | 4.5568e-07 | 0.056215 | 0.056215 | 0.056215 | 0.97711 | -0.441 | 0.97708 | -0.44155 | 3.8609
50 | -0.049319 | -0.012364 | 0.049332 | 0.012371 | 1.286e-05 | 7.0086e-06 | 0.075058 | 0.075058 | 0.075058 | 0.97776 | -0.42825 | 0.97803 | -0.42278 | 5.1551
51 | 0.034423 | 0.0086235 | -0.034414 | -0.0086195 | 9.0103e-06 | 4.015e-06 | 0.052422 | 0.052422 | 0.052422 | 0.97708 | -0.44155 | 0.9768 | -0.44705 | 3.6004
52 | -0.050787 | -0.012736 | 0.050791 | 0.012738 | 3.6422e-06 | 2.0044e-06 | 0.077272 | 0.077272 | 0.077272 | 0.97803 | -0.42278 | 0.97811 | -0.42127 | 5.3072
53 | 0.03176 | 0.0079544 | -0.031757 | -0.0079531 | 3.1288e-06 | 1.2886e-06 | 0.04838 | 0.04838 | 0.04838 | 0.9768 | -0.44705 | 0.9767 | -0.44912 | 3.3228
54 | -0.053399 | -0.013391 | 0.053412 | 0.013399 | 1.275e-05 | 7.1253e-06 | 0.08124 | 0.08124 | 0.08124 | 0.97811 | -0.42127 | 0.97837 | -0.41626 | 5.5797
55 | -0.055017 | -0.013801 | 0.055033 | 0.013809 | 1.5458e-05 | 8.7102e-06 | 0.083681 | 0.083681 | 0.083681 | 0.97837 | -0.41626 | 0.97867 | -0.41037 | 5.7473
56 | -0.056382 | -0.014148 | 0.056392 | 0.014153 | 1.0327e-05 | 5.856e-06 | 0.085732 | 0.085732 | 0.085732 | 0.97867 | -0.41037 | 0.97886 | -0.40653 | 5.8882
57 | -0.12511 | -0.031412 | 0.12524 | 0.03149 | 0.00012567 | 7.8563e-05 | 0.19021 | 0.19021 | 0.19021 | 0.97886 | -0.40653 | 0.97994 | -0.3855 | 13.0636
58 | 0.044263 | 0.011117 | -0.044245 | -0.011108 | 1.7609e-05 | 9.1852e-06 | 0.067294 | 0.067295 | 0.067295 | 0.97886 | -0.40653 | 0.97844 | -0.41487 | 4.6219
59 | 0.024456 | 0.0061415 | -0.02444 | -0.0061319 | 1.5569e-05 | 9.5866e-06 | 0.037181 | 0.037181 | 0.037181 | 0.97886 | -0.40653 | 0.97818 | -0.41988 | 10.2145
60 | -0.12795 | -0.03217 | 0.12802 | 0.032218 | 7.7126e-05 | 4.8262e-05 | 0.19432 | 0.19432 | 0.19432 | 0.97994 | -0.3855 | 0.98058 | -0.37288 | 13.3462
61 | 0.044245 | 0.011108 | -0.044223 | -0.011096 | 2.1742e-05 | 1.1344e-05 | 0.067295 | 0.067296 | 0.067296 | 0.97844 | -0.41487 | 0.97791 | -0.42518 | 4.622
62 | 0.02444 | 0.0061319 | -0.024434 | -0.0061284 | 5.6231e-06 | 3.4627e-06 | 0.037181 | 0.037181 | 0.037181 | 0.97818 | -0.41988 | 0.97794 | -0.42471 | 10.2145
63 | -0.13031 | -0.03279 | 0.13036 | 0.032825 | 5.5974e-05 | 3.5053e-05 | 0.19779 | 0.19779 | 0.19779 | 0.98058 | -0.37288 | 0.98104 | -0.3639 | 13.5842
64 | 0.043272 | 0.010858 | -0.04325 | -0.010847 | 2.2239e-05 | 1.1489e-05 | 0.065849 | 0.06585 | 0.06585 | 0.97791 | -0.42518 | 0.97736 | -0.43596 | 4.5227
65 | 0.022623 | 0.0056744 | -0.022615 | -0.0056694 | 8.0914e-06 | 4.9502e-06 | 0.034424 | 0.034424 | 0.034424 | 0.97794 | -0.42471 | 0.97755 | -0.43221 | 9.4572
66 | -0.13305 | -0.033499 | 0.13311 | 0.033539 | 6.4858e-05 | 4.0651e-05 | 0.20186 | 0.20186 | 0.20186 | 0.98104 | -0.3639 | 0.98156 | -0.35371 | 13.8641
67 | 0.015065 | 0.0037843 | -0.015039 | -0.0037698 | 2.517e-05 | 1.4513e-05 | 0.022939 | 0.022939 | 0.022939 | 0.97736 | -0.43596 | 0.97558 | -0.47103 | 6.302
68 | 0.028186 | 0.0070622 | -0.02818 | -0.0070602 | 5.7342e-06 | 2.0052e-06 | 0.042911 | 0.042912 | 0.042912 | 0.97736 | -0.43596 | 0.97715 | -0.44023 | 2.9473
69 | 0.012197 | 0.0030582 | -0.012195 | -0.003057 | 2.2105e-06 | 1.2004e-06 | 0.018567 | 0.018567 | 0.018567 | 0.97755 | -0.43221 | 0.97736 | -0.43602 | 5.1008
70 | 0.010417 | 0.0026112 | -0.010416 | -0.0026105 | 1.4139e-06 | 7.1696e-07 | 0.015857 | 0.015857 | 0.015857 | 0.97755 | -0.43221 | 0.97741 | -0.43506 | 4.3564
71 | 0.15776 | 0.039942 | -0.15776 | -0.03994 | 3.4955e-06 | 2.2036e-06 | 0.23825 | 0.23825 | 0.23825 | 0.98594 | -0.26868 | 0.98592 | -0.26914 | 16.3631
72 | -0.16008 | -0.040523 | 0.16014 | 0.04056 | 5.7774e-05 | 3.6438e-05 | 0.24175 | 0.24175 | 0.24175 | 0.98594 | -0.26868 | 0.98633 | -0.26116 | 16.6035
73 | 0.15574 | 0.039434 | -0.15568 | -0.039397 | 5.8961e-05 | 3.7155e-05 | 0.2352 | 0.2352 | 0.2352 | 0.98592 | -0.26914 | 0.98551 | -0.27703 | 16.1539
74 | -0.16147 | -0.040892 | 0.16153 | 0.040935 | 6.8405e-05 | 4.3152e-05 | 0.24375 | 0.24375 | 0.24375 | 0.98633 | -0.26116 | 0.98679 | -0.25234 | 16.7408
75 | 0.15177 | 0.038416 | -0.1517 | -0.038372 | 7.0828e-05 | 4.4598e-05 | 0.22929 | 0.22929 | 0.22929 | 0.98551 | -0.27703 | 0.98501 | -0.28675 | 15.7483
76 | -0.20588 | -0.052102 | 0.20609 | 0.052236 | 0.00021167 | 0.00013427 | 0.31063 | 0.31063 | 0.31063 | 0.98679 | -0.25234 | 0.98789 | -0.23095 | 21.3347
77 | 0.044344 | 0.011167 | -0.044301 | -0.011139 | 4.3234e-05 | 2.7341e-05 | 0.066888 | 0.066888 | 0.066888 | 0.98679 | -0.25234 | 0.98573 | -0.27276 | 18.3757
78 | 0.14968 | 0.037866 | -0.14958 | -0.037802 | 0.00010186 | 6.411e-05 | 0.22625 | 0.22625 | 0.22625 | 0.98501 | -0.28675 | 0.98427 | -0.30095 | 15.5389
79 | -0.20955 | -0.053103 | 0.20971 | 0.053206 | 0.00016204 | 0.00010281 | 0.31584 | 0.31584 | 0.31584 | 0.98789 | -0.23095 | 0.98873 | -0.21487 | 21.6926
80 | 0.040752 | 0.01025 | -0.040745 | -0.010246 | 6.8057e-06 | 4.2946e-06 | 0.061531 | 0.061531 | 0.061531 | 0.98573 | -0.27276 | 0.98556 | -0.27625 | 16.904
81 | 0.14614 | 0.036939 | -0.14608 | -0.036905 | 5.4241e-05 | 3.4112e-05 | 0.22104 | 0.22104 | 0.22104 | 0.98427 | -0.30095 | 0.98388 | -0.30869 | 15.1813
82 | 0.038099 | 0.0095823 | -0.038089 | -0.0095764 | 9.4275e-06 | 5.9368e-06 | 0.057534 | 0.057534 | 0.057534 | 0.98556 | -0.27625 | 0.98529 | -0.28143 | 15.8061
83 | -0.013404 | -0.0033594 | 0.013408 | 0.0033617 | 4.2168e-06 | 2.354e-06 | 0.020314 | 0.020314 | 0.020314 | 0.98183 | -0.34894 | 0.98217 | -0.34234 | 5.5808
84 | 0.012194 | 0.0030563 | -0.012193 | -0.0030556 | 1.4378e-06 | 7.7826e-07 | 0.018481 | 0.018481 | 0.018481 | 0.98183 | -0.34894 | 0.9817 | -0.35141 | 5.0773
85 | -0.016667 | -0.0041785 | 0.016669 | 0.00418 | 2.462e-06 | 1.4454e-06 | 0.025251 | 0.025251 | 0.025251 | 0.98217 | -0.34234 | 0.98233 | -0.33924 | 6.9372
86 | 0.011337 | 0.002841 | -0.011336 | -0.0028405 | 8.2157e-07 | 4.32e-07 | 0.017184 | 0.017184 | 0.017184 | 0.9817 | -0.35141 | 0.98163 | -0.35293 | 4.7208
87 | -0.018739 | -0.0046986 | 0.018748 | 0.004704 | 8.9743e-06 | 5.3673e-06 | 0.028386 | 0.028386 | 0.028386 | 0.98233 | -0.33924 | 0.98284 | -0.32919 | 7.7983
88 | 0.0091432 | 0.002291 | -0.0091427 | -0.0022908 | 5.0135e-07 | 2.3289e-07 | 0.01386 | 0.01386 | 0.01386 | 0.98163 | -0.35293 | 0.98157 | -0.35408 | 3.8076
89 | -0.023244 | -0.0058308 | 0.023244 | 0.0058309 | 2.5224e-07 | 1.5455e-07 | 0.035193 | 0.035193 | 0.035193 | 0.98284 | -0.32919 | 0.98285 | -0.32896 | 9.6684
90 | 0.0082802 | 0.0020746 | -0.0082792 | -0.0020742 | 1.0164e-06 | 4.331e-07 | 0.012552 | 0.012552 | 0.012552 | 0.98157 | -0.35408 | 0.98144 | -0.35666 | 3.4484
91 | -0.025389 | -0.0063685 | 0.025407 | 0.0063796 | 1.7892e-05 | 1.1041e-05 | 0.03844 | 0.03844 | 0.03844 | 0.98285 | -0.32896 | 0.98361 | -0.31419 | 10.5605
92 | 0.0061437 | 0.001539 | -0.0061436 | -0.0015389 | 1.3663e-07 | 3.4377e-08 | 0.0093146 | 0.0093146 | 0.0093146 | 0.98144 | -0.35666 | 0.98141 | -0.35713 | 2.559
93 | -0.031361 | -0.00788 | 0.031365 | 0.0078824 | 3.7777e-06 | 2.3607e-06 | 0.047411 | 0.047411 | 0.047411 | 0.98443 | -0.29823 | 0.98456 | -0.2957 | 13.0251
94 | 0.028751 | 0.0072259 | -0.028729 | -0.0072123 | 2.1896e-05 | 1.3621e-05 | 0.043466 | 0.043466 | 0.043466 | 0.98443 | -0.29823 | 0.98361 | -0.31419 | 11.9413
95 | -0.03411 | -0.0085703 | 0.034133 | 0.0085849 | 2.3247e-05 | 1.4581e-05 | 0.05156 | 0.05156 | 0.05156 | 0.98456 | -0.2957 | 0.98529 | -0.28143 | 14.1648
96 | 0.030209 | 0.007565 | -0.030205 | -0.0075636 | 3.6355e-06 | 1.4103e-06 | 0.046021 | 0.046022 | 0.046022 | 0.9767 | -0.44912 | 0.97657 | -0.45165 | 3.1608
97 | 0.029185 | 0.007308 | -0.029184 | -0.0073078 | 5.9234e-07 | 2.1919e-07 | 0.044467 | 0.044467 | 0.044467 | 0.97657 | -0.45165 | 0.97655 | -0.45207 | 3.0541
98 | -0.028012 | -0.0070137 | 0.028016 | 0.007015 | 3.7021e-06 | 1.285e-06 | 0.042688 | 0.042687 | 0.042688 | 0.9764 | -0.45485 | 0.97655 | -0.45207 | 2.9319
99 | 0.027103 | 0.0067858 | -0.027099 | -0.0067846 | 3.5571e-06 | 1.1639e-06 | 0.041302 | 0.041302 | 0.041302 | 0.9764 | -0.45485 | 0.97626 | -0.45761 | 2.8367
100 | 0.027099 | 0.0067846 | -0.027089 | -0.0067813 | 1.0179e-05 | 3.3326e-06 | 0.041302 | 0.041303 | 0.041303 | 0.97626 | -0.45761 | 0.97586 | -0.4655 | 2.8368
101 | 0.027089 | 0.0067813 | -0.027081 | -0.0067785 | 8.4546e-06 | 2.7701e-06 | 0.041303 | 0.041304 | 0.041304 | 0.97586 | -0.4655 | 0.97553 | -0.47206 | 2.8368
102 | 0.017726 | 0.0044339 | -0.017725 | -0.0044339 | 3.0295e-07 | -2.6917e-08 | 0.027034 | 0.027035 | 0.027035 | 0.97553 | -0.47206 | 0.97551 | -0.47242 | 1.8568
103 | 0.0037005 | 0.00092705 | -0.0036999 | -0.00092729 | 5.9485e-07 | -2.4075e-07 | 0.0056445 | 0.0056447 | 0.0056447 | 0.97551 | -0.47242 | 0.97534 | -0.47579 | 1.5508
104 | 0.014025 | 0.0035069 | -0.014024 | -0.0035074 | 1.1192e-06 | -5.8661e-07 | 0.02139 | 0.02139 | 0.02139 | 0.97551 | -0.47242 | 0.97543 | -0.47409 | 1.4691
105 | -0.13653 | -0.034395 | 0.13662 | 0.03445 | 8.7443e-05 | 5.4862e-05 | 0.20704 | 0.20704 | 0.20704 | 0.98156 | -0.35371 | 0.98225 | -0.34032 | 14.2196
106 | -0.14377 | -0.036244 | 0.1439 | 0.036323 | 0.00012502 | 7.8591e-05 | 0.21788 | 0.21788 | 0.21788 | 0.98225 | -0.34032 | 0.98318 | -0.32217 | 14.9644
107 | 0.007158 | 0.0017939 | -0.0071566 | -0.0017934 | 1.3992e-06 | 4.9394e-07 | 0.010844 | 0.010844 | 0.010844 | 0.98225 | -0.34032 | 0.98204 | -0.34443 | 2.9791
108 | -0.1439 | -0.036323 | 0.14399 | 0.036381 | 9.2982e-05 | 5.8448e-05 | 0.21788 | 0.21788 | 0.21788 | 0.98318 | -0.32217 | 0.98388 | -0.30869 | 14.9643
109 | 0.0042654 | 0.0010688 | -0.004265 | -0.0010689 | 4.0562e-07 | -6.7993e-08 | 0.006463 | 0.0064631 | 0.0064631 | 0.98204 | -0.34443 | 0.98194 | -0.34642 | 1.7756
110 | 0.0021616 | 0.00054118 | -0.0021614 | -0.00054154 | 1.4769e-07 | -3.6879e-07 | 0.0032772 | 0.0032774 | 0.0032774 | 0.98141 | -0.35713 | 0.98134 | -0.35856 | 0.90038
111 | 0.0010625 | 0.00026612 | -0.0010625 | -0.00026628 | 1.3166e-08 | -1.6247e-07 | 0.001611 | 0.0016111 | 0.0016111 | 0.98134 | -0.35856 | 0.98133 | -0.35882 | 0.4426
112 | 0.0087898 | 0.0022032 | -0.0087882 | -0.0022025 | 1.6088e-06 | 7.1964e-07 | 0.013275 | 0.013275 | 0.013275 | 0.98528 | -0.28194 | 0.98509 | -0.28578 | 3.647
113 | -0.037693 | -0.0094753 | 0.037735 | 0.0095017 | 4.1964e-05 | 2.6414e-05 | 0.056852 | 0.056852 | 0.056852 | 0.98674 | -0.25361 | 0.98794 | -0.23033 | 15.6186
114 | 0.0057208 | 0.0014337 | -0.0057205 | -0.0014337 | 3.3192e-07 | 6.1543e-08 | 0.0086415 | 0.0086416 | 0.0086416 | 0.98509 | -0.28578 | 0.98502 | -0.287 | 2.3741
115 | 0.0022588 | 0.00056586 | -0.0022587 | -0.00056609 | 9.3015e-08 | -2.2597e-07 | 0.0033685 | 0.0033686 | 0.0033686 | 0.99779 | -0.041709 | 0.99775 | -0.042573 | 0.92544
116 | -0.41537 | -0.10657 | 0.41567 | 0.10675 | 0.00029263 | 0.00018685 | 0.61943 | 0.61943 | 0.61943 | 0.99923 | -0.01451 | 1 | 0 | 42.5435
117 | 0.010156 | 0.002546 | -0.010153 | -0.0025445 | 2.9136e-06 | 1.4576e-06 | 0.015463 | 0.015463 | 0.015463 | 0.97736 | -0.43602 | 0.97705 | -0.44204 | 4.248
118 | 0.0083345 | 0.0020889 | -0.0083339 | -0.0020886 | 6.2069e-07 | 2.684e-07 | 0.012688 | 0.012689 | 0.012689 | 0.97741 | -0.43506 | 0.97733 | -0.43663 | 3.4859
119 | 0.0083623 | 0.0020957 | -0.0083622 | -0.0020956 | 1.2805e-07 | 5.5586e-08 | 0.012735 | 0.012735 | 0.012735 | 0.97705 | -0.44204 | 0.97704 | -0.44236 | 3.4987
120 | 0.0071213 | 0.0017847 | -0.0071208 | -0.0017845 | 5.4192e-07 | 1.928e-07 | 0.010842 | 0.010843 | 0.010843 | 0.97733 | -0.43663 | 0.97725 | -0.43822 | 2.9787
121 | 0.0064972 | 0.0016282 | -0.0064964 | -0.001628 | 8.0652e-07 | 2.4112e-07 | 0.009895 | 0.0098951 | 0.0098951 | 0.97704 | -0.44236 | 0.97691 | -0.44497 | 2.7184
122 | 0.0044038 | 0.0011036 | -0.0044038 | -0.0011036 | 7.0559e-09 | -7.2737e-10 | 0.0067055 | 0.0067055 | 0.0067055 | 0.97725 | -0.43822 | 0.97725 | -0.43826 | 1.8422
123 | 0.0040759 | 0.0010213 | -0.0040757 | -0.0010214 | 2.2347e-07 | -5.0543e-08 | 0.0062083 | 0.0062084 | 0.0062084 | 0.97691 | -0.44497 | 0.97685 | -0.44612 | 1.7056
124 | 0.0031873 | 0.00079875 | -0.0031873 | -0.0007988 | 7.0161e-08 | -5.4455e-08 | 0.0048552 | 0.0048552 | 0.0048552 | 0.97685 | -0.44612 | 0.97682 | -0.44658 | 1.3338
125 | 0.0011248 | 0.00027927 | -0.0011247 | -0.00028077 | 1.4048e-07 | -1.4998e-06 | 0.0017148 | 0.0017154 | 0.0017154 | 0.97551 | -0.47256 | 0.97537 | -0.47519 | 0.47126
126 | -0.0011248 | -0.00027927 | 0.0011249 | 0.0002783 | 9.0787e-08 | -9.7002e-07 | 0.0017148 | 0.0017145 | 0.0017148 | 0.97551 | -0.47256 | 0.97559 | -0.47085 | 0.47111
127 | 0.0011247 | 0.00028077 | -0.0011246 | -0.00028185 | 1.0055e-07 | -1.0726e-06 | 0.0017154 | 0.0017158 | 0.0017158 | 0.97537 | -0.47519 | 0.97528 | -0.47707 | 0.47138
128 | -0.0020579 | -0.00051212 | 0.0020579 | 0.00051201 | 3.9791e-08 | -1.0914e-07 | 0.0031374 | 0.0031374 | 0.0031374 | 0.97559 | -0.47085 | 0.97561 | -0.47044 | 0.86193
129 | -0.0044424 | -0.0011096 | 0.0044426 | 0.0011096 | 1.8053e-07 | -1.5463e-08 | 0.0067743 | 0.0067742 | 0.0067743 | 0.97561 | -0.47044 | 0.97566 | -0.46959 | 1.8611
130 | -0.020089 | -0.0050333 | 0.02009 | 0.0050334 | 1.4097e-06 | 9.849e-08 | 0.030605 | 0.030605 | 0.030605 | 0.97671 | -0.44891 | 0.97678 | -0.44744 | 2.102
131 | 0.018296 | 0.004584 | -0.018296 | -0.0045841 | 8.235e-07 | -3.8886e-08 | 0.027874 | 0.027874 | 0.027874 | 0.97671 | -0.44891 | 0.97666 | -0.44985 | 1.9145
132 | -0.021133 | -0.0052947 | 0.021136 | 0.005295 | 2.9282e-06 | 3.6486e-07 | 0.032193 | 0.032193 | 0.032193 | 0.97678 | -0.44744 | 0.97693 | -0.44453 | 2.2111
133 | 0.016714 | 0.0041877 | -0.016711 | -0.0041863 | 3.2993e-06 | 1.4326e-06 | 0.025465 | 0.025465 | 0.025465 | 0.97666 | -0.44985 | 0.97645 | -0.454 | 3.498
134 | -0.022724 | -0.005693 | 0.022727 | 0.0056936 | 2.9351e-06 | 5.6935e-07 | 0.034611 | 0.034611 | 0.034611 | 0.97693 | -0.44453 | 0.97707 | -0.44181 | 2.3772
135 | 0.014851 | 0.0037201 | -0.01485 | -0.0037198 | 6.5224e-07 | 3.7495e-07 | 0.022631 | 0.022631 | 0.022631 | 0.97645 | -0.454 | 0.9764 | -0.45492 | 6.2172
136 | -0.023814 | -0.005966 | 0.023815 | 0.0059664 | 1.6821e-06 | 3.9306e-07 | 0.036266 | 0.036266 | 0.036266 | 0.97707 | -0.44181 | 0.97714 | -0.44033 | 2.4908
137 | 0.013528 | 0.0033883 | -0.013524 | -0.003386 | 4.1588e-06 | 2.3353e-06 | 0.020615 | 0.020615 | 0.020615 | 0.9764 | -0.45492 | 0.97607 | -0.46138 | 5.6635
138 | -0.025083 | -0.006284 | 0.025083 | 0.006284 | 1.1872e-07 | 3.249e-08 | 0.038196 | 0.038196 | 0.038196 | 0.97714 | -0.44033 | 0.97715 | -0.44023 | 2.6233
139 | 0.010722 | 0.0026837 | -0.010721 | -0.0026835 | 3.5806e-07 | 1.8448e-07 | 0.016344 | 0.016344 | 0.016344 | 0.97607 | -0.46138 | 0.97604 | -0.46208 | 4.4901
140 | 0.0098417 | 0.0024674 | -0.00984 | -0.0024666 | 1.6601e-06 | 8.172e-07 | 0.015011 | 0.015012 | 0.015012 | 0.97558 | -0.47103 | 0.9754 | -0.47457 | 4.124
141 | 0.0051977 | 0.0013024 | -0.0051973 | -0.0013024 | 3.5088e-07 | 3.8683e-08 | 0.0079277 | 0.0079278 | 0.0079278 | 0.97558 | -0.47103 | 0.97551 | -0.47245 | 2.178
142 | 0.00984 | 0.0024666 | -0.0098382 | -0.0024657 | 1.852e-06 | 9.1177e-07 | 0.015012 | 0.015012 | 0.015012 | 0.9754 | -0.47457 | 0.9752 | -0.47852 | 4.1241
143 | 0.0017765 | 0.00044503 | -0.0017765 | -0.00044523 | 5.1047e-08 | -1.9875e-07 | 0.0027098 | 0.0027099 | 0.0027099 | 0.97551 | -0.47245 | 0.97548 | -0.47305 | 0.74448
144 | 0.0064431 | 0.001611 | -0.006442 | -0.0016107 | 1.0636e-06 | 3.136e-07 | 0.0098235 | 0.0098236 | 0.0098236 | 0.97583 | -0.46611 | 0.97566 | -0.46959 | 2.6988
145 | -0.0084628 | -0.0021172 | 0.0084644 | 0.0021179 | 1.6239e-06 | 7.1431e-07 | 0.012903 | 0.012903 | 0.012903 | 0.97583 | -0.46611 | 0.97604 | -0.46208 | 3.5449
146 | 0.0021933 | 0.00054956 | -0.0021932 | -0.00054967 | 4.8903e-08 | -1.152e-07 | 0.0033396 | 0.0033396 | 0.0033396 | 0.97725 | -0.43826 | 0.97722 | -0.43873 | 0.91748
147 | 0.0063051 | 0.001573 | -0.0063038 | -0.0015799 | 1.3441e-06 | -6.8776e-06 | 0.0096159 | 0.0096187 | 0.0096187 | 0.97543 | -0.47409 | 0.9752 | -0.47858 | 0.66062

## res_trafo
| p_hv_mw | q_hv_mvar | p_lv_mw | q_lv_mvar | pl_mw | ql_mvar | i_hv_ka | i_lv_ka | vm_hv_pu | va_hv_degree | vm_lv_pu | va_lv_degree | loading_percent
0 | -1.2729e-15 | -1.3162e-15 | 0.00165 | 1.2699e-07 | 0.00165 | 1.2699e-07 | 5.2857e-17 | 0.0023815 | 0.99998 | 149.9956 | 1 | 0 | 0.2619

## res_ext_grid
| p_mw | q_mvar
0 | 0.41998 | 0.10742

## res_load
| p_mw | q_mvar
0 | 0.0094085 | 0.002358
1 | 0.0093901 | 0.0023534
2 | 0.0085854 | 0.0021517
3 | 0.0091447 | 0.0022919
4 | 0.0068443 | 0.0017154
5 | 0.0020137 | 0.00050467
6 | 0.0078946 | 0.0019786
7 | 0.0012874 | 0.00032266
8 | 0.011413 | 0.0028604
9 | 0.0048388 | 0.0012127
10 | 0.0063538 | 0.0015924
11 | 0.0052 | 0.0013032
12 | 0.0041858 | 0.0010491
13 | 0.0044026 | 0.0011034
14 | 0.00092089 | 0.0002308
15 | 0.032165 | 0.0080612
16 | 0.0021164 | 0.00053041
17 | 0.0010371 | 0.00025991
18 | 0.013978 | 0.0035033
19 | 0.0077992 | 0.0019547
20 | 0.0041771 | 0.0010469
21 | 0.0056676 | 0.0014204
22 | 0.0026437 | 0.00066257
23 | 0.001338 | 0.00033534
24 | 0.0035672 | 0.00089403
25 | 0.0019898 | 0.00049869
26 | 0.0013813 | 0.00034619
27 | 0.0025612 | 0.00064189
28 | 0.0025813 | 0.00064692
29 | 0.0021266 | 0.00053298
30 | 0.0022586 | 0.00056605
31 | 0.0014693 | 0.00036824
32 | 0.002491 | 0.0006243
33 | 0.0014556 | 0.00036481
34 | 0.0026536 | 0.00066506
35 | 0.0026085 | 0.00065375
36 | 0.001605 | 0.00040226
37 | 0.0013489 | 0.00033808
38 | 0.00271 | 0.00067919
39 | 0.002284 | 0.00057243
40 | 0.00095083 | 0.0002383
41 | 0.0018117 | 0.00045405
42 | 0.002687 | 0.00067343
43 | 0.0023198 | 0.00058141
44 | 0.0020182 | 0.00050582
45 | 0.0013245 | 0.00033196
46 | 0.0039115 | 0.00098031
47 | 0.0020185 | 0.00050588
48 | 0.0034603 | 0.00086724
49 | 0.0035488 | 0.00088942
50 | 0.0034435 | 0.00086302
51 | 0.0045092 | 0.0011301
52 | 0.0026468 | 0.00066335
53 | 0.0012092 | 0.00030304
54 | 0.003259 | 0.00081678
55 | 0.00085627 | 0.0002146
56 | 0.0020693 | 0.00051862
57 | 0.0021927 | 0.00054955
58 | 0.0044961 | 0.0011268
59 | 0.0008625 | 0.00021616
60 | 0.002145 | 0.00053759
61 | 0.0021355 | 0.0005352
62 | 0.0026099 | 0.0006541
63 | 0.0027449 | 0.00068795
64 | 0.0033225 | 0.00083269
65 | 0.0039561 | 0.00099149
66 | 0.0015484 | 0.00038806
67 | 0.0010201 | 0.00025566
68 | 0.00090943 | 0.00022792
69 | 0.0011681 | 0.00029276
70 | 0.0093552 | 0.0023446
71 | 0.0034146 | 0.00085577
72 | 0.0028911 | 0.00072459
73 | 0.0020896 | 0.0005237
74 | 0.004265 | 0.0010689
75 | 0.001099 | 0.00027543
76 | 0.0010625 | 0.00026628
77 | 0.0050652 | 0.0012695
78 | 0.0030674 | 0.00076877
79 | 0.0048409 | 0.0012132
80 | 0.0039221 | 0.00098296
81 | 0.0022587 | 0.00056609
82 | 0.0026415 | 0.00066203
83 | 0.0026655 | 0.00066803
84 | 0.0045279 | 0.0011348
85 | 0.0057205 | 0.0014337
86 | 0.0020391 | 0.00051104
87 | 0.0020815 | 0.00052167
88 | 0.0017908 | 0.00044882
89 | 0.0012125 | 0.00030388
90 | 0.001865 | 0.00046741
91 | 0.002717 | 0.00068094
92 | 0.0024205 | 0.00060662
93 | 0.00088836 | 0.00022264
94 | 0.0031873 | 0.0007988
95 | 0.00093294 | 0.00023382
96 | 0.0011246 | 0.00028185
97 | 0.0023845 | 0.00059762
98 | 0.0017925 | 0.00044924
99 | 0.0010426 | 0.0002613
100 | 0.0015815 | 0.00039636
101 | 0.001588 | 0.000398
102 | 0.0018599 | 0.00046615
103 | 0.0010869 | 0.00027241
104 | 0.0013226 | 0.00033147
105 | 0.0012672 | 0.00031759
106 | 0.0028019 | 0.00070223
107 | 0.0030971 | 0.00077621
108 | 0.0034208 | 0.00085733
109 | 0.0098382 | 0.0024657
110 | 0.0017765 | 0.00044523
111 | 0.0020197 | 0.00050619
112 | 0.0019994 | 0.0005011
113 | 0.0022568 | 0.00056561
114 | 0.0022105 | 0.00055401
115 | 0.0021932 | 0.00054967
116 | 0.0077185 | 0.0019344
117 | 0.0063038 | 0.0015799
118 | 0.0036999 | 0.00092729

## dtypes
| element | column | dtype
0 | bus | name | object
1 | bus | vn_kv | float64
2 | bus | type | object
3 | bus | zone | object
4 | bus | in_service | bool
5 | load | name | object
6 | load | bus | uint32
7 | load | p_mw | float64
8 | load | q_mvar | float64
9 | load | const_z_percent | float64
10 | load | const_i_percent | float64
11 | load | sn_mva | float64
12 | load | scaling | float64
13 | load | in_service | bool
14 | load | type | object
15 | ext_grid | name | object
16 | ext_grid | bus | uint32
17 | ext_grid | vm_pu | float64
18 | ext_grid | va_degree | float64
19 | ext_grid | slack_weight | float64
20 | ext_grid | in_service | bool
21 | line | name | object
22 | line | std_type | object
23 | line | from_bus | uint32
24 | line | to_bus | uint32
25 | line | length_km | float64
26 | line | r_ohm_per_km | float64
27 | line | x_ohm_per_km | float64
28 | line | c_nf_per_km | float64
29 | line | g_us_per_km | float64
30 | line | max_i_ka | float64
31 | line | df | float64
32 | line | parallel | uint32
33 | line | type | object
34 | line | in_service | bool
35 | trafo | name | object
36 | trafo | std_type | object
37 | trafo | hv_bus | uint32
38 | trafo | lv_bus | uint32
39 | trafo | sn_mva | float64
40 | trafo | vn_hv_kv | float64
41 | trafo | vn_lv_kv | float64
42 | trafo | vk_percent | float64
43 | trafo | vkr_percent | float64
44 | trafo | pfe_kw | float64
45 | trafo | i0_percent | float64
46 | trafo | shift_degree | float64
47 | trafo | tap_side | object
48 | trafo | tap_neutral | int32
49 | trafo | tap_min | int32
50 | trafo | tap_max | int32
51 | trafo | tap_step_percent | float64
52 | trafo | tap_step_degree | float64
53 | trafo | tap_pos | int32
54 | trafo | tap_phase_shifter | bool
55 | trafo | parallel | uint32
56 | trafo | df | float64
57 | trafo | in_service | bool
58 | line_geodata | coords | object
59 | bus_geodata | x | float64
60 | bus_geodata | y | float64
61 | bus_geodata | coords | object
62 | res_bus | vm_pu | float64
63 | res_bus | va_degree | float64
64 | res_bus | p_mw | float64
65 | res_bus | q_mvar | float64
66 | res_line | p_from_mw | float64
67 | res_line | q_from_mvar | float64
68 | res_line | p_to_mw | float64
69 | res_line | q_to_mvar | float64
70 | res_line | pl_mw | float64
71 | res_line | ql_mvar | float64
72 | res_line | i_from_ka | float64
73 | res_line | i_to_ka | float64
74 | res_line | i_ka | float64
75 | res_line | vm_from_pu | float64
76 | res_line | va_from_degree | float64
77 | res_line | vm_to_pu | float64
78 | res_line | va_to_degree | float64
79 | res_line | loading_percent | float64
80 | res_trafo | p_hv_mw | float64
81 | res_trafo | q_hv_mvar | float64
82 | res_trafo | p_lv_mw | float64
83 | res_trafo | q_lv_mvar | float64
84 | res_trafo | pl_mw | float64
85 | res_trafo | ql_mvar | float64
86 | res_trafo | i_hv_ka | float64
87 | res_trafo | i_lv_ka | float64
88 | res_trafo | vm_hv_pu | float64
89 | res_trafo | va_hv_degree | float64
90 | res_trafo | vm_lv_pu | float64
91 | res_trafo | va_lv_degree | float64
92 | res_trafo | loading_percent | float64
93 | res_ext_grid | p_mw | float64
94 | res_ext_grid | q_mvar | float64
95 | res_load | p_mw | float64
96 | res_load | q_mvar | float64

## parameters
| version | format_version | converged | OPF_converged | name | f_hz | sn_mva
0 | 2.14.6 | 2.14.0 | TRUE | FALSE |  | 50 | 1