## bus
| name | vn_kv | type | zone | in_service
0 | bus_LV_2497-4_0_6_node_0 | 0.4 | n |  | TRUE
1 | bus_LV_2497-4_0_6_node_1 | 0.4 | n |  | TRUE
2 | bus_LV_2497-4_0_6_node_2 | 0.4 | n |  | TRUE
3 | bus_LV_2497-4_0_6_node_3 | 0.4 | n |  | TRUE
4 | bus_LV_2497-4_0_6_node_5 | 0.4 | n |  | TRUE
5 | bus_LV_2497-4_0_6_node_79 | 0.4 | n |  | TRUE
6 | bus_LV_2497-4_0_6_node_4 | 0.4 | n |  | TRUE
7 | bus_LV_2497-4_0_6_node_8 | 0.4 | n |  | TRUE
8 | bus_LV_2497-4_0_6_node_6 | 0.4 | n |  | TRUE
9 | bus_LV_2497-4_0_6_node_112 | 0.4 | n |  | TRUE
10 | bus_LV_2497-4_0_6_node_80 | 0.4 | n |  | TRUE
11 | bus_LV_2497-4_0_6_node_9 | 0.4 | n |  | TRUE
12 | bus_LV_2497-4_0_6_node_7 | 0.4 | n |  | TRUE
13 | bus_LV_2497-4_0_6_node_111 | 0.4 | n |  | TRUE
14 | bus_LV_2497-4_0_6_node_10 | 0.4 | n |  | TRUE
15 | bus_LV_2497-4_0_6_node_84 | 0.4 | n |  | TRUE
16 | bus_LV_2497-4_0_6_node_81 | 0.4 | n |  | TRUE
17 | bus_LV_2497-4_0_6_node_82 | 0.4 | n |  | TRUE
18 | bus_LV_2497-4_0_6_node_64 | 0.4 | n |  | TRUE
19 | bus_LV_2497-4_0_6_node_108 | 0.4 | n |  | TRUE
20 | bus_LV_2497-4_0_6_node_63 | 0.4 | n |  | TRUE
21 | bus_LV_2497-4_0_6_node_52 | 0.4 | n |  | TRUE
22 | bus_LV_2497-4_0_6_node_96 | 0.4 | n |  | TRUE
23 | bus_LV_2497-4_0_6_node_62 | 0.4 | n |  | TRUE
24 | bus_LV_2497-4_0_6_node_11 | 0.4 | n |  | TRUE
25 | bus_LV_2497-4_0_6_node_12 | 0.4 | n |  | TRUE
26 | bus_LV_2497-4_0_6_node_13 | 0.4 | n |  | TRUE
27 | bus_LV_2497-4_0_6_node_14 | 0.4 | n |  | TRUE
28 | bus_LV_2497-4_0_6_node_15 | 0.4 | n |  | TRUE
29 | bus_LV_2497-4_0_6_node_18 | 0.4 | n |  | TRUE
30 | bus_LV_2497-4_0_6_node_77 | 0.4 | n |  | TRUE
31 | bus_LV_2497-4_0_6_node_16 | 0.4 | n |  | TRUE
32 | bus_LV_2497-4_0_6_node_78 | 0.4 | n |  | TRUE
33 | bus_LV_2497-4_0_6_node_17 | 0.4 | n |  | TRUE
34 | bus_LV_2497-4_0_6_node_41 | 0.4 | n |  | TRUE
35 | bus_LV_2497-4_0_6_node_38 | 0.4 | n |  | TRUE
36 | bus_LV_2497-4_0_6_node_20 | 0.4 | n |  | TRUE
37 | bus_LV_2497-4_0_6_node_21 | 0.4 | n |  | TRUE
38 | bus_LV_2497-4_0_6_node_22 | 0.4 | n |  | TRUE
39 | bus_LV_2497-4_0_6_node_23 | 0.4 | n |  | TRUE
40 | bus_LV_2497-4_0_6_node_24 | 0.4 | n |  | TRUE
41 | bus_LV_2497-4_0_6_node_116 | 0.4 | n |  | TRUE
42 | bus_LV_2497-4_0_6_node_51 | 0.4 | n |  | TRUE
43 | bus_LV_2497-4_0_6_node_30 | 0.4 | n |  | TRUE
44 | bus_LV_2497-4_0_6_node_115 | 0.4 | n |  | TRUE
45 | bus_LV_2497-4_0_6_node_32 | 0.4 | n |  | TRUE
46 | bus_LV_2497-4_0_6_node_53 | 0.4 | n |  | TRUE
47 | bus_LV_2497-4_0_6_node_49 | 0.4 | n |  | TRUE
48 | bus_LV_2497-4_0_6_node_25 | 0.4 | n |  | TRUE
49 | bus_LV_2497-4_0_6_node_26 | 0.4 | n |  | TRUE
50 | bus_LV_2497-4_0_6_node_27 | 0.4 | n |  | TRUE
51 | bus_LV_2497-4_0_6_node_28 | 0.4 | n |  | TRUE
52 | bus_LV_2497-4_0_6_node_29 | 0.4 | n |  | TRUE
53 | bus_LV_2497-4_0_6_node_33 | 0.4 | n |  | TRUE
54 | bus_LV_2497-4_0_6_node_34 | 0.4 | n |  | TRUE
55 | bus_LV_2497-4_0_6_node_31 | 0.4 | n |  | TRUE
56 | bus_LV_2497-4_0_6_node_36 | 0.4 | n |  | TRUE
57 | bus_LV_2497-4_0_6_node_35 | 0.4 | n |  | TRUE
58 | bus_LV_2497-4_0_6_node_103 | 0.4 | n |  | TRUE
59 | bus_LV_2497-4_0_6_node_101 | 0.4 | n |  | TRUE
60 | bus_LV_2497-4_0_6_node_106 | 0.4 | n |  | TRUE
61 | bus_LV_2497-4_0_6_node_89 | 0.4 | n |  | TRUE
62 | bus_LV_2497-4_0_6_node_110 | 0.4 | n |  | TRUE
63 | bus_LV_2497-4_0_6_node_102 | 0.4 | n |  | TRUE
64 | bus_LV_2497-4_0_6_node_100 | 0.4 | n |  | TRUE
65 | bus_LV_2497-4_0_6_node_105 | 0.4 | n |  | TRUE
66 | bus_LV_2497-4_0_6_node_90 | 0.4 | n |  | TRUE
67 | bus_LV_2497-4_0_6_node_88 | 0.4 | n |  | TRUE
68 | bus_LV_2497-4_0_6_node_37 | 0.4 | n |  | TRUE
69 | bus_LV_2497-4_0_6_node_39 | 0.4 | n |  | TRUE
70 | bus_LV_2497-4_0_6_node_40 | 0.4 | n |  | TRUE
71 | bus_LV_2497-4_0_6_node_42 | 0.4 | n |  | TRUE
72 | bus_LV_2497-4_0_6_node_43 | 0.4 | n |  | TRUE
73 | bus_LV_2497-4_0_6_node_66 | 0.4 | n |  | TRUE
74 | bus_LV_2497-4_0_6_node_59 | 0.4 | n |  | TRUE
75 | bus_LV_2497-4_0_6_node_67 | 0.4 | n |  | TRUE
76 | bus_LV_2497-4_0_6_node_44 | 0.4 | n |  | TRUE
77 | bus_LV_2497-4_0_6_node_45 | 0.4 | n |  | TRUE
78 | bus_LV_2497-4_0_6_node_46 | 0.4 | n |  | TRUE
79 | bus_LV_2497-4_0_6_node_47 | 0.4 | n |  | TRUE
80 | bus_LV_2497-4_0_6_node_48 | 0.4 | n |  | TRUE
81 | bus_LV_2497-4_0_6_node_85 | 0.4 | n |  | TRUE
82 | bus_LV_2497-4_0_6_node_86 | 0.4 | n |  | TRUE
83 | bus_LV_2497-4_0_6_node_87 | 0.4 | n |  | TRUE
84 | bus_LV_2497-4_0_6_node_50 | 0.4 | n |  | TRUE
85 | bus_LV_2497-4_0_6_node_117 | 0.4 | n |  | TRUE
86 | bus_LV_2497-4_0_6_node_72 | 0.4 | n |  | TRUE
87 | bus_LV_2497-4_0_6_node_54 | 0.4 | n |  | TRUE
88 | bus_LV_2497-4_0_6_node_55 | 0.4 | n |  | TRUE
89 | bus_LV_2497-4_0_6_node_56 | 0.4 | n |  | TRUE
90 | bus_LV_2497-4_0_6_node_57 | 0.4 | n |  | TRUE
91 | bus_LV_2497-4_0_6_node_58 | 0.4 | n |  | TRUE
92 | bus_LV_2497-4_0_6_node_76 | 0.4 | n |  | TRUE
93 | bus_LV_2497-4_0_6_node_104 | 0.4 | n |  | TRUE
94 | bus_LV_2497-4_0_6_node_60 | 0.4 | n |  | TRUE
95 | bus_LV_2497-4_0_6_node_61 | 0.4 | n |  | TRUE
96 | bus_LV_2497-4_0_6_node_65 | 0.4 | n |  | TRUE
97 | bus_LV_2497-4_0_6_node_109 | 0.4 | n |  | TRUE
98 | bus_LV_2497-4_0_6_node_68 | 0.4 | n |  | TRUE
99 | bus_LV_2497-4_0_6_node_83 | 0.4 | n |  | TRUE
100 | bus_LV_2497-4_0_6_node_69 | 0.4 | n |  | TRUE
101 | bus_LV_2497-4_0_6_node_70 | 0.4 | n |  | TRUE
102 | bus_LV_2497-4_0_6_node_71 | 0.4 | n |  | TRUE
103 | bus_LV_2497-4_0_6_node_73 | 0.4 | n |  | TRUE
104 | bus_LV_2497-4_0_6_node_74 | 0.4 | n |  | TRUE
105 | bus_LV_2497-4_0_6_node_107 | 0.4 | n |  | TRUE
106 | bus_LV_2497-4_0_6_node_99 | 0.4 | n |  | TRUE
107 | bus_LV_2497-4_0_6_node_97 | 0.4 | n |  | TRUE
108 | bus_LV_2497-4_0_6_node_95 | 0.4 | n |  | TRUE
109 | bus_LV_2497-4_0_6_node_94 | 0.4 | n |  | TRUE
110 | bus_LV_2497-4_0_6_node_113 | 0.4 | n |  | TRUE
111 | bus_LV_2497-4_0_6_node_114 | 0.4 | n |  | TRUE
112 | bus_LV_2497-4_0_6_node_91 | 0.4 | n |  | TRUE
113 | bus_LV_2497-4_0_6_node_92 | 0.4 | n |  | TRUE
114 | bus_LV_2497-4_0_6_node_93 | 0.4 | n |  | TRUE
115 | bus_LV_2497-4_0_6_node_98 | 0.4 | n |  | TRUE
116 | bus_MV_291_1_node_113 | 20 | n |  | TRUE

## load
| name | bus | p_mw | q_mvar | const_z_percent | const_i_percent | sn_mva | scaling | in_service | type
0 | LV_2497-4_0_6_load_0 | 0 | 0.0026994 | 0.00067654 | 0 | 0 |  | 1 | TRUE | wye
1 | LV_2497-4_0_6_load_1 | 1 | 0.0020905 | 0.00052392 | 0 | 0 |  | 1 | TRUE | wye
2 | LV_2497-4_0_6_load_3 | 3 | 0.0021372 | 0.00053563 | 0 | 0 |  | 1 | TRUE | wye
3 | LV_2497-4_0_6_load_5 | 4 | 0.0028811 | 0.00072208 | 0 | 0 |  | 1 | TRUE | wye
4 | LV_2497-4_0_6_load_79 | 5 | 0.0024379 | 0.000611 | 0 | 0 |  | 1 | TRUE | wye
5 | LV_2497-4_0_6_load_8 | 7 | 0.0018866 | 0.00047283 | 0 | 0 |  | 1 | TRUE | wye
6 | LV_2497-4_0_6_load_6 | 8 | 0.0071166 | 0.0017836 | 0 | 0 |  | 1 | TRUE | wye
7 | LV_2497-4_0_6_load_112 | 9 | 0.0069229 | 0.001735 | 0 | 0 |  | 1 | TRUE | wye
8 | LV_2497-4_0_6_load_80 | 10 | 0.00229 | 0.00057393 | 0 | 0 |  | 1 | TRUE | wye
9 | LV_2497-4_0_6_load_111 | 13 | 0.010287 | 0.0025781 | 0 | 0 |  | 1 | TRUE | wye
10 | LV_2497-4_0_6_load_82 | 17 | 0.018091 | 0.004534 | 0 | 0 |  | 1 | TRUE | wye
11 | LV_2497-4_0_6_load_64 | 18 | 0.0011068 | 0.00027738 | 0 | 0 |  | 1 | TRUE | wye
12 | LV_2497-4_0_6_load_108 | 19 | 0.0046719 | 0.0011709 | 0 | 0 |  | 1 | TRUE | wye
13 | LV_2497-4_0_6_load_52 | 21 | 0.0043059 | 0.0010792 | 0 | 0 |  | 1 | TRUE | wye
14 | LV_2497-4_0_6_load_96 | 22 | 0.0019548 | 0.00048991 | 0 | 0 |  | 1 | TRUE | wye
15 | LV_2497-4_0_6_load_11 | 24 | 0.0092417 | 0.0023162 | 0 | 0 |  | 1 | TRUE | wye
16 | LV_2497-4_0_6_load_12 | 25 | 0.012129 | 0.0030398 | 0 | 0 |  | 1 | TRUE | wye
17 | LV_2497-4_0_6_load_13 | 26 | 0.0096074 | 0.0024079 | 0 | 0 |  | 1 | TRUE | wye
18 | LV_2497-4_0_6_load_14 | 27 | 0.0065219 | 0.0016345 | 0 | 0 |  | 1 | TRUE | wye
19 | LV_2497-4_0_6_load_15 | 28 | 0.012135 | 0.0030412 | 0 | 0 |  | 1 | TRUE | wye
20 | LV_2497-4_0_6_load_77 | 30 | 0.0092152 | 0.0023095 | 0 | 0 |  | 1 | TRUE | wye
21 | LV_2497-4_0_6_load_16 | 31 | 0.016331 | 0.004093 | 0 | 0 |  | 1 | TRUE | wye
22 | LV_2497-4_0_6_load_78 | 32 | 0.0086515 | 0.0021683 | 0 | 0 |  | 1 | TRUE | wye
23 | LV_2497-4_0_6_load_17 | 33 | 0.018277 | 0.0045807 | 0 | 0 |  | 1 | TRUE | wye
24 | LV_2497-4_0_6_load_41 | 34 | 0.0022747 | 0.00057009 | 0 | 0 |  | 1 | TRUE | wye
25 | LV_2497-4_0_6_load_20 | 36 | 0.001486 | 0.00037244 | 0 | 0 |  | 1 | TRUE | wye
26 | LV_2497-4_0_6_load_23 | 39 | 0.0025184 | 0.00063116 | 0 | 0 |  | 1 | TRUE | wye
27 | LV_2497-4_0_6_load_24 | 40 | 0.00064309 | 0.00016117 | 0 | 0 |  | 1 | TRUE | wye
28 | LV_2497-4_0_6_load_116 | 41 | 0.0021004 | 0.00052641 | 0 | 0 |  | 1 | TRUE | wye
29 | LV_2497-4_0_6_load_30 | 43 | 0.0012391 | 0.00031054 | 0 | 0 |  | 1 | TRUE | wye
30 | LV_2497-4_0_6_load_115 | 44 | 0.0034328 | 0.00086035 | 0 | 0 |  | 1 | TRUE | wye
31 | LV_2497-4_0_6_load_32 | 45 | 0.002461 | 0.00061678 | 0 | 0 |  | 1 | TRUE | wye
32 | LV_2497-4_0_6_load_53 | 46 | 0.0017446 | 0.00043723 | 0 | 0 |  | 1 | TRUE | wye
33 | LV_2497-4_0_6_load_49 | 47 | 0.0017028 | 0.00042677 | 0 | 0 |  | 1 | TRUE | wye
34 | LV_2497-4_0_6_load_25 | 48 | 0.002408 | 0.00060351 | 0 | 0 |  | 1 | TRUE | wye
35 | LV_2497-4_0_6_load_26 | 49 | 0.013925 | 0.00349 | 0 | 0 |  | 1 | TRUE | wye
36 | LV_2497-4_0_6_load_27 | 50 | 0.014106 | 0.0035353 | 0 | 0 |  | 1 | TRUE | wye
37 | LV_2497-4_0_6_load_28 | 51 | 0.014231 | 0.0035667 | 0 | 0 |  | 1 | TRUE | wye
38 | LV_2497-4_0_6_load_29 | 52 | 0.013908 | 0.0034857 | 0 | 0 |  | 1 | TRUE | wye
39 | LV_2497-4_0_6_load_33 | 53 | 0.0019133 | 0.00047951 | 0 | 0 |  | 1 | TRUE | wye
40 | LV_2497-4_0_6_load_31 | 55 | 0.00081842 | 0.00020511 | 0 | 0 |  | 1 | TRUE | wye
41 | LV_2497-4_0_6_load_36 | 56 | 0.0032917 | 0.00082497 | 0 | 0 |  | 1 | TRUE | wye
42 | LV_2497-4_0_6_load_106 | 60 | 0.00090563 | 0.00022697 | 0 | 0 |  | 1 | TRUE | wye
43 | LV_2497-4_0_6_load_110 | 62 | 0.010925 | 0.002738 | 0 | 0 |  | 1 | TRUE | wye
44 | LV_2497-4_0_6_load_102 | 63 | 0.00067622 | 0.00016948 | 0 | 0 |  | 1 | TRUE | wye
45 | LV_2497-4_0_6_load_100 | 64 | 0.0045131 | 0.0011311 | 0 | 0 |  | 1 | TRUE | wye
46 | LV_2497-4_0_6_load_105 | 65 | 0.001155 | 0.00028948 | 0 | 0 |  | 1 | TRUE | wye
47 | LV_2497-4_0_6_load_90 | 66 | 0.003355 | 0.00084085 | 0 | 0 |  | 1 | TRUE | wye
48 | LV_2497-4_0_6_load_88 | 67 | 0.0049306 | 0.0012357 | 0 | 0 |  | 1 | TRUE | wye
49 | LV_2497-4_0_6_load_37 | 68 | 0.0022927 | 0.00057462 | 0 | 0 |  | 1 | TRUE | wye
50 | LV_2497-4_0_6_load_43 | 72 | 0.0040506 | 0.0010152 | 0 | 0 |  | 1 | TRUE | wye
51 | LV_2497-4_0_6_load_66 | 73 | 0.0034662 | 0.00086871 | 0 | 0 |  | 1 | TRUE | wye
52 | LV_2497-4_0_6_load_59 | 74 | 0.016074 | 0.0040285 | 0 | 0 |  | 1 | TRUE | wye
53 | LV_2497-4_0_6_load_67 | 75 | 0.0044767 | 0.001122 | 0 | 0 |  | 1 | TRUE | wye
54 | LV_2497-4_0_6_load_44 | 76 | 0.0014522 | 0.00036396 | 0 | 0 |  | 1 | TRUE | wye
55 | LV_2497-4_0_6_load_45 | 77 | 0.0016224 | 0.00040662 | 0 | 0 |  | 1 | TRUE | wye
56 | LV_2497-4_0_6_load_47 | 79 | 0.0020638 | 0.00051724 | 0 | 0 |  | 1 | TRUE | wye
57 | LV_2497-4_0_6_load_48 | 80 | 0.0015058 | 0.00037739 | 0 | 0 |  | 1 | TRUE | wye
58 | LV_2497-4_0_6_load_86 | 82 | 0.0035553 | 0.00089103 | 0 | 0 |  | 1 | TRUE | wye
59 | LV_2497-4_0_6_load_87 | 83 | 0.0029979 | 0.00075135 | 0 | 0 |  | 1 | TRUE | wye
60 | LV_2497-4_0_6_load_50 | 84 | 0.001222 | 0.00030627 | 0 | 0 |  | 1 | TRUE | wye
61 | LV_2497-4_0_6_load_117 | 85 | 0.0040713 | 0.0010204 | 0 | 0 |  | 1 | TRUE | wye
62 | LV_2497-4_0_6_load_72 | 86 | 0.0039404 | 0.00098755 | 0 | 0 |  | 1 | TRUE | wye
63 | LV_2497-4_0_6_load_54 | 87 | 0.0060781 | 0.0015233 | 0 | 0 |  | 1 | TRUE | wye
64 | LV_2497-4_0_6_load_55 | 88 | 0.001355 | 0.0003396 | 0 | 0 |  | 1 | TRUE | wye
65 | LV_2497-4_0_6_load_56 | 89 | 0.0020605 | 0.00051642 | 0 | 0 |  | 1 | TRUE | wye
66 | LV_2497-4_0_6_load_57 | 90 | 0.013908 | 0.0034856 | 0 | 0 |  | 1 | TRUE | wye
67 | LV_2497-4_0_6_load_76 | 92 | 0.0042616 | 0.001068 | 0 | 0 |  | 1 | TRUE | wye
68 | LV_2497-4_0_6_load_104 | 93 | 0.0099317 | 0.0024891 | 0 | 0 |  | 1 | TRUE | wye
69 | LV_2497-4_0_6_load_60 | 94 | 0.0010893 | 0.00027301 | 0 | 0 |  | 1 | TRUE | wye
70 | LV_2497-4_0_6_load_61 | 95 | 0.0042387 | 0.0010623 | 0 | 0 |  | 1 | TRUE | wye
71 | LV_2497-4_0_6_load_65 | 96 | 0.00088711 | 0.00022233 | 0 | 0 |  | 1 | TRUE | wye
72 | LV_2497-4_0_6_load_109 | 97 | 0.0054988 | 0.0013781 | 0 | 0 |  | 1 | TRUE | wye
73 | LV_2497-4_0_6_load_68 | 98 | 0.0016985 | 0.00042569 | 0 | 0 |  | 1 | TRUE | wye
74 | LV_2497-4_0_6_load_83 | 99 | 0.0024506 | 0.00061417 | 0 | 0 |  | 1 | TRUE | wye
75 | LV_2497-4_0_6_load_69 | 100 | 0.00052482 | 0.00013153 | 0 | 0 |  | 1 | TRUE | wye
76 | LV_2497-4_0_6_load_70 | 101 | 0.0017648 | 0.0004423 | 0 | 0 |  | 1 | TRUE | wye
77 | LV_2497-4_0_6_load_71 | 102 | 0.0019356 | 0.0004851 | 0 | 0 |  | 1 | TRUE | wye
78 | LV_2497-4_0_6_load_73 | 103 | 0.0017809 | 0.00044633 | 0 | 0 |  | 1 | TRUE | wye
79 | LV_2497-4_0_6_load_74 | 104 | 0.00041367 | 0.00010368 | 0 | 0 |  | 1 | TRUE | wye
80 | LV_2497-4_0_6_load_107 | 105 | 0.0020499 | 0.00051374 | 0 | 0 |  | 1 | TRUE | wye
81 | LV_2497-4_0_6_load_99 | 106 | 0.0065159 | 0.001633 | 0 | 0 |  | 1 | TRUE | wye
82 | LV_2497-4_0_6_load_95 | 108 | 0.021621 | 0.0054186 | 0 | 0 |  | 1 | TRUE | wye
83 | LV_2497-4_0_6_load_113 | 110 | 0.0017796 | 0.000446 | 0 | 0 |  | 1 | TRUE | wye
84 | LV_2497-4_0_6_load_114 | 111 | 0.0039161 | 0.00098146 | 0 | 0 |  | 1 | TRUE | wye
85 | LV_2497-4_0_6_load_91 | 112 | 0.0009583 | 0.00024017 | 0 | 0 |  | 1 | TRUE | wye
86 | LV_2497-4_0_6_load_93 | 114 | 0.0030188 | 0.00075658 | 0 | 0 |  | 1 | TRUE | wye
87 | LV_2497-4_0_6_load_98 | 115 | 0.0038624 | 0.00096801 | 0 | 0 |  | 1 | TRUE | wye

## ext_grid
| name | bus | vm_pu | va_degree | slack_weight | in_service
0 |  | 4 | 1 | 0 | 1 | TRUE

## line
| name | std_type | from_bus | to_bus | length_km | r_ohm_per_km | x_ohm_per_km | c_nf_per_km | g_us_per_km | max_i_ka | df | parallel | type | in_service
0 | LV_2497-4_0_6_line_0 |  | 0 | 1 | 0.017668 | 0.125 | 0.08 | 261 | 0 | 0.364 | 1 | 5 | cs | TRUE
1 | LV_2497-4_0_6_line_1 |  | 0 | 2 | 0.012209 | 0.125 | 0.08 | 261 | 0 | 0.364 | 1 | 5 | cs | TRUE
2 | LV_2497-4_0_6_line_2 |  | 1 | 3 | 0.0054917 | 0.125 | 0.08 | 261 | 0 | 0.364 | 1 | 5 | cs | TRUE
3 | LV_2497-4_0_6_line_3 |  | 2 | 4 | 0.012519 | 0.125 | 0.08 | 261 | 0 | 0.364 | 1 | 5 | cs | TRUE
4 | LV_2497-4_0_6_line_4 |  | 3 | 5 | 0.018619 | 0.125 | 0.08 | 261 | 0 | 0.364 | 1 | 5 | cs | TRUE
5 | LV_2497-4_0_6_line_5 |  | 4 | 9 | 0.02795 | 0.125 | 0.08 | 261 | 0 | 0.364 | 1 | 1 | cs | TRUE
6 | LV_2497-4_0_6_line_6 |  | 5 | 10 | 0.00041908 | 0.125 | 0.08 | 261 | 0 | 0.364 | 1 | 5 | cs | TRUE
7 | LV_2497-4_0_6_line_7 |  | 6 | 7 | 0.0054292 | 0.125 | 0.08 | 261 | 0 | 0.364 | 1 | 5 | cs | TRUE
8 | LV_2497-4_0_6_line_8 |  | 6 | 8 | 0.009178 | 0.125 | 0.08 | 261 | 0 | 0.364 | 1 | 5 | cs | TRUE
9 | LV_2497-4_0_6_line_9 |  | 7 | 11 | 0.013573 | 0.125 | 0.08 | 261 | 0 | 0.364 | 1 | 5 | cs | TRUE
10 | LV_2497-4_0_6_line_10 |  | 8 | 12 | 0.0091689 | 0.125 | 0.08 | 261 | 0 | 0.364 | 1 | 3 | cs | TRUE
11 | LV_2497-4_0_6_line_11 |  | 9 | 13 | 0.022379 | 0.125 | 0.08 | 261 | 0 | 0.364 | 1 | 1 | cs | TRUE
12 | LV_2497-4_0_6_line_12 |  | 10 | 105 | 0.013128 | 0.125 | 0.08 | 261 | 0 | 0.364 | 1 | 5 | cs | TRUE
13 | LV_2497-4_0_6_line_13 |  | 11 | 15 | 0.007844 | 0.125 | 0.08 | 261 | 0 | 0.364 | 1 | 5 | cs | TRUE
14 | LV_2497-4_0_6_line_14 |  | 12 | 14 | 0.041141 | 0.125 | 0.08 | 261 | 0 | 0.364 | 1 | 1 | cs | TRUE
15 | LV_2497-4_0_6_line_15 |  | 13 | 72 | 0.028468 | 0.125 | 0.08 | 261 | 0 | 0.364 | 1 | 1 | cs | TRUE
16 | LV_2497-4_0_6_line_16 |  | 14 | 16 | 0.01088 | 0.125 | 0.08 | 261 | 0 | 0.364 | 1 | 1 | cs | TRUE
17 | LV_2497-4_0_6_line_17 |  | 14 | 17 | 0.044773 | 0.125 | 0.08 | 261 | 0 | 0.364 | 1 | 1 | cs | TRUE
18 | LV_2497-4_0_6_line_18 |  | 14 | 18 | 0.036353 | 0.125 | 0.08 | 261 | 0 | 0.364 | 1 | 1 | cs | TRUE
19 | LV_2497-4_0_6_line_19 |  | 15 | 19 | 0.021009 | 0.125 | 0.08 | 261 | 0 | 0.364 | 1 | 5 | cs | TRUE
20 | LV_2497-4_0_6_line_20 |  | 15 | 20 | 0.011465 | 0.125 | 0.08 | 261 | 0 | 0.364 | 1 | 5 | cs | TRUE
21 | LV_2497-4_0_6_line_21 |  | 16 | 21 | 0.029109 | 0.125 | 0.08 | 261 | 0 | 0.364 | 1 | 1 | cs | TRUE
22 | LV_2497-4_0_6_line_22 |  | 17 | 22 | 0.016939 | 0.125 | 0.08 | 261 | 0 | 0.364 | 1 | 1 | cs | TRUE
23 | LV_2497-4_0_6_line_23 |  | 18 | 23 | 0.026634 | 0.125 | 0.08 | 261 | 0 | 0.364 | 1 | 1 | cs | TRUE
24 | LV_2497-4_0_6_line_24 |  | 19 | 105 | 0.019064 | 0.125 | 0.08 | 261 | 0 | 0.364 | 1 | 5 | cs | TRUE
25 | LV_2497-4_0_6_line_25 |  | 20 | 97 | 0.018263 | 0.125 | 0.08 | 261 | 0 | 0.364 | 1 | 5 | cs | TRUE
26 | LV_2497-4_0_6_line_26 |  | 21 | 84 | 0.030175 | 0.125 | 0.08 | 261 | 0 | 0.364 | 1 | 1 | cs | TRUE
27 | LV_2497-4_0_6_line_27 |  | 22 | 108 | 0.014693 | 0.125 | 0.08 | 261 | 0 | 0.364 | 1 | 1 | cs | TRUE
28 | LV_2497-4_0_6_line_28 |  | 23 | 96 | 0.020529 | 0.125 | 0.08 | 261 | 0 | 0.364 | 1 | 1 | cs | TRUE
29 | LV_2497-4_0_6_line_29 |  | 23 | 94 | 0.015629 | 0.125 | 0.08 | 261 | 0 | 0.364 | 1 | 1 | cs | TRUE
30 | LV_2497-4_0_6_line_30 |  | 24 | 25 | 0.0047765 | 0.125 | 0.08 | 261 | 0 | 0.364 | 1 | 1 | cs | TRUE
31 | LV_2497-4_0_6_line_31 |  | 24 | 26 | 0.0095125 | 0.125 | 0.08 | 261 | 0 | 0.364 | 1 | 3 | cs | TRUE
32 | LV_2497-4_0_6_line_32 |  | 25 | 27 | 0.018807 | 0.125 | 0.08 | 261 | 0 | 0.364 | 1 | 1 | cs | TRUE
33 | LV_2497-4_0_6_line_33 |  | 26 | 28 | 0.024386 | 0.125 | 0.08 | 261 | 0 | 0.364 | 1 | 5 | cs | TRUE
34 | LV_2497-4_0_6_line_34 |  | 27 | 29 | 0.030634 | 0.125 | 0.08 | 261 | 0 | 0.364 | 1 | 1 | cs | TRUE
35 | LV_2497-4_0_6_line_35 |  | 28 | 30 | 0.0050462 | 0.125 | 0.08 | 261 | 0 | 0.364 | 1 | 5 | cs | TRUE
36 | LV_2497-4_0_6_line_36 |  | 29 | 31 | 0.021856 | 0.125 | 0.08 | 261 | 0 | 0.364 | 1 | 1 | cs | TRUE
37 | LV_2497-4_0_6_line_37 |  | 30 | 32 | 0.034028 | 0.125 | 0.08 | 261 | 0 | 0.364 | 1 | 5 | cs | TRUE
38 | LV_2497-4_0_6_line_38 |  | 31 | 33 | 0.036835 | 0.125 | 0.08 | 261 | 0 | 0.364 | 1 | 1 | cs | TRUE
39 | LV_2497-4_0_6_line_39 |  | 32 | 52 | 0.0058133 | 0.125 | 0.08 | 261 | 0 | 0.364 | 1 | 5 | cs | TRUE
40 | LV_2497-4_0_6_line_40 |  | 34 | 35 | 0.016548 | 0.125 | 0.08 | 261 | 0 | 0.364 | 1 | 1 | cs | TRUE
41 | LV_2497-4_0_6_line_41 |  | 35 | 70 | 0.008448 | 0.125 | 0.08 | 261 | 0 | 0.364 | 1 | 1 | cs | TRUE
42 | LV_2497-4_0_6_line_42 |  | 35 | 68 | 0.0097376 | 0.125 | 0.08 | 261 | 0 | 0.364 | 1 | 1 | cs | TRUE
43 | LV_2497-4_0_6_line_43 |  | 36 | 37 | 0.028997 | 0.125 | 0.08 | 261 | 0 | 0.364 | 1 | 1 | cs | TRUE
44 | LV_2497-4_0_6_line_44 |  | 36 | 38 | 0.043906 | 0.125 | 0.08 | 261 | 0 | 0.364 | 1 | 1 | cs | TRUE
45 | LV_2497-4_0_6_line_45 |  | 37 | 39 | 0.017768 | 0.125 | 0.08 | 261 | 0 | 0.364 | 1 | 1 | cs | TRUE
46 | LV_2497-4_0_6_line_46 |  | 38 | 40 | 0.036972 | 0.125 | 0.08 | 261 | 0 | 0.364 | 1 | 1 | cs | TRUE
47 | LV_2497-4_0_6_line_47 |  | 39 | 41 | 0.016301 | 0.125 | 0.08 | 261 | 0 | 0.364 | 1 | 1 | cs | TRUE
48 | LV_2497-4_0_6_line_48 |  | 40 | 42 | 0.0015878 | 0.125 | 0.08 | 261 | 0 | 0.364 | 1 | 1 | cs | TRUE
49 | LV_2497-4_0_6_line_49 |  | 41 | 43 | 0.029494 | 0.125 | 0.08 | 261 | 0 | 0.364 | 1 | 1 | cs | TRUE
50 | LV_2497-4_0_6_line_50 |  | 41 | 44 | 0.0023128 | 0.125 | 0.08 | 261 | 0 | 0.364 | 1 | 1 | cs | TRUE
51 | LV_2497-4_0_6_line_51 |  | 42 | 46 | 0.020601 | 0.125 | 0.08 | 261 | 0 | 0.364 | 1 | 1 | cs | TRUE
52 | LV_2497-4_0_6_line_52 |  | 42 | 47 | 0.060678 | 0.125 | 0.08 | 261 | 0 | 0.364 | 1 | 1 | cs | TRUE
53 | LV_2497-4_0_6_line_53 |  | 43 | 55 | 0.0073555 | 0.125 | 0.08 | 261 | 0 | 0.364 | 1 | 1 | cs | TRUE
54 | LV_2497-4_0_6_line_54 |  | 43 | 45 | 0.012962 | 0.125 | 0.08 | 261 | 0 | 0.364 | 1 | 1 | cs | TRUE
55 | LV_2497-4_0_6_line_55 |  | 46 | 85 | 0.020631 | 0.125 | 0.08 | 261 | 0 | 0.364 | 1 | 1 | cs | TRUE
56 | LV_2497-4_0_6_line_56 |  | 47 | 84 | 0.016398 | 0.125 | 0.08 | 261 | 0 | 0.364 | 1 | 1 | cs | TRUE
57 | LV_2497-4_0_6_line_57 |  | 48 | 49 | 0.017248 | 0.125 | 0.08 | 261 | 0 | 0.364 | 1 | 5 | cs | TRUE
58 | LV_2497-4_0_6_line_58 |  | 48 | 50 | 0.015454 | 0.125 | 0.08 | 261 | 0 | 0.364 | 1 | 5 | cs | TRUE
59 | LV_2497-4_0_6_line_59 |  | 49 | 51 | 0.029995 | 0.125 | 0.08 | 261 | 0 | 0.364 | 1 | 5 | cs | TRUE
60 | LV_2497-4_0_6_line_60 |  | 50 | 52 | 0.0088504 | 0.125 | 0.08 | 261 | 0 | 0.364 | 1 | 5 | cs | TRUE
61 | LV_2497-4_0_6_line_61 |  | 51 | 53 | 0.066735 | 0.125 | 0.08 | 261 | 0 | 0.364 | 1 | 5 | cs | TRUE
62 | LV_2497-4_0_6_line_62 |  | 53 | 54 | 0.015191 | 0.125 | 0.08 | 261 | 0 | 0.364 | 1 | 5 | cs | TRUE
63 | LV_2497-4_0_6_line_63 |  | 54 | 56 | 0.025656 | 0.125 | 0.08 | 261 | 0 | 0.364 | 1 | 5 | cs | TRUE
64 | LV_2497-4_0_6_line_64 |  | 56 | 61 | 0.0023584 | 0.125 | 0.08 | 261 | 0 | 0.364 | 1 | 5 | cs | TRUE
65 | LV_2497-4_0_6_line_65 |  | 57 | 58 | 0.016879 | 0.125 | 0.08 | 261 | 0 | 0.364 | 1 | 5 | cs | TRUE
66 | LV_2497-4_0_6_line_66 |  | 57 | 59 | 0.023017 | 0.125 | 0.08 | 261 | 0 | 0.364 | 1 | 1 | cs | TRUE
67 | LV_2497-4_0_6_line_67 |  | 57 | 60 | 0.03716 | 0.125 | 0.08 | 261 | 0 | 0.364 | 1 | 5 | cs | TRUE
68 | LV_2497-4_0_6_line_68 |  | 58 | 62 | 0.019996 | 0.125 | 0.08 | 261 | 0 | 0.364 | 1 | 5 | cs | TRUE
69 | LV_2497-4_0_6_line_69 |  | 59 | 63 | 0.0097295 | 0.125 | 0.08 | 261 | 0 | 0.364 | 1 | 1 | cs | TRUE
70 | LV_2497-4_0_6_line_70 |  | 59 | 64 | 0.020936 | 0.125 | 0.08 | 261 | 0 | 0.364 | 1 | 1 | cs | TRUE
71 | LV_2497-4_0_6_line_71 |  | 60 | 65 | 0.0096529 | 0.125 | 0.08 | 261 | 0 | 0.364 | 1 | 5 | cs | TRUE
72 | LV_2497-4_0_6_line_72 |  | 61 | 66 | 0.039236 | 0.125 | 0.08 | 261 | 0 | 0.364 | 1 | 5 | cs | TRUE
73 | LV_2497-4_0_6_line_73 |  | 61 | 67 | 0.018563 | 0.125 | 0.08 | 261 | 0 | 0.364 | 1 | 5 | cs | TRUE
74 | LV_2497-4_0_6_line_74 |  | 62 | 97 | 0.021805 | 0.125 | 0.08 | 261 | 0 | 0.364 | 1 | 5 | cs | TRUE
75 | LV_2497-4_0_6_line_75 |  | 65 | 83 | 0.030534 | 0.125 | 0.08 | 261 | 0 | 0.364 | 1 | 5 | cs | TRUE
76 | LV_2497-4_0_6_line_76 |  | 66 | 80 | 0.0024228 | 0.125 | 0.08 | 261 | 0 | 0.364 | 1 | 5 | cs | TRUE
77 | LV_2497-4_0_6_line_77 |  | 67 | 92 | 0.015596 | 0.125 | 0.08 | 261 | 0 | 0.364 | 1 | 5 | cs | TRUE
78 | LV_2497-4_0_6_line_78 |  | 68 | 69 | 0.0081543 | 0.125 | 0.08 | 261 | 0 | 0.364 | 1 | 1 | cs | TRUE
79 | LV_2497-4_0_6_line_79 |  | 69 | 71 | 0.021808 | 0.125 | 0.08 | 261 | 0 | 0.364 | 1 | 1 | cs | TRUE
80 | LV_2497-4_0_6_line_80 |  | 69 | 72 | 0.011731 | 0.125 | 0.08 | 261 | 0 | 0.364 | 1 | 1 | cs | TRUE
81 | LV_2497-4_0_6_line_81 |  | 70 | 73 | 0.031743 | 0.125 | 0.08 | 261 | 0 | 0.364 | 1 | 1 | cs | TRUE
82 | LV_2497-4_0_6_line_82 |  | 71 | 74 | 0.015764 | 0.125 | 0.08 | 261 | 0 | 0.364 | 1 | 1 | cs | TRUE
83 | LV_2497-4_0_6_line_83 |  | 73 | 75 | 0.022549 | 0.125 | 0.08 | 261 | 0 | 0.364 | 1 | 1 | cs | TRUE
84 | LV_2497-4_0_6_line_84 |  | 75 | 98 | 0.016659 | 0.125 | 0.08 | 261 | 0 | 0.364 | 1 | 1 | cs | TRUE
85 | LV_2497-4_0_6_line_85 |  | 76 | 77 | 0.041666 | 0.125 | 0.08 | 261 | 0 | 0.364 | 1 | 1 | cs | TRUE
86 | LV_2497-4_0_6_line_86 |  | 76 | 78 | 0.015576 | 0.125 | 0.08 | 261 | 0 | 0.364 | 1 | 1 | cs | TRUE
87 | LV_2497-4_0_6_line_87 |  | 78 | 79 | 0.013488 | 0.125 | 0.08 | 261 | 0 | 0.364 | 1 | 5 | cs | TRUE
88 | LV_2497-4_0_6_line_88 |  | 78 | 80 | 0.03057 | 0.125 | 0.08 | 261 | 0 | 0.364 | 1 | 5 | cs | TRUE
89 | LV_2497-4_0_6_line_89 |  | 79 | 81 | 0.0064199 | 0.125 | 0.08 | 261 | 0 | 0.364 | 1 | 5 | cs | TRUE
90 | LV_2497-4_0_6_line_90 |  | 81 | 82 | 0.039957 | 0.125 | 0.08 | 261 | 0 | 0.364 | 1 | 1 | cs | TRUE
91 | LV_2497-4_0_6_line_91 |  | 81 | 83 | 0.023287 | 0.125 | 0.08 | 261 | 0 | 0.364 | 1 | 5 | cs | TRUE
92 | LV_2497-4_0_6_line_92 |  | 82 | 112 | 0.018125 | 0.125 | 0.08 | 261 | 0 | 0.364 | 1 | 1 | cs | TRUE
93 | LV_2497-4_0_6_line_93 |  | 85 | 86 | 0.021246 | 0.125 | 0.08 | 261 | 0 | 0.364 | 1 | 1 | cs | TRUE
94 | LV_2497-4_0_6_line_94 |  | 86 | 101 | 0.00056417 | 0.125 | 0.08 | 261 | 0 | 0.364 | 1 | 1 | cs | TRUE
95 | LV_2497-4_0_6_line_95 |  | 87 | 88 | 0.007799 | 0.125 | 0.08 | 261 | 0 | 0.364 | 1 | 5 | cs | TRUE
96 | LV_2497-4_0_6_line_96 |  | 87 | 89 | 0.02814 | 0.125 | 0.08 | 261 | 0 | 0.364 | 1 | 2 | cs | TRUE
97 | LV_2497-4_0_6_line_97 |  | 88 | 90 | 0.0092761 | 0.125 | 0.08 | 261 | 0 | 0.364 | 1 | 5 | cs | TRUE
98 | LV_2497-4_0_6_line_98 |  | 89 | 91 | 0.031623 | 0.125 | 0.08 | 261 | 0 | 0.364 | 1 | 1 | cs | TRUE
99 | LV_2497-4_0_6_line_99 |  | 90 | 92 | 0.027223 | 0.125 | 0.08 | 261 | 0 | 0.364 | 1 | 5 | cs | TRUE
100 | LV_2497-4_0_6_line_100 |  | 91 | 93 | 0.047988 | 0.125 | 0.08 | 261 | 0 | 0.364 | 1 | 1 | cs | TRUE
101 | LV_2497-4_0_6_line_101 |  | 94 | 95 | 0.014022 | 0.125 | 0.08 | 261 | 0 | 0.364 | 1 | 1 | cs | TRUE
102 | LV_2497-4_0_6_line_102 |  | 98 | 99 | 0.026317 | 0.125 | 0.08 | 261 | 0 | 0.364 | 1 | 1 | cs | TRUE
103 | LV_2497-4_0_6_line_103 |  | 100 | 101 | 0.026172 | 0.125 | 0.08 | 261 | 0 | 0.364 | 1 | 1 | cs | TRUE
104 | LV_2497-4_0_6_line_104 |  | 100 | 102 | 0.0042235 | 0.125 | 0.08 | 261 | 0 | 0.364 | 1 | 1 | cs | TRUE
105 | LV_2497-4_0_6_line_105 |  | 102 | 103 | 0.0039631 | 0.125 | 0.08 | 261 | 0 | 0.364 | 1 | 1 | cs | TRUE
106 | LV_2497-4_0_6_line_106 |  | 103 | 104 | 0.0093368 | 0.125 | 0.08 | 261 | 0 | 0.364 | 1 | 1 | cs | TRUE
107 | LV_2497-4_0_6_line_107 |  | 106 | 107 | 0.026247 | 0.125 | 0.08 | 261 | 0 | 0.364 | 1 | 1 | cs | TRUE
108 | LV_2497-4_0_6_line_108 |  | 107 | 115 | 0.017567 | 0.125 | 0.08 | 261 | 0 | 0.364 | 1 | 1 | cs | TRUE
109 | LV_2497-4_0_6_line_109 |  | 107 | 108 | 0.019984 | 0.125 | 0.08 | 261 | 0 | 0.364 | 1 | 1 | cs | TRUE
110 | LV_2497-4_0_6_line_110 |  | 109 | 110 | 0.0058068 | 0.125 | 0.08 | 261 | 0 | 0.364 | 1 | 1 | cs | TRUE
111 | LV_2497-4_0_6_line_111 |  | 109 | 111 | 0.029561 | 0.125 | 0.08 | 261 | 0 | 0.364 | 1 | 1 | cs | TRUE
112 | LV_2497-4_0_6_line_112 |  | 111 | 115 | 0.03317 | 0.125 | 0.08 | 261 | 0 | 0.364 | 1 | 1 | cs | TRUE
113 | LV_2497-4_0_6_line_113 |  | 112 | 113 | 0.021141 | 0.125 | 0.08 | 261 | 0 | 0.364 | 1 | 1 | cs | TRUE
114 | LV_2497-4_0_6_line_114 |  | 113 | 114 | 0.023764 | 0.125 | 0.08 | 261 | 0 | 0.364 | 1 | 1 | cs | TRUE

## trafo
| name | std_type | hv_bus | lv_bus | sn_mva | vn_hv_kv | vn_lv_kv | vk_percent | vkr_percent | pfe_kw | i0_percent | shift_degree | tap_side | tap_neutral | tap_min | tap_max | tap_step_percent | tap_step_degree | tap_pos | tap_phase_shifter | parallel | df | in_service
0 | LV_2497-4_0_6_trafo_5 | 0.63 MVA 20/0.4 kV | 116 | 4 | 0.63 | 20 | 0.4 | 6 | 1.206 | 1.65 | 0.2619 | 150 | hv | 0 | -2 | 2 | 2.5 | 0 | 0 | FALSE | 1 | 1 | TRUE

## line_geodata
| x0 | y0 | x1 | y1 | x2 | y2 | x3 | y3 | x4 | y4 | x5 | y5 | x6 | y6 | x7 | y7
0 | 2638682.6206 | 1246053.0062 | 2638691.5997 | 1246051.8002 | 2638695.4021 | 1246045.5987 | 2638696.5848 | 1246044.9823
1 | 2638670.5202 | 1246054.6314 | 2638682.6206 | 1246053.0062
2 | 2638701.8971 | 1246044.696 | 2638699.7013 | 1246044.3036 | 2638697.6988 | 1246044.4018 | 2638696.5848 | 1246044.9823
3 | 2638670.5202 | 1246054.6314 | 2638660.5163 | 1246047.1048
4 | 2638701.8971 | 1246044.696 | 2638701.8971 | 1246044.696 | 2638715.4022 | 1246049.5984 | 2638719.5169 | 1246050.6669
5 | 2638660.5163 | 1246047.1048 | 2638655.5983 | 1246043.4046 | 2638638.2508 | 1246030.2096
6 | 2638719.5169 | 1246050.6669 | 2638719.9226 | 1246050.7723
7 | 2638717.5226 | 1246088.1597 | 2638719.8732 | 1246086.7964 | 2638722.4916 | 1246086.0907
8 | 2638717.5226 | 1246088.1597 | 2638715.4005 | 1246090.3695 | 2638714.0155 | 1246093.0956 | 2638713.4821 | 1246096.1052
9 | 2638733.4796 | 1246092.3777 | 2638732.12 | 1246090.0339 | 2638730.1911 | 1246088.1201 | 2638727.8355 | 1246086.7705 | 2638725.2111 | 1246086.0863 | 2638722.4916 | 1246086.0907
10 | 2638717.108 | 1246104.2342 | 2638715.0985 | 1246101.9307 | 2638713.8552 | 1246099.1319 | 2638713.4821 | 1246096.1052
11 | 2638620.0837 | 1246017.1987 | 2638624.2976 | 1246019.5964 | 2638638.2508 | 1246030.2096
12 | 2638719.9226 | 1246050.7723 | 2638726.6012 | 1246052.5066 | 2638732.0817 | 1246055.4645
13 | 2638741.0032 | 1246090.103 | 2638736.9926 | 1246091.1664 | 2638733.4796 | 1246092.3777
14 | 2638695.6753 | 1246139.2397 | 2638699.2405 | 1246132.3362 | 2638702.2703 | 1246126.452 | 2638709.5895 | 1246113.8248 | 2638717.108 | 1246104.2342
15 | 2638594.9096 | 1246003.9686 | 2638604.0969 | 1246008.102 | 2638620.0837 | 1246017.1987
16 | 2638695.6753 | 1246139.2397 | 2638690.1901 | 1246148.6434
17 | 2638695.6753 | 1246139.2397 | 2638654.0464 | 1246122.7577 | 2638654.0464 | 1246122.7577
18 | 2638695.6753 | 1246139.2397 | 2638706.8128 | 1246143.4372 | 2638729.3789 | 1246152.85
19 | 2638741.0032 | 1246090.103 | 2638741.9019 | 1246075.099 | 2638742.109 | 1246069.1242
20 | 2638741.0032 | 1246090.103 | 2638752.4987 | 1246090.4005
21 | 2638690.1901 | 1246148.6434 | 2638684.9087 | 1246158.0819 | 2638675.981 | 1246174.0487
22 | 2638654.0464 | 1246122.7577 | 2638637.6136 | 1246118.6498
23 | 2638753.3691 | 1246164.1657 | 2638748.9479 | 1246161.0125 | 2638729.3789 | 1246152.85
24 | 2638732.0817 | 1246055.4645 | 2638736.4022 | 1246057.7963 | 2638740.0969 | 1246059.9996 | 2638741.5973 | 1246061.5993 | 2638742.2006 | 1246062.9041 | 2638742.1998 | 1246066.5065 | 2638742.109 | 1246069.1242
25 | 2638752.4987 | 1246090.4005 | 2638758.1025 | 1246090.6038 | 2638770.7554 | 1246090.8364
26 | 2638661.2549 | 1246200.386 | 2638675.981 | 1246174.0487
27 | 2638623.3587 | 1246115.0863 | 2638637.6136 | 1246118.6498
28 | 2638753.3691 | 1246164.1657 | 2638755.7877 | 1246170.9081 | 2638754.4282 | 1246184.2042
29 | 2638753.3691 | 1246164.1657 | 2638757.0105 | 1246159.4864 | 2638758.5174 | 1246155.4491 | 2638759.1074 | 1246150.0908
30 | 2638611.5715 | 1245927.9253 | 2638607.1995 | 1245926.0016
31 | 2638611.5715 | 1245927.9253 | 2638620.2784 | 1245931.7564
32 | 2638607.1995 | 1245926.0016 | 2638607.1995 | 1245926.0016 | 2638598.6028 | 1245922.499 | 2638589.4884 | 1245919.7372
33 | 2638642.424 | 1245941.9618 | 2638628.1029 | 1245935.1992 | 2638620.2784 | 1245931.7564
34 | 2638560.0891 | 1245911.1302 | 2638578.8041 | 1245916.4997 | 2638589.4884 | 1245919.7372
35 | 2638642.424 | 1245941.9618 | 2638646.987 | 1245944.1165
36 | 2638560.0891 | 1245911.1302 | 2638563.6138 | 1245889.5606
37 | 2638646.987 | 1245944.1165 | 2638651.4043 | 1245946.2025 | 2638667.9025 | 1245956.7057 | 2638676.0355 | 1245961.7787
38 | 2638563.6138 | 1245889.5606 | 2638569.5543 | 1245853.2075
39 | 2638680.968 | 1245964.8553 | 2638676.0355 | 1245961.7787
40 | 2638567.0899 | 1245993.9633 | 2638564.9646 | 1245987.3785 | 2638560.1918 | 1245982.511 | 2638558.2371 | 1245980.4897
41 | 2638558.9001 | 1245991.7976 | 2638567.0899 | 1245993.9633
42 | 2638567.0899 | 1245993.9633 | 2638576.4084 | 1245996.7893
43 | 2638537.5983 | 1246338.1977 | 2638546.9996 | 1246322.4039 | 2638552.6308 | 1246313.4032
44 | 2638582.2027 | 1246281.4056 | 2638569.5983 | 1246291.397 | 2638563.3025 | 1246298.9054 | 2638557.2729 | 1246307.294 | 2638554.1977 | 1246310.8986 | 2638552.6308 | 1246313.4032
45 | 2638537.5983 | 1246338.1977 | 2638532.9042 | 1246335.1986 | 2638520.825 | 1246333.5052
46 | 2638582.2027 | 1246281.4056 | 2638595.4003 | 1246270.8067 | 2638612.4566 | 1246260.2753
47 | 2638520.825 | 1246333.5052 | 2638520.097 | 1246333.4032 | 2638504.6203 | 1246331.7361
48 | 2638613.8076 | 1246259.4411 | 2638612.4566 | 1246260.2753
49 | 2638504.6203 | 1246331.7361 | 2638508.7932 | 1246302.5387
50 | 2638502.3208 | 1246331.4884 | 2638504.6203 | 1246331.7361
51 | 2638613.8076 | 1246259.4411 | 2638607.0617 | 1246254.8387 | 2638597.6976 | 1246252.0871 | 2638595.0602 | 1246251.6396
52 | 2638613.8076 | 1246259.4411 | 2638627.604 | 1246249.7022 | 2638637.1031 | 1246241.0028 | 2638645.0712 | 1246229.6027 | 2638653.2839 | 1246214.7166
53 | 2638501.4675 | 1246301.8768 | 2638508.7932 | 1246302.5387
54 | 2638521.7024 | 1246303.7052 | 2638508.7932 | 1246302.5387
55 | 2638574.7199 | 1246248.1889 | 2638595.0602 | 1246251.6396
56 | 2638653.2839 | 1246214.7166 | 2638656.3847 | 1246209.0962 | 2638661.2549 | 1246200.386
57 | 2638701.076 | 1245978.5036 | 2638703.6995 | 1245980.2988 | 2638715.9218 | 1245987.2676
58 | 2638701.076 | 1245978.5036 | 2638688.3221 | 1245969.7767
59 | 2638742.8177 | 1246000.3974 | 2638729.3039 | 1245994.8976 | 2638715.9218 | 1245987.2676
60 | 2638680.968 | 1245964.8553 | 2638682.7994 | 1245965.9977 | 2638688.3221 | 1245969.7767
61 | 2638742.8177 | 1246000.3974 | 2638744.297 | 1246000.9994 | 2638751.2023 | 1246003.2015 | 2638764.7019 | 1246007.8037 | 2638778.1991 | 1246011.6055 | 2638790.9002 | 1246014.7016 | 2638802.1985 | 1246016.2987 | 2638807.2836 | 1246016.9095
62 | 2638822.3998 | 1246018.3988 | 2638811.3998 | 1246017.404 | 2638807.2836 | 1246016.9095
63 | 2638822.3998 | 1246018.3988 | 2638822.9014 | 1245993.6969 | 2638822.9596 | 1245992.75
64 | 2638823.1043 | 1245990.3961 | 2638822.9596 | 1245992.75
65 | 2638821.9323 | 1246080.6254 | 2638821.7173 | 1246084.6155 | 2638819.1474 | 1246084.8433 | 2638816.7539 | 1246085.8172 | 2638814.749 | 1246087.4385 | 2638813.2998 | 1246089.5637 | 2638812.5359 | 1246092.0159
66 | 2638821.9323 | 1246080.6254 | 2638821.7173 | 1246084.6155 | 2638824.4857 | 1246085.2229 | 2638826.9161 | 1246086.6842 | 2638828.7528 | 1246088.8421 | 2638829.8082 | 1246091.4729 | 2638829.9635 | 1246094.298 | 2638834.7632 | 1246095.0188
67 | 2638821.9323 | 1246080.6254 | 2638831.3011 | 1246076.9065 | 2638836.7969 | 1246073.9961 | 2638844.9992 | 1246069.6024 | 2638852.1027 | 1246064.6011 | 2638854.1097 | 1246062.5516
68 | 2638812.5359 | 1246092.0159 | 2638796.5787 | 1246091.3111 | 2638792.5566 | 1246091.2372
69 | 2638834.7632 | 1246095.0188 | 2638839.9153 | 1246096.1421 | 2638844.2574 | 1246097.1447
70 | 2638834.7632 | 1246095.0188 | 2638831.6355 | 1246108.9074 | 2638829.2835 | 1246115.1809
71 | 2638860.2765 | 1246055.1589 | 2638857.1981 | 1246059.3977 | 2638854.1097 | 1246062.5516
72 | 2638823.1043 | 1245990.3961 | 2638831.0034 | 1245991.9599 | 2638846.2277 | 1245995.0393 | 2638859.0674 | 1245997.7362 | 2638861.5313 | 1245998.3173
73 | 2638823.1043 | 1245990.3961 | 2638824.6141 | 1245971.8947
74 | 2638770.7554 | 1246090.8364 | 2638792.5566 | 1246091.2372
75 | 2638860.2765 | 1246055.1589 | 2638860.9028 | 1246054.2964 | 2638868.4022 | 1246044.2056 | 2638873.1028 | 1246039.2998 | 2638876.7984 | 1246035.5993 | 2638880.1978 | 1246033.2978 | 2638880.7714 | 1246032.79
76 | 2638861.5313 | 1245998.3173 | 2638863.8895 | 1245998.8735
77 | 2638824.6141 | 1245971.8947 | 2638825.8827 | 1245956.3503
78 | 2638584.2118 | 1245999.1557 | 2638576.4084 | 1245996.7893
79 | 2638584.2118 | 1245999.1557 | 2638579.5559 | 1246020.4617
80 | 2638584.2118 | 1245999.1557 | 2638594.9096 | 1246003.9686
81 | 2638558.9001 | 1245991.7976 | 2638555.1976 | 1246002.4027 | 2638551.9677 | 1246022.6566
82 | 2638579.5559 | 1246020.4617 | 2638593.2462 | 1246028.278
83 | 2638551.9677 | 1246022.6566 | 2638548.4167 | 1246044.9243
84 | 2638548.4167 | 1246044.9243 | 2638548.1021 | 1246046.8969 | 2638545.858 | 1246061.3857
85 | 2638902.6888 | 1245953.757 | 2638901.9019 | 1245969.7984 | 2638900.9012 | 1245978.3974 | 2638897.5043 | 1245992.9959 | 2638896.9439 | 1245994.8744
86 | 2638892.1974 | 1246009.7054 | 2638894.3993 | 1246003.4046 | 2638896.9439 | 1245994.8744
87 | 2638892.1974 | 1246009.7054 | 2638892.9043 | 1246010.1992 | 2638895.1988 | 1246012.8049 | 2638896.9022 | 1246015.6957 | 2638899.7012 | 1246020.7743
88 | 2638892.1974 | 1246009.7054 | 2638889.5042 | 1246007.9978 | 2638883.597 | 1246004.5012 | 2638873.6623 | 1246001.1784 | 2638863.8895 | 1245998.8735
89 | 2638902.7999 | 1246026.3969 | 2638899.7012 | 1246020.7743
90 | 2638902.7999 | 1246026.3969 | 2638904.5988 | 1246029.6998 | 2638907.8015 | 1246035.5023 | 2638909.3985 | 1246040.8052 | 2638909.9996 | 1246048.2029 | 2638910.4814 | 1246064.8039
91 | 2638902.7999 | 1246026.3969 | 2638894.4042 | 1246027.9985 | 2638886.0985 | 1246029.7008 | 2638882.9028 | 1246030.9029 | 2638880.7714 | 1246032.79
92 | 2638911.9408 | 1246082.8631 | 2638910.5973 | 1246068.7981 | 2638910.4814 | 1246064.8039
93 | 2638574.7199 | 1246248.1889 | 2638553.7728 | 1246244.6352
94 | 2638553.7728 | 1246244.6352 | 2638553.2166 | 1246244.5409
95 | 2638834.0573 | 1245912.8857 | 2638832.0801 | 1245920.4299
96 | 2638834.0573 | 1245912.8857 | 2638835.1749 | 1245908.6214 | 2638839.629 | 1245899.8448 | 2638845.2218 | 1245890.2195 | 2638846.4177 | 1245887.735
97 | 2638832.0801 | 1245920.4299 | 2638831.9518 | 1245920.9195 | 2638829.9866 | 1245929.4664
98 | 2638860.1331 | 1245859.2412 | 2638846.4177 | 1245887.735
99 | 2638829.9866 | 1245929.4664 | 2638828.756 | 1245934.8188 | 2638826.3073 | 1245951.1469 | 2638825.8827 | 1245956.3503
100 | 2638860.1331 | 1245859.2412 | 2638853.349 | 1245852.3479 | 2638821.0038 | 1245831.8074
101 | 2638759.1074 | 1246150.0908 | 2638759.5132 | 1246146.4052 | 2638759.5002 | 1246140.3011 | 2638758.0909 | 1246136.3338
102 | 2638545.858 | 1246061.3857 | 2638544.6012 | 1246069.5001 | 2638542.9014 | 1246087.5265
103 | 2638527.4129 | 1246240.1632 | 2638553.2166 | 1246244.5409
104 | 2638527.4129 | 1246240.1632 | 2638523.2489 | 1246239.4568
105 | 2638519.3416 | 1246238.794 | 2638523.2489 | 1246239.4568
106 | 2638510.1364 | 1246237.2323 | 2638519.3416 | 1246238.794
107 | 2638618.8657 | 1246134.5587 | 2638644.7421 | 1246138.952
108 | 2638618.8657 | 1246134.5587 | 2638615.3996 | 1246134.3805 | 2638601.4093 | 1246136.1031
109 | 2638618.8657 | 1246134.5587 | 2638623.3587 | 1246115.0863
110 | 2638539.1482 | 1246143.769 | 2638533.4825 | 1246145.0414
111 | 2638539.1482 | 1246143.769 | 2638568.4879 | 1246140.1565
112 | 2638568.4879 | 1246140.1565 | 2638601.4093 | 1246136.1031
113 | 2638915.7023 | 1246103.5988 | 2638913.501 | 1246096.0016 | 2638912.2019 | 1246085.5974 | 2638911.9408 | 1246082.8631
114 | 2638915.7023 | 1246103.5988 | 2638892.5985 | 1246104.1033 | 2638891.9443 | 1246104.096

## bus_geodata
| x | y | coords
0 | 2638682.6206 | 1246053.0062
1 | 2638696.5848 | 1246044.9823
2 | 2638670.5202 | 1246054.6314
3 | 2638701.8971 | 1246044.696
4 | 2638660.5163 | 1246047.1048
5 | 2638719.5169 | 1246050.6669
6 | 2638717.5226 | 1246088.1597
7 | 2638722.4916 | 1246086.0907
8 | 2638713.4821 | 1246096.1052
9 | 2638638.2508 | 1246030.2096
10 | 2638719.9226 | 1246050.7723
11 | 2638733.4796 | 1246092.3777
12 | 2638717.108 | 1246104.2342
13 | 2638620.0837 | 1246017.1987
14 | 2638695.6753 | 1246139.2397
15 | 2638741.0032 | 1246090.103
16 | 2638690.1901 | 1246148.6434
17 | 2638654.0464 | 1246122.7577
18 | 2638729.3789 | 1246152.85
19 | 2638742.109 | 1246069.1242
20 | 2638752.4987 | 1246090.4005
21 | 2638675.981 | 1246174.0487
22 | 2638637.6136 | 1246118.6498
23 | 2638753.3691 | 1246164.1657
24 | 2638611.5715 | 1245927.9253
25 | 2638607.1995 | 1245926.0016
26 | 2638620.2784 | 1245931.7564
27 | 2638589.4884 | 1245919.7372
28 | 2638642.424 | 1245941.9618
29 | 2638560.0891 | 1245911.1302
30 | 2638646.987 | 1245944.1165
31 | 2638563.6138 | 1245889.5606
32 | 2638676.0355 | 1245961.7787
33 | 2638569.5543 | 1245853.2075
34 | 2638558.2371 | 1245980.4897
35 | 2638567.0899 | 1245993.9633
36 | 2638552.6308 | 1246313.4032
37 | 2638537.5983 | 1246338.1977
38 | 2638582.2027 | 1246281.4056
39 | 2638520.825 | 1246333.5052
40 | 2638612.4566 | 1246260.2753
41 | 2638504.6203 | 1246331.7361
42 | 2638613.8076 | 1246259.4411
43 | 2638508.7932 | 1246302.5387
44 | 2638502.3208 | 1246331.4884
45 | 2638521.7024 | 1246303.7052
46 | 2638595.0602 | 1246251.6396
47 | 2638653.2839 | 1246214.7166
48 | 2638701.076 | 1245978.5036
49 | 2638715.9218 | 1245987.2676
50 | 2638688.3221 | 1245969.7767
51 | 2638742.8177 | 1246000.3974
52 | 2638680.968 | 1245964.8553
53 | 2638807.2836 | 1246016.9095
54 | 2638822.3998 | 1246018.3988
55 | 2638501.4675 | 1246301.8768
56 | 2638822.9596 | 1245992.75
57 | 2638821.9323 | 1246080.6254
58 | 2638812.5359 | 1246092.0159
59 | 2638834.7632 | 1246095.0188
60 | 2638854.1097 | 1246062.5516
61 | 2638823.1043 | 1245990.3961
62 | 2638792.5566 | 1246091.2372
63 | 2638844.2574 | 1246097.1447
64 | 2638829.2835 | 1246115.1809
65 | 2638860.2765 | 1246055.1589
66 | 2638861.5313 | 1245998.3173
67 | 2638824.6141 | 1245971.8947
68 | 2638576.4084 | 1245996.7893
69 | 2638584.2118 | 1245999.1557
70 | 2638558.9001 | 1245991.7976
71 | 2638579.5559 | 1246020.4617
72 | 2638594.9096 | 1246003.9686
73 | 2638551.9677 | 1246022.6566
74 | 2638593.2462 | 1246028.278
75 | 2638548.4167 | 1246044.9243
76 | 2638896.9439 | 1245994.8744
77 | 2638902.6888 | 1245953.757
78 | 2638892.1974 | 1246009.7054
79 | 2638899.7012 | 1246020.7743
80 | 2638863.8895 | 1245998.8735
81 | 2638902.7999 | 1246026.3969
82 | 2638910.4814 | 1246064.8039
83 | 2638880.7714 | 1246032.79
84 | 2638661.2549 | 1246200.386
85 | 2638574.7199 | 1246248.1889
86 | 2638553.7728 | 1246244.6352
87 | 2638834.0573 | 1245912.8857
88 | 2638832.0801 | 1245920.4299
89 | 2638846.4177 | 1245887.735
90 | 2638829.9866 | 1245929.4664
91 | 2638860.1331 | 1245859.2412
92 | 2638825.8827 | 1245956.3503
93 | 2638821.0038 | 1245831.8074
94 | 2638759.1074 | 1246150.0908
95 | 2638758.0909 | 1246136.3338
96 | 2638754.4282 | 1246184.2042
97 | 2638770.7554 | 1246090.8364
98 | 2638545.858 | 1246061.3857
99 | 2638542.9014 | 1246087.5265
100 | 2638527.4129 | 1246240.1632
101 | 2638553.2166 | 1246244.5409
102 | 2638523.2489 | 1246239.4568
103 | 2638519.3416 | 1246238.794
104 | 2638510.1364 | 1246237.2323
105 | 2638732.0817 | 1246055.4645
106 | 2638644.7421 | 1246138.952
107 | 2638618.8657 | 1246134.5587
108 | 2638623.3587 | 1246115.0863
109 | 2638539.1482 | 1246143.769
110 | 2638533.4825 | 1246145.0414
111 | 2638568.4879 | 1246140.1565
112 | 2638911.9408 | 1246082.8631
113 | 2638915.7023 | 1246103.5988
114 | 2638891.9443 | 1246104.096
115 | 2638601.4093 | 1246136.1031
116 | 2638670.5202 | 1246054.6314

## line_std_types
| c_nf_per_km | r_ohm_per_km | x_ohm_per_km | max_i_ka | type | q_mm2 | alpha | voltage_rating
NAYY 4x50 SE | 210 | 0.642 | 0.083 | 0.142 | cs | 50 | 0.00403 | LV
NAYY 4x120 SE | 264 | 0.225 | 0.08 | 0.242 | cs | 120 | 0.00403 | LV
NAYY 4x150 SE | 261 | 0.208 | 0.08 | 0.27 | cs | 150 | 0.00403 | LV
NA2XS2Y 1x95 RM/25 12/20 kV | 216 | 0.313 | 0.132 | 0.252 | cs | 95 | 0.00403 | MV
NA2XS2Y 1x185 RM/25 12/20 kV | 273 | 0.161 | 0.117 | 0.362 | cs | 185 | 0.00403 | MV
NA2XS2Y 1x240 RM/25 12/20 kV | 304 | 0.122 | 0.112 | 0.421 | cs | 240 | 0.00403 | MV
NA2XS2Y 1x95 RM/25 6/10 kV | 315 | 0.313 | 0.123 | 0.249 | cs | 95 | 0.00403 | MV
NA2XS2Y 1x185 RM/25 6/10 kV | 406 | 0.161 | 0.11 | 0.358 | cs | 185 | 0.00403 | MV
NA2XS2Y 1x240 RM/25 6/10 kV | 456 | 0.122 | 0.105 | 0.416 | cs | 240 | 0.00403 | MV
NA2XS2Y 1x150 RM/25 12/20 kV | 250 | 0.206 | 0.116 | 0.319 | cs | 150 | 0.00403 | MV
NA2XS2Y 1x120 RM/25 12/20 kV | 230 | 0.253 | 0.119 | 0.283 | cs | 120 | 0.00403 | MV
NA2XS2Y 1x70 RM/25 12/20 kV | 190 | 0.443 | 0.132 | 0.22 | cs | 70 | 0.00403 | MV
NA2XS2Y 1x150 RM/25 6/10 kV | 360 | 0.206 | 0.11 | 0.315 | cs | 150 | 0.00403 | MV
NA2XS2Y 1x120 RM/25 6/10 kV | 340 | 0.253 | 0.113 | 0.28 | cs | 120 | 0.00403 | MV
NA2XS2Y 1x70 RM/25 6/10 kV | 280 | 0.443 | 0.123 | 0.217 | cs | 70 | 0.00403 | MV
N2XS(FL)2Y 1x120 RM/35 64/110 kV | 112 | 0.153 | 0.166 | 0.366 | cs | 120 | 0.00393 | HV
N2XS(FL)2Y 1x185 RM/35 64/110 kV | 125 | 0.099 | 0.156 | 0.457 | cs | 185 | 0.00393 | HV
N2XS(FL)2Y 1x240 RM/35 64/110 kV | 135 | 0.075 | 0.149 | 0.526 | cs | 240 | 0.00393 | HV
N2XS(FL)2Y 1x300 RM/35 64/110 kV | 144 | 0.06 | 0.144 | 0.588 | cs | 300 | 0.00393 | HV
15-AL1/3-ST1A 0.4 | 11 | 1.8769 | 0.35 | 0.105 | ol | 16 | 0.00403 | LV
24-AL1/4-ST1A 0.4 | 11.25 | 1.2012 | 0.335 | 0.14 | ol | 24 | 0.00403 | LV
48-AL1/8-ST1A 0.4 | 12.2 | 0.5939 | 0.3 | 0.21 | ol | 48 | 0.00403 | LV
94-AL1/15-ST1A 0.4 | 13.2 | 0.306 | 0.29 | 0.35 | ol | 94 | 0.00403 | LV
34-AL1/6-ST1A 10.0 | 9.7 | 0.8342 | 0.36 | 0.17 | ol | 34 | 0.00403 | MV
48-AL1/8-ST1A 10.0 | 10.1 | 0.5939 | 0.35 | 0.21 | ol | 48 | 0.00403 | MV
70-AL1/11-ST1A 10.0 | 10.4 | 0.4132 | 0.339 | 0.29 | ol | 70 | 0.00403 | MV
94-AL1/15-ST1A 10.0 | 10.75 | 0.306 | 0.33 | 0.35 | ol | 94 | 0.00403 | MV
122-AL1/20-ST1A 10.0 | 11.1 | 0.2376 | 0.323 | 0.41 | ol | 122 | 0.00403 | MV
149-AL1/24-ST1A 10.0 | 11.25 | 0.194 | 0.315 | 0.47 | ol | 149 | 0.00403 | MV
34-AL1/6-ST1A 20.0 | 9.15 | 0.8342 | 0.382 | 0.17 | ol | 34 | 0.00403 | MV
48-AL1/8-ST1A 20.0 | 9.5 | 0.5939 | 0.372 | 0.21 | ol | 48 | 0.00403 | MV
70-AL1/11-ST1A 20.0 | 9.7 | 0.4132 | 0.36 | 0.29 | ol | 70 | 0.00403 | MV
94-AL1/15-ST1A 20.0 | 10 | 0.306 | 0.35 | 0.35 | ol | 94 | 0.00403 | MV
122-AL1/20-ST1A 20.0 | 10.3 | 0.2376 | 0.344 | 0.41 | ol | 122 | 0.00403 | MV
149-AL1/24-ST1A 20.0 | 10.5 | 0.194 | 0.337 | 0.47 | ol | 149 | 0.00403 | MV
184-AL1/30-ST1A 20.0 | 10.75 | 0.1571 | 0.33 | 0.535 | ol | 184 | 0.00403 | MV
243-AL1/39-ST1A 20.0 | 11 | 0.1188 | 0.32 | 0.645 | ol | 243 | 0.00403 | MV
48-AL1/8-ST1A 110.0 | 8 | 0.5939 | 0.46 | 0.21 | ol | 48 | 0.00403 | HV
70-AL1/11-ST1A 110.0 | 8.4 | 0.4132 | 0.45 | 0.29 | ol | 70 | 0.00403 | HV
94-AL1/15-ST1A 110.0 | 8.65 | 0.306 | 0.44 | 0.35 | ol | 94 | 0.00403 | HV
122-AL1/20-ST1A 110.0 | 8.5 | 0.2376 | 0.43 | 0.41 | ol | 122 | 0.00403 | HV
149-AL1/24-ST1A 110.0 | 8.75 | 0.194 | 0.41 | 0.47 | ol | 149 | 0.00403 | HV
184-AL1/30-ST1A 110.0 | 8.8 | 0.1571 | 0.4 | 0.535 | ol | 184 | 0.00403 | HV
243-AL1/39-ST1A 110.0 | 9 | 0.1188 | 0.39 | 0.645 | ol | 243 | 0.00403 | HV
305-AL1/39-ST1A 110.0 | 9.2 | 0.0949 | 0.38 | 0.74 | ol | 305 | 0.00403 | HV
490-AL1/64-ST1A 110.0 | 9.75 | 0.059 | 0.37 | 0.96 | ol | 490 | 0.00403 | HV
679-AL1/86-ST1A 110.0 | 9.95 | 0.042 | 0.36 | 1.15 | ol | 679 | 0.00403 | HV
490-AL1/64-ST1A 220.0 | 10 | 0.059 | 0.285 | 0.96 | ol | 490 | 0.00403 | HV
679-AL1/86-ST1A 220.0 | 11.7 | 0.042 | 0.275 | 1.15 | ol | 679 | 0.00403 | HV
490-AL1/64-ST1A 380.0 | 11 | 0.059 | 0.253 | 0.96 | ol | 490 | 0.00403 | HV
679-AL1/86-ST1A 380.0 | 14.6 | 0.042 | 0.25 | 1.15 | ol | 679 | 0.00403 | HV

## trafo_std_types
| i0_percent | pfe_kw | vkr_percent | sn_mva | vn_lv_kv | vn_hv_kv | vk_percent | shift_degree | vector_group | tap_side | tap_neutral | tap_min | tap_max | tap_step_degree | tap_step_percent | tap_phase_shifter
160 MVA 380/110 kV | 0.06 | 60 | 0.25 | 160 | 110 | 380 | 12.2 | 0 | Yy0 | hv | 0 | -9 | 9 | 0 | 1.5 | FALSE
100 MVA 220/110 kV | 0.06 | 55 | 0.26 | 100 | 110 | 220 | 12 | 0 | Yy0 | hv | 0 | -9 | 9 | 0 | 1.5 | FALSE
63 MVA 110/20 kV | 0.04 | 22 | 0.32 | 63 | 20 | 110 | 18 | 150 | YNd5 | hv | 0 | -9 | 9 | 0 | 1.5 | FALSE
40 MVA 110/20 kV | 0.05 | 18 | 0.34 | 40 | 20 | 110 | 16.2 | 150 | YNd5 | hv | 0 | -9 | 9 | 0 | 1.5 | FALSE
25 MVA 110/20 kV | 0.07 | 14 | 0.41 | 25 | 20 | 110 | 12 | 150 | YNd5 | hv | 0 | -9 | 9 | 0 | 1.5 | FALSE
63 MVA 110/10 kV | 0.04 | 22 | 0.32 | 63 | 10 | 110 | 18 | 150 | YNd5 | hv | 0 | -9 | 9 | 0 | 1.5 | FALSE
40 MVA 110/10 kV | 0.05 | 18 | 0.34 | 40 | 10 | 110 | 16.2 | 150 | YNd5 | hv | 0 | -9 | 9 | 0 | 1.5 | FALSE
25 MVA 110/10 kV | 0.07 | 14 | 0.41 | 25 | 10 | 110 | 12 | 150 | YNd5 | hv | 0 | -9 | 9 | 0 | 1.5 | FALSE
0.25 MVA 20/0.4 kV | 0.32 | 0.8 | 1.44 | 0.25 | 0.4 | 20 | 6 | 150 | Yzn5 | hv | 0 | -2 | 2 | 0 | 2.5 | FALSE
0.4 MVA 20/0.4 kV | 0.3375 | 1.35 | 1.425 | 0.4 | 0.4 | 20 | 6 | 150 | Dyn5 | hv | 0 | -2 | 2 | 0 | 2.5 | FALSE
0.63 MVA 20/0.4 kV | 0.2619 | 1.65 | 1.206 | 0.63 | 0.4 | 20 | 6 | 150 | Dyn5 | hv | 0 | -2 | 2 | 0 | 2.5 | FALSE
0.25 MVA 10/0.4 kV | 0.24 | 0.6 | 1.2 | 0.25 | 0.4 | 10 | 4 | 150 | Dyn5 | hv | 0 | -2 | 2 | 0 | 2.5 | FALSE
0.4 MVA 10/0.4 kV | 0.2375 | 0.95 | 1.325 | 0.4 | 0.4 | 10 | 4 | 150 | Dyn5 | hv | 0 | -2 | 2 | 0 | 2.5 | FALSE
0.63 MVA 10/0.4 kV | 0.1873 | 1.18 | 1.0794 | 0.63 | 0.4 | 10 | 4 | 150 | Dyn5 | hv | 0 | -2 | 2 | 0 | 2.5 | FALSE

## trafo3w_std_types
| sn_hv_mva | sn_mv_mva | sn_lv_mva | vn_hv_kv | vn_mv_kv | vn_lv_kv | vk_hv_percent | vk_mv_percent | vk_lv_percent | vkr_hv_percent | vkr_mv_percent | vkr_lv_percent | pfe_kw | i0_percent | shift_mv_degree | shift_lv_degree | vector_group | tap_side | tap_neutral | tap_min | tap_max | tap_step_percent
63/25/38 MVA 110/20/10 kV | 63 | 25 | 38 | 110 | 20 | 10 | 10.4 | 10.4 | 10.4 | 0.28 | 0.32 | 0.35 | 35 | 0.89 | 0 | 0 | YN0yn0yn0 | hv | 0 | -10 | 10 | 1.2
63/25/38 MVA 110/10/10 kV | 63 | 25 | 38 | 110 | 10 | 10 | 10.4 | 10.4 | 10.4 | 0.28 | 0.32 | 0.35 | 35 | 0.89 | 0 | 0 | YN0yn0yn0 | hv | 0 | -10 | 10 | 1.2

## fuse_std_types
| fuse_type | i_rated_a | t_avg | t_min | t_total | x_avg | x_min | x_total
HV 100A | HV 100A | 100 | 0 | [10.0, 3.64, 0.854, 0.281, 0.1, 0.0531, 0.022, 0.01] | [10.0, 4.267, 1.21, 0.403, 0.1, 0.058, 0.022, 0.01] | 0 | [300.0, 350.0, 450.0, 550.0, 700.0, 850.0, 1200.0, 1752.0] | [600.0, 700.0, 900.0, 1150.0, 1665.0, 2000.0, 3000.0, 4313.0]
HV 10A | HV 10A | 10 | 0 | [10.0, 1675.0, 0.344, 0.156, 0.1, 0.0417, 0.0171, 0.01] | [10.0, 1.3, 0.3, 0.155, 0.1, 0.0555, 0.023, 0.01] | 0 | [30.0, 32.0, 35.0, 37.0, 39.0, 50.0, 70.0, 88.0] | [60.0, 70.0, 80.0, 87.0, 94.0, 110.0, 150.0, 216.0]
HV 125A | HV 125A | 125 | 0 | [10.0, 1.82, 0.344, 0.1, 0.0467, 0.0269, 0.01] | [10.0, 2.478, 0.426, 0.1, 0.0427, 0.0211, 0.01] | 0 | [375.0, 500.0, 700.0, 925.0, 1200.0, 1500.0, 2341.0] | [750.0, 1000.0, 1500.0, 2200.0, 3000.0, 4000.0, 5765.0]
HV 160A | HV 160A | 160 | 0 | [10.0, 4.15, 1.03, 0.198, 0.1, 0.051, 0.0172, 0.01] | [10.0, 2.3, 0.734, 0.274, 0.1, 0.046, 0.0177, 0.01] | 0 | [480.0, 550.0, 700.0, 1000.0, 1260.0, 1600.0, 2500.0, 3227.0] | [960.0, 1300.0, 1700.0, 2200.0, 2996.0, 4000.0, 6000.0, 7946.0]
HV 16A | HV 16A | 16 | 0 | [10.0, 0.352, 0.164, 0.1, 0.0649, 0.0342, 0.01] | [10.0, 2.34, 0.722, 0.181, 0.1, 0.055, 0.0296, 0.01] | 0 | [48.0, 60.0, 65.0, 71.0, 80.0, 100.0, 162.0] | [96.0, 110.0, 125.0, 150.0, 168.0, 200.0, 250.0, 398.0]
HV 200A | HV 200A | 200 | 0 | [10.0, 4.267, 1.21, 0.403, 0.1, 0.058, 0.022, 0.01] | [10.0, 3.73, 1.654, 0.328, 0.1, 0.0531, 0.019, 0.01] | 0 | [600.0, 700.0, 900.0, 1150.0, 1665.0, 2000.0, 3000.0, 4313.0] | [1200.0, 1500.0, 1800.0, 2700.0, 3960.0, 5000.0, 7500.0, 10620.0]
HV 20A | HV 20A | 20 | 0 | [10.0, 1.3, 0.3, 0.155, 0.1, 0.0555, 0.023, 0.01] | [10.0, 1.3, 0.161, 0.1, 0.0611, 0.0399, 0.0141, 0.01] | 0 | [60.0, 70.0, 80.0, 87.0, 94.0, 110.0, 150.0, 216.0] | [120.0, 150.0, 200.0, 223.0, 260.0, 300.0, 450.0, 532.0]
HV 25A | HV 25A | 25 | 0 | [10.0, 2.512, 0.833, 0.299, 0.1, 0.0372, 0.0223, 0.01] | [10.0, 3.125, 0.597, 0.198, 0.1, 0.0378, 0.022, 0.01] | 0 | [75.0, 82.0, 90.0, 100.0, 124.0, 170.0, 200.0, 289.0] | [150.0, 170.0, 210.0, 250.0, 294.0, 400.0, 500.0, 711.0]
HV 31.5A | HV 31.5A | 31.5 | 0 | [10.0, 2.34, 0.722, 0.181, 0.1, 0.055, 0.0296, 0.01] | [10.0, 2.84, 0.368, 0.164, 0.1, 0.0621, 0.0378, 0.0195, 0.01] | 0 | [95.0, 110.0, 125.0, 150.0, 165.0, 200.0, 250.0, 390.0] | [189.0, 220.0, 300.0, 350.0, 393.0, 450.0, 530.0, 700.0, 960.0]
HV 40A | HV 40A | 40 | 0 | [10.0, 1.3, 0.161, 0.1, 0.0611, 0.0399, 0.0141, 0.01] | [10.0, 2.05, 0.369, 0.198, 0.1, 0.051, 0.0298, 0.01] | 0 | [120.0, 150.0, 200.0, 223.0, 260.0, 300.0, 450.0, 532.0] | [240.0, 300.0, 400.0, 450.0, 530.0, 650.0, 800.0, 1311.0]
HV 50A | HV 50A | 50 | 0 | [10.0, 3.215, 0.597, 0.198, 0.1, 0.0378, 0.022, 0.01] | [10.0, 3.64, 0.854, 0.281, 0.1, 0.0531, 0.022, 0.01] | 0 | [150.0, 170.0, 210.0, 250.0, 294.0, 400.0, 500.0, 711.0] | [300.0, 350.0, 450.0, 550.0, 700.0, 850.0, 1200.0, 1752.0]
HV 6.3A | HV 6.3A | 6.3 | 0 | [10.0, 1.39, 0.344, 0.168, 0.1, 0.056, 0.0263, 0.01] | [10.0, 1.711, 0.516, 0.198, 0.1, 0.0634, 0.0303, 0.01] | 0 | [19.0, 19.5, 20.4, 20.8, 22.0, 25.0, 32.0, 48.0] | [38.0, 40.0, 43.0, 48.0, 53.0, 60.0, 75.0, 118.0]
HV 63A | HV 63A | 63 | 0 | [10.0, 2.84, 0.368, 0.164, 0.1, 0.0621, 0.0378, 0.0195, 0.01] | [10.0, 1.82, 0.344, 0.1, 0.0467, 0.0269, 0.01] | 0 | [189.0, 220.0, 300.0, 350.0, 393.0, 450.0, 530.0, 700.0, 961.0] | [378.0, 500.0, 700.0, 934.0, 1200.0, 1500.0, 2366.0]
HV 80A | HV 80A | 80 | 0 | [10.0, 2.05, 0.369, 0.198, 0.1, 0.051, 0.0298, 0.01] | [10.0, 4.15, 1.03, 0.198, 0.1, 0.051, 0.0172, 0.01] | 0 | [240.0, 300.0, 400.0, 450.0, 530.0, 650.0, 800.0, 1311.0] | [480.0, 550.0, 700.0, 1000.0, 1260.0, 1600.0, 2500.0, 3227.0]
Siemens NH-1-100 | Siemens NH-1-100 | 100 | [5400.0, 2000.0, 400.0, 20.0, 1.0, 0.2, 0.012, 0.004] | 0 | 0 | [150.0, 190.0, 250.0, 430.0, 900.0, 1250.0, 2700.0, 3600.0] | 0 | 0
Siemens NH-1-125 | Siemens NH-1-125 | 125 | [4800.0, 120.0, 7.0, 0.1, 0.004] | 0 | 0 | [180.0, 400.0, 740.0, 2000.0, 4250.0] | 0 | 0
Siemens NH-1-16 | Siemens NH-1-16 | 16 | [4000.0, 400.0, 2.0, 0.1, 0.04, 0.01] | 0 | 0 | [26.0, 35.0, 75.0, 150.0, 200.0, 300.0] | 0 | 0
Siemens NH-1-160 | Siemens NH-1-160 | 160 | [4800.0, 120.0, 7.0, 0.1, 0.004] | 0 | 0 | [210.0, 500.0, 900.0, 2300.0, 5000.0] | 0 | 0
Siemens NH-1-25 | Siemens NH-1-25 | 25 | [4000.0, 1000.0, 10.0, 0.2, 0.02, 0.01] | 0 | 0 | [40.0, 50.0, 100.0, 210.0, 400.0, 500.0] | 0 | 0
Siemens NH-1-50 | Siemens NH-1-50 | 50 | [4000.0, 40.0, 4.0, 1.0, 0.02, 0.01] | 0 | 0 | [86.0, 200.0, 300.0, 400.0, 1000.0, 1280.0] | 0 | 0
Siemens NH-1-63 | Siemens NH-1-63 | 63 | [4000.0, 100.0, 10.0, 2.0, 0.04, 0.01] | 0 | 0 | [100.0, 200.0, 300.0, 400.0, 1000.0, 1500.0] | 0 | 0
Siemens NH-1-80 | Siemens NH-1-80 | 80 | [4800.0, 120.0, 7.0, 0.1, 0.01] | 0 | 0 | [150.58, 250.0, 450.0, 1150.0, 2470.0] | 0 | 0
Siemens NH-2-1000 | Siemens NH-2-1000 | 1000 | [4800.0, 120.0, 7.0, 0.1, 0.004] | 0 | 0 | [1900.0, 3500.0, 8400.0, 24000.0, 52000.0] | 0 | 0
Siemens NH-2-200 | Siemens NH-2-200 | 200 | [4800.0, 120.0, 7.0, 0.1, 0.004] | 0 | 0 | [280.0, 650.0, 1200.0, 3000.0, 7000.0] | 0 | 0
Siemens NH-2-224 | Siemens NH-2-224 | 224 | [4800.0, 120.0, 7.0, 0.2, 0.04, 0.004] | 0 | 0 | [400.0, 750.0, 1453.0, 3025.0, 4315.0, 7600.0] | 0 | 0
Siemens NH-2-250 | Siemens NH-2-250 | 250 | [4800.0, 120.0, 7.0, 0.1, 0.004] | 0 | 0 | [450.0, 800.0, 1650.0, 4000.0, 8500.0] | 0 | 0
Siemens NH-2-315 | Siemens NH-2-315 | 315 | [4800.0, 120.0, 7.0, 0.1, 0.004] | 0 | 0 | [550.0, 920.0, 1900.0, 5000.0, 11000.0] | 0 | 0
Siemens NH-2-355 | Siemens NH-2-355 | 355 | [4800.0, 120.0, 6.0, 0.1, 0.004] | 0 | 0 | [650.0, 1116.27, 2350.0, 5840.0, 12790.0] | 0 | 0
Siemens NH-2-400 | Siemens NH-2-400 | 400 | [4800.0, 120.0, 7.0, 0.1, 0.004] | 0 | 0 | [720.0, 1350.0, 2800.0, 6500.0, 15000.0] | 0 | 0
Siemens NH-2-425 | Siemens NH-2-425 | 425 | [4800.0, 120.0, 7.0, 0.1, 0.004] | 0 | 0 | [850.0, 1500.0, 3050.0, 7500.0, 16500.0] | 0 | 0
Siemens NH-2-630 | Siemens NH-2-630 | 630 | [4800.0, 120.0, 7.0, 0.1, 0.004] | 0 | 0 | [1200.0, 2000.0, 4800.0, 12000.0, 26000.0] | 0 | 0

## res_bus
| vm_pu | va_degree | p_mw | q_mvar
0 | 0.99824 | -0.033102 | 0.0026994 | 0.00067654
1 | 0.997 | -0.056656 | 0.0020905 | 0.00052392
2 | 0.99911 | -0.016744 | 0 | 0
3 | 0.99661 | -0.063949 | 0.0021372 | 0.00053563
4 | 1 | 0 | -0.44629 | -0.11428
5 | 0.99531 | -0.088577 | 0.0024379 | 0.000611
6 | 0.9911 | -0.16898 | 0 | 0
7 | 0.99121 | -0.16685 | 0.0018866 | 0.00047283
8 | 0.99091 | -0.17257 | 0.0071166 | 0.0017836
9 | 0.99863 | -0.026343 | 0.0069229 | 0.001735
10 | 0.99528 | -0.089128 | 0.00229 | 0.00057393
11 | 0.99149 | -0.16145 | 0 | 0
12 | 0.99062 | -0.17817 | 0 | 0
13 | 0.99767 | -0.044775 | 0.010287 | 0.0025781
14 | 0.9867 | -0.25387 | 0 | 0
15 | 0.99165 | -0.15833 | 0 | 0
16 | 0.98632 | -0.2613 | 0 | 0
17 | 0.98432 | -0.30027 | 0.018091 | 0.004534
18 | 0.98646 | -0.25864 | 0.0011068 | 0.00027738
19 | 0.99307 | -0.13119 | 0.0046719 | 0.0011709
20 | 0.99111 | -0.16861 | 0 | 0
21 | 0.98529 | -0.2812 | 0.0043059 | 0.0010792
22 | 0.9837 | -0.31236 | 0.0019548 | 0.00048991
23 | 0.9863 | -0.26161 | 0 | 0
24 | 0.97329 | -0.51462 | 0.0092417 | 0.0023162
25 | 0.97305 | -0.5193 | 0.012129 | 0.0030398
26 | 0.97347 | -0.51097 | 0.0096074 | 0.0024079
27 | 0.97233 | -0.53355 | 0.0065219 | 0.0016345
28 | 0.9738 | -0.5045 | 0.012135 | 0.0030412
29 | 0.97134 | -0.55312 | 0 | 0
30 | 0.97388 | -0.50294 | 0.0092152 | 0.0023095
31 | 0.97063 | -0.5671 | 0.016331 | 0.004093
32 | 0.97447 | -0.49126 | 0.0086515 | 0.0021683
33 | 0.97 | -0.57956 | 0.018277 | 0.0045807
34 | 0.99608 | -0.075378 | 0.0022747 | 0.00057009
35 | 0.99611 | -0.074717 | 0 | 0
36 | 0.98105 | -0.36396 | 0.001486 | 0.00037244
37 | 0.98072 | -0.37056 | 0 | 0
38 | 0.98162 | -0.35278 | 0 | 0
39 | 0.98051 | -0.37461 | 0.0025184 | 0.00063116
40 | 0.9821 | -0.34338 | 0.00064309 | 0.00016117
41 | 0.98036 | -0.37758 | 0.0021004 | 0.00052641
42 | 0.98213 | -0.34296 | 0 | 0
43 | 0.98023 | -0.38 | 0.0012391 | 0.00031054
44 | 0.98035 | -0.37772 | 0.0034328 | 0.00086035
45 | 0.9802 | -0.38058 | 0.002461 | 0.00061678
46 | 0.98182 | -0.34899 | 0.0017446 | 0.00043723
47 | 0.98386 | -0.30916 | 0.0017028 | 0.00042677
48 | 0.97515 | -0.47794 | 0.002408 | 0.00060351
49 | 0.97558 | -0.46956 | 0.013925 | 0.00349
50 | 0.97478 | -0.48531 | 0.014106 | 0.0035353
51 | 0.9764 | -0.45348 | 0.014231 | 0.0035667
52 | 0.97459 | -0.48908 | 0.013908 | 0.0034857
53 | 0.97839 | -0.41434 | 0.0019133 | 0.00047951
54 | 0.97885 | -0.40535 | 0 | 0
55 | 0.98023 | -0.38011 | 0.00081842 | 0.00020511
56 | 0.97963 | -0.39018 | 0.0032917 | 0.00082497
57 | 0.98763 | -0.23527 | 0 | 0
58 | 0.98837 | -0.22103 | 0 | 0
59 | 0.98752 | -0.23741 | 0 | 0
60 | 0.98603 | -0.26601 | 0.00090563 | 0.00022697
61 | 0.97971 | -0.38876 | 0 | 0
62 | 0.98925 | -0.20418 | 0.010925 | 0.002738
63 | 0.98751 | -0.23752 | 0.00067622 | 0.00016948
64 | 0.98743 | -0.23909 | 0.0045131 | 0.0011311
65 | 0.98562 | -0.27398 | 0.001155 | 0.00028948
66 | 0.98123 | -0.3591 | 0.003355 | 0.00084085
67 | 0.97956 | -0.39163 | 0.0049306 | 0.0012357
68 | 0.99624 | -0.072259 | 0.0022927 | 0.00057462
69 | 0.99637 | -0.069873 | 0 | 0
70 | 0.99602 | -0.076512 | 0 | 0
71 | 0.99605 | -0.076029 | 0 | 0
72 | 0.99671 | -0.063132 | 0.0040506 | 0.0010152
73 | 0.99567 | -0.083259 | 0.0034662 | 0.00086871
74 | 0.99582 | -0.080482 | 0.016074 | 0.0040285
75 | 0.99549 | -0.08668 | 0.0044767 | 0.001122
76 | 0.98249 | -0.33452 | 0.0014522 | 0.00036396
77 | 0.98243 | -0.33575 | 0.0016224 | 0.00040662
78 | 0.98254 | -0.33366 | 0 | 0
79 | 0.98308 | -0.32312 | 0.0020638 | 0.00051724
80 | 0.98132 | -0.35724 | 0.0015058 | 0.00037739
81 | 0.98334 | -0.31807 | 0 | 0
82 | 0.98306 | -0.32349 | 0.0035553 | 0.00089103
83 | 0.98432 | -0.29911 | 0.0029979 | 0.00075135
84 | 0.98435 | -0.29954 | 0.001222 | 0.00030627
85 | 0.98154 | -0.35437 | 0.0040713 | 0.0010204
86 | 0.98134 | -0.35836 | 0.0039404 | 0.00098755
87 | 0.97922 | -0.39823 | 0.0060781 | 0.0015233
88 | 0.97925 | -0.39771 | 0.001355 | 0.0003396
89 | 0.97907 | -0.40129 | 0.0020605 | 0.00051642
90 | 0.97928 | -0.39706 | 0.013908 | 0.0034856
91 | 0.97878 | -0.40701 | 0 | 0
92 | 0.97945 | -0.39376 | 0.0042616 | 0.001068
93 | 0.97833 | -0.41568 | 0.0099317 | 0.0024891
94 | 0.98623 | -0.2631 | 0.0010893 | 0.00027301
95 | 0.98617 | -0.26417 | 0.0042387 | 0.0010623
96 | 0.98629 | -0.26194 | 0.00088711 | 0.00022233
97 | 0.99025 | -0.185 | 0.0054988 | 0.0013781
98 | 0.99543 | -0.087896 | 0.0016985 | 0.00042569
99 | 0.99537 | -0.089031 | 0.0024506 | 0.00061417
100 | 0.98122 | -0.36063 | 0.00052482 | 0.00013153
101 | 0.98134 | -0.35842 | 0.0017648 | 0.0004423
102 | 0.98121 | -0.36094 | 0.0019356 | 0.0004851
103 | 0.9812 | -0.3611 | 0.0017809 | 0.00044633
104 | 0.9812 | -0.36117 | 0.00041367 | 0.00010368
105 | 0.99438 | -0.10631 | 0.0020499 | 0.00051374
106 | 0.98273 | -0.33123 | 0.0065159 | 0.001633
107 | 0.98289 | -0.32814 | 0 | 0
108 | 0.98319 | -0.32235 | 0.021621 | 0.0054186
109 | 0.98251 | -0.33553 | 0 | 0
110 | 0.9825 | -0.33572 | 0.0017796 | 0.000446
111 | 0.98256 | -0.33458 | 0.0039161 | 0.00098146
112 | 0.983 | -0.32479 | 0.0009583 | 0.00024017
113 | 0.98294 | -0.32595 | 0 | 0
114 | 0.98287 | -0.32724 | 0.0030188 | 0.00075658
115 | 0.98274 | -0.33117 | 0.0038624 | 0.00096801
116 | 0.99998 | 149.9956 | 0 | 0

## res_line
| p_from_mw | q_from_mvar | p_to_mw | q_to_mvar | pl_mw | ql_mvar | i_from_ka | i_to_ka | i_ka | vm_from_pu | va_from_degree | vm_to_pu | va_to_degree | loading_percent
0 | 0.38714 | 0.099561 | -0.3867 | -0.099279 | 0.00044267 | 0.00028216 | 0.57799 | 0.57799 | 0.57799 | 0.99824 | -0.033102 | 0.997 | -0.056656 | 31.7578
1 | -0.38984 | -0.10024 | 0.39015 | 0.10044 | 0.00031018 | 0.00019772 | 0.58202 | 0.58201 | 0.58202 | 0.99824 | -0.033102 | 0.99911 | -0.016744 | 31.9788
2 | 0.38461 | 0.098755 | -0.38447 | -0.098668 | 0.00013612 | 8.6756e-05 | 0.57487 | 0.57487 | 0.57487 | 0.997 | -0.056656 | 0.99661 | -0.063949 | 31.5864
3 | -0.39015 | -0.10044 | 0.39047 | 0.10064 | 0.00031806 | 0.00020274 | 0.58201 | 0.58201 | 0.58201 | 0.99911 | -0.016744 | 1 | 0 | 31.9788
4 | 0.38234 | 0.098133 | -0.38188 | -0.097842 | 0.00045637 | 0.00029086 | 0.57168 | 0.57168 | 0.57168 | 0.99661 | -0.063949 | 0.99531 | -0.088577 | 31.4111
5 | 0.054164 | 0.013638 | -0.054096 | -0.013595 | 6.8123e-05 | 4.3233e-05 | 0.08062 | 0.08062 | 0.08062 | 1 | 0 | 0.99863 | -0.026343 | 22.1483
6 | 0.37944 | 0.097231 | -0.37943 | -0.097225 | 1.0142e-05 | 6.4634e-06 | 0.56804 | 0.56804 | 0.56804 | 0.99531 | -0.088577 | 0.99528 | -0.089128 | 31.2108
7 | -0.11107 | -0.028129 | 0.11108 | 0.028136 | 1.1337e-05 | 6.9056e-06 | 0.16686 | 0.16686 | 0.16686 | 0.9911 | -0.16898 | 0.99121 | -0.16685 | 9.168
8 | 0.11107 | 0.028129 | -0.11105 | -0.028117 | 1.9165e-05 | 1.1674e-05 | 0.16686 | 0.16686 | 0.16686 | 0.9911 | -0.16898 | 0.99091 | -0.17257 | 9.168
9 | -0.11296 | -0.028609 | 0.11299 | 0.028626 | 2.9313e-05 | 1.7885e-05 | 0.16969 | 0.16969 | 0.16969 | 0.99121 | -0.16685 | 0.99149 | -0.16145 | 9.3236
10 | 0.10393 | 0.026334 | -0.1039 | -0.026316 | 2.7953e-05 | 1.7536e-05 | 0.15617 | 0.15617 | 0.15617 | 0.99091 | -0.17257 | 0.99062 | -0.17817 | 14.3014
11 | 0.047173 | 0.01186 | -0.047132 | -0.011833 | 4.148e-05 | 2.6255e-05 | 0.070304 | 0.070304 | 0.070304 | 0.99863 | -0.026343 | 0.99767 | -0.044775 | 19.3144
12 | 0.37714 | 0.096651 | -0.37683 | -0.096451 | 0.00031388 | 0.00020003 | 0.56461 | 0.56461 | 0.56461 | 0.99528 | -0.089128 | 0.99438 | -0.10631 | 31.0227
13 | -0.11299 | -0.028626 | 0.11301 | 0.028637 | 1.694e-05 | 1.0336e-05 | 0.16969 | 0.16969 | 0.16969 | 0.99149 | -0.16145 | 0.99165 | -0.15833 | 9.3236
14 | 0.1039 | 0.026316 | -0.10353 | -0.026076 | 0.00037628 | 0.00024029 | 0.15617 | 0.15617 | 0.15617 | 0.99062 | -0.17817 | 0.9867 | -0.25387 | 42.9042
15 | 0.036845 | 0.0092552 | -0.036813 | -0.009235 | 3.2248e-05 | 2.0268e-05 | 0.054962 | 0.054962 | 0.054962 | 0.99767 | -0.044775 | 0.99671 | -0.063132 | 15.0994
16 | 0.038284 | 0.0096585 | -0.03827 | -0.00965 | 1.3611e-05 | 8.572e-06 | 0.057758 | 0.057758 | 0.057758 | 0.9867 | -0.25387 | 0.98632 | -0.2613 | 15.8676
17 | 0.057917 | 0.014582 | -0.057789 | -0.0145 | 0.00012816 | 8.145e-05 | 0.087367 | 0.087367 | 0.087367 | 0.9867 | -0.25387 | 0.98432 | -0.30027 | 24.002
18 | 0.007325 | 0.0018356 | -0.0073234 | -0.001835 | 1.6635e-06 | 6.0046e-07 | 0.011047 | 0.011047 | 0.011047 | 0.9867 | -0.25387 | 0.98646 | -0.25864 | 3.0348
19 | -0.36917 | -0.09417 | 0.36966 | 0.094479 | 0.00048456 | 0.00030876 | 0.55455 | 0.55455 | 0.55455 | 0.99165 | -0.15833 | 0.99307 | -0.13119 | 30.4696
20 | 0.25616 | 0.065533 | -0.25603 | -0.065452 | 0.00012736 | 8.0772e-05 | 0.38486 | 0.38486 | 0.38486 | 0.99165 | -0.15833 | 0.99111 | -0.16861 | 21.146
21 | 0.03827 | 0.00965 | -0.038234 | -0.009627 | 3.6415e-05 | 2.2934e-05 | 0.057758 | 0.057758 | 0.057758 | 0.98632 | -0.2613 | 0.98529 | -0.2812 | 15.8676
22 | 0.039698 | 0.0099661 | -0.039675 | -0.0099517 | 2.2881e-05 | 1.4429e-05 | 0.060018 | 0.060019 | 0.060019 | 0.98432 | -0.30027 | 0.9837 | -0.31236 | 16.4886
23 | 0.0062166 | 0.0015576 | -0.0062157 | -0.0015574 | 8.7825e-07 | 2.2212e-07 | 0.0093773 | 0.0093774 | 0.0093774 | 0.98646 | -0.25864 | 0.9863 | -0.26161 | 2.5762
24 | -0.37433 | -0.09565 | 0.37478 | 0.095937 | 0.00045086 | 0.00028732 | 0.56155 | 0.56155 | 0.56155 | 0.99307 | -0.13119 | 0.99438 | -0.10631 | 30.8542
25 | 0.25603 | 0.065452 | -0.25583 | -0.065324 | 0.00020287 | 0.00012866 | 0.38486 | 0.38486 | 0.38486 | 0.99111 | -0.16861 | 0.99025 | -0.185 | 21.1461
26 | 0.033928 | 0.0085478 | -0.033898 | -0.0085292 | 2.9727e-05 | 1.8641e-05 | 0.051255 | 0.051255 | 0.051255 | 0.98529 | -0.2812 | 0.98435 | -0.29954 | 14.0811
27 | 0.03772 | 0.0094618 | -0.037702 | -0.0094505 | 1.7941e-05 | 1.1296e-05 | 0.057062 | 0.057062 | 0.057062 | 0.9837 | -0.31236 | 0.98319 | -0.32235 | 15.6763
28 | 0.00088713 | 0.00022208 | -0.00088711 | -0.00022233 | 1.3789e-08 | -2.5316e-07 | 0.0013383 | 0.0013384 | 0.0013384 | 0.9863 | -0.26161 | 0.98629 | -0.26194 | 0.36769
29 | 0.0053286 | 0.0013353 | -0.0053282 | -0.0013353 | 3.7878e-07 | 4.297e-08 | 0.0080391 | 0.0080392 | 0.0080392 | 0.9863 | -0.26161 | 0.98623 | -0.2631 | 2.2086
30 | 0.053365 | 0.013415 | -0.053354 | -0.013407 | 1.1927e-05 | 7.5742e-06 | 0.081602 | 0.081602 | 0.081602 | 0.97329 | -0.51462 | 0.97305 | -0.5193 | 22.4182
31 | -0.062607 | -0.015731 | 0.062618 | 0.015737 | 1.0897e-05 | 6.6195e-06 | 0.095732 | 0.095731 | 0.095732 | 0.97329 | -0.51462 | 0.97347 | -0.51097 | 8.7666
32 | 0.041225 | 0.010367 | -0.041197 | -0.01035 | 2.804e-05 | 1.7712e-05 | 0.063055 | 0.063055 | 0.063055 | 0.97305 | -0.5193 | 0.97233 | -0.53355 | 17.3228
33 | -0.072226 | -0.018145 | 0.072248 | 0.018158 | 2.2298e-05 | 1.2754e-05 | 0.11042 | 0.11042 | 0.11042 | 0.97347 | -0.51097 | 0.9738 | -0.5045 | 6.0669
34 | 0.034675 | 0.008715 | -0.034642 | -0.0086947 | 3.2359e-05 | 2.033e-05 | 0.053074 | 0.053074 | 0.053074 | 0.97233 | -0.53355 | 0.97134 | -0.55312 | 14.5808
35 | -0.084383 | -0.021199 | 0.084389 | 0.021203 | 6.294e-06 | 3.7142e-06 | 0.12896 | 0.12896 | 0.12896 | 0.9738 | -0.5045 | 0.97388 | -0.50294 | 7.0857
36 | 0.034642 | 0.0086947 | -0.034619 | -0.0086802 | 2.3087e-05 | 1.4505e-05 | 0.053074 | 0.053074 | 0.053074 | 0.97134 | -0.55312 | 0.97063 | -0.5671 | 14.5808
37 | -0.093604 | -0.023513 | 0.093656 | 0.023544 | 5.2217e-05 | 3.13e-05 | 0.14304 | 0.14304 | 0.14304 | 0.97388 | -0.50294 | 0.97447 | -0.49126 | 7.8593
38 | 0.018288 | 0.0045872 | -0.018277 | -0.0045807 | 1.0859e-05 | 6.4947e-06 | 0.028038 | 0.028038 | 0.028038 | 0.97063 | -0.5671 | 0.97 | -0.57956 | 7.7027
39 | -0.10231 | -0.025712 | 0.10232 | 0.025719 | 1.0644e-05 | 6.4502e-06 | 0.15625 | 0.15625 | 0.15625 | 0.97447 | -0.49126 | 0.97459 | -0.48908 | 8.5851
40 | -0.0022747 | -0.00057009 | 0.0022748 | 0.00056992 | 7.1654e-08 | -1.6955e-07 | 0.0033981 | 0.003398 | 0.0033981 | 0.99608 | -0.075378 | 0.99611 | -0.074717 | 0.93354
41 | 0.012099 | 0.0030335 | -0.012098 | -0.0030329 | 1.0349e-06 | 5.5235e-07 | 0.018074 | 0.018074 | 0.018074 | 0.99611 | -0.074717 | 0.99602 | -0.076512 | 4.9653
42 | -0.014373 | -0.0036034 | 0.014375 | 0.0036043 | 1.6835e-06 | 9.5067e-07 | 0.021472 | 0.021472 | 0.021472 | 0.99611 | -0.074717 | 0.99624 | -0.072259 | 5.8988
43 | 0.012578 | 0.0031543 | -0.012574 | -0.0031521 | 3.9583e-06 | 2.1673e-06 | 0.019079 | 0.019079 | 0.019079 | 0.98105 | -0.36396 | 0.98072 | -0.37056 | 5.2415
44 | -0.014064 | -0.0035267 | 0.014072 | 0.003531 | 7.493e-06 | 4.2408e-06 | 0.021333 | 0.021333 | 0.021333 | 0.98105 | -0.36396 | 0.98162 | -0.35278 | 5.8607
45 | 0.012574 | 0.0031521 | -0.012572 | -0.0031508 | 2.4254e-06 | 1.3281e-06 | 0.019079 | 0.019079 | 0.019079 | 0.98072 | -0.37056 | 0.98051 | -0.37461 | 5.2416
46 | -0.014072 | -0.003531 | 0.014078 | 0.0035345 | 6.3096e-06 | 3.5705e-06 | 0.021333 | 0.021333 | 0.021333 | 0.98162 | -0.35278 | 0.9821 | -0.34338 | 5.8607
47 | 0.010054 | 0.0025196 | -0.010052 | -0.0025189 | 1.423e-06 | 7.0518e-07 | 0.015257 | 0.015258 | 0.015258 | 0.98051 | -0.37461 | 0.98036 | -0.37758 | 4.1916
48 | -0.014721 | -0.0036957 | 0.014722 | 0.0036959 | 2.9629e-07 | 1.6953e-07 | 0.022307 | 0.022307 | 0.022307 | 0.9821 | -0.34338 | 0.98213 | -0.34296 | 6.1283
49 | 0.004519 | 0.0011322 | -0.0045185 | -0.0011322 | 5.2035e-07 | -3.882e-08 | 0.006859 | 0.0068591 | 0.0068591 | 0.98036 | -0.37758 | 0.98023 | -0.38 | 1.8844
50 | 0.0034329 | 0.00086034 | -0.0034328 | -0.00086035 | 2.3547e-08 | -1.4092e-08 | 0.0052105 | 0.0052105 | 0.0052105 | 0.98036 | -0.37758 | 0.98035 | -0.37772 | 1.4315
51 | 0.016187 | 0.0040597 | -0.016182 | -0.004057 | 4.6471e-06 | 2.7135e-06 | 0.024526 | 0.024526 | 0.024526 | 0.98213 | -0.34296 | 0.98182 | -0.34899 | 6.7379
52 | -0.030909 | -0.0077556 | 0.030958 | 0.0077868 | 4.9907e-05 | 3.1171e-05 | 0.046833 | 0.046833 | 0.046833 | 0.98213 | -0.34296 | 0.98386 | -0.30916 | 12.8662
53 | 0.00081842 | 0.00020502 | -0.00081842 | -0.00020511 | 4.2574e-09 | -8.9997e-08 | 0.0012423 | 0.0012424 | 0.0012424 | 0.98023 | -0.38 | 0.98023 | -0.38011 | 0.34131
54 | 0.002461 | 0.00061666 | -0.002461 | -0.00061678 | 6.784e-08 | -1.1997e-07 | 0.0037358 | 0.0037359 | 0.0037359 | 0.98023 | -0.38 | 0.9802 | -0.38058 | 1.0263
55 | 0.014438 | 0.0036198 | -0.014434 | -0.0036177 | 3.7044e-06 | 2.11e-06 | 0.021882 | 0.021882 | 0.021882 | 0.98182 | -0.34899 | 0.98154 | -0.35437 | 6.0115
56 | -0.032661 | -0.0082135 | 0.032676 | 0.0082229 | 1.5011e-05 | 9.399e-06 | 0.049408 | 0.049408 | 0.049408 | 0.98386 | -0.30916 | 0.98435 | -0.29954 | 13.5736
57 | -0.13281 | -0.033384 | 0.13286 | 0.033417 | 5.3147e-05 | 3.2938e-05 | 0.20269 | 0.20269 | 0.20269 | 0.97515 | -0.47794 | 0.97558 | -0.46956 | 11.1369
58 | 0.1304 | 0.032781 | -0.13035 | -0.032752 | 4.5907e-05 | 2.8417e-05 | 0.19902 | 0.19902 | 0.19902 | 0.97515 | -0.47794 | 0.97478 | -0.48531 | 10.935
59 | -0.14679 | -0.036907 | 0.1469 | 0.036978 | 0.00011281 | 7.0321e-05 | 0.22393 | 0.22393 | 0.22393 | 0.97558 | -0.46956 | 0.9764 | -0.45348 | 12.3039
60 | 0.11625 | 0.029217 | -0.11623 | -0.029204 | 2.0909e-05 | 1.2831e-05 | 0.17748 | 0.17748 | 0.17748 | 0.97478 | -0.48531 | 0.97459 | -0.48908 | 9.7519
61 | -0.16113 | -0.040544 | 0.16143 | 0.040733 | 0.00030195 | 0.00018907 | 0.24562 | 0.24562 | 0.24562 | 0.9764 | -0.45348 | 0.97839 | -0.41434 | 13.4955
62 | -0.16335 | -0.041213 | 0.16342 | 0.041257 | 7.037e-05 | 4.4082e-05 | 0.24853 | 0.24853 | 0.24853 | 0.97839 | -0.41434 | 0.97885 | -0.40535 | 13.6553
63 | -0.16342 | -0.041257 | 0.16353 | 0.041331 | 0.00011885 | 7.4448e-05 | 0.24853 | 0.24853 | 0.24853 | 0.97885 | -0.40535 | 0.97963 | -0.39018 | 13.6553
64 | -0.16683 | -0.042156 | 0.16684 | 0.042164 | 1.1369e-05 | 7.1276e-06 | 0.25353 | 0.25353 | 0.25353 | 0.97963 | -0.39018 | 0.97971 | -0.38876 | 13.93
65 | -0.23882 | -0.060833 | 0.23898 | 0.060937 | 0.00016421 | 0.00010402 | 0.36016 | 0.36016 | 0.36016 | 0.98763 | -0.23527 | 0.98837 | -0.22103 | 19.7892
66 | 0.0051902 | 0.0013004 | -0.0051896 | -0.0013004 | 5.278e-07 | 4.3277e-08 | 0.0078197 | 0.0078198 | 0.0078198 | 0.98763 | -0.23527 | 0.98752 | -0.23741 | 2.1483
67 | 0.23363 | 0.059533 | -0.23328 | -0.059314 | 0.000346 | 0.00021906 | 0.35234 | 0.35235 | 0.35235 | 0.98763 | -0.23527 | 0.98603 | -0.26601 | 19.3596
68 | -0.23898 | -0.060937 | 0.23917 | 0.06106 | 0.00019453 | 0.00012322 | 0.36016 | 0.36016 | 0.36016 | 0.98837 | -0.22103 | 0.98925 | -0.20418 | 19.7892
69 | 0.00067622 | 0.00016935 | -0.00067622 | -0.00016948 | 3.7879e-09 | -1.2205e-07 | 0.0010189 | 0.0010189 | 0.0010189 | 0.98752 | -0.23741 | 0.98751 | -0.23752 | 0.27993
70 | 0.0045134 | 0.001131 | -0.0045131 | -0.0011311 | 3.6313e-07 | -3.5428e-08 | 0.0068009 | 0.006801 | 0.006801 | 0.98752 | -0.23741 | 0.98743 | -0.23909 | 1.8684
71 | 0.23237 | 0.059087 | -0.23229 | -0.05903 | 8.9183e-05 | 5.6461e-05 | 0.35098 | 0.35098 | 0.35098 | 0.98603 | -0.26601 | 0.98562 | -0.27398 | 19.2845
72 | -0.20939 | -0.05283 | 0.20969 | 0.053019 | 0.00029787 | 0.00018816 | 0.31815 | 0.31815 | 0.31815 | 0.97971 | -0.38876 | 0.98123 | -0.3591 | 17.4809
73 | 0.04255 | 0.010667 | -0.042544 | -0.010664 | 5.8149e-06 | 2.553e-06 | 0.064627 | 0.064628 | 0.064628 | 0.97971 | -0.38876 | 0.97956 | -0.39163 | 3.551
74 | -0.2501 | -0.063798 | 0.25033 | 0.063945 | 0.00023193 | 0.00014704 | 0.3766 | 0.3766 | 0.3766 | 0.98925 | -0.20418 | 0.99025 | -0.185 | 20.6921
75 | 0.23113 | 0.058741 | -0.23085 | -0.058564 | 0.0002793 | 0.00017681 | 0.34923 | 0.34924 | 0.34924 | 0.98562 | -0.27398 | 0.98432 | -0.29911 | 19.1888
76 | -0.21304 | -0.053859 | 0.21306 | 0.053871 | 1.8986e-05 | 1.1998e-05 | 0.32324 | 0.32324 | 0.32324 | 0.98123 | -0.3591 | 0.98132 | -0.35724 | 17.7604
77 | 0.037613 | 0.0094286 | -0.03761 | -0.0094271 | 3.8188e-06 | 1.4625e-06 | 0.057138 | 0.057138 | 0.057138 | 0.97956 | -0.39163 | 0.97945 | -0.39376 | 3.1395
78 | -0.016668 | -0.0041789 | 0.01667 | 0.00418 | 1.8953e-06 | 1.1068e-06 | 0.024896 | 0.024896 | 0.024896 | 0.99624 | -0.072259 | 0.99637 | -0.069873 | 6.8396
79 | 0.016082 | 0.0040332 | -0.016077 | -0.0040304 | 4.7177e-06 | 2.7354e-06 | 0.024018 | 0.024018 | 0.024018 | 0.99637 | -0.069873 | 0.99605 | -0.076029 | 6.5985
80 | -0.032752 | -0.0082132 | 0.032762 | 0.0082198 | 1.0525e-05 | 6.5832e-06 | 0.048914 | 0.048914 | 0.048914 | 0.99637 | -0.069873 | 0.99671 | -0.063132 | 13.438
81 | 0.012098 | 0.0030329 | -0.012094 | -0.0030308 | 3.8884e-06 | 2.0756e-06 | 0.018074 | 0.018074 | 0.018074 | 0.99602 | -0.076512 | 0.99567 | -0.083259 | 4.9654
82 | 0.016077 | 0.0040304 | -0.016074 | -0.0040285 | 3.4104e-06 | 1.9775e-06 | 0.024018 | 0.024018 | 0.024018 | 0.99605 | -0.076029 | 0.99582 | -0.080482 | 6.5985
83 | 0.0086276 | 0.0021621 | -0.0086262 | -0.0021615 | 1.4058e-06 | 6.0649e-07 | 0.012894 | 0.012894 | 0.012894 | 0.99567 | -0.083259 | 0.99549 | -0.08668 | 3.5423
84 | 0.0041495 | 0.0010395 | -0.0041492 | -0.0010396 | 2.4032e-07 | -6.2773e-08 | 0.0062023 | 0.0062023 | 0.0062023 | 0.99549 | -0.08668 | 0.99543 | -0.087896 | 1.7039
85 | 0.0016225 | 0.00040616 | -0.0016224 | -0.00040662 | 9.4349e-08 | -4.6724e-07 | 0.0024572 | 0.0024574 | 0.0024574 | 0.98249 | -0.33452 | 0.98243 | -0.33575 | 0.67511
86 | -0.0030748 | -0.00077012 | 0.0030749 | 0.00077 | 1.2666e-07 | -1.162e-07 | 0.0046567 | 0.0046566 | 0.0046567 | 0.98249 | -0.33452 | 0.98254 | -0.33366 | 1.2793
87 | -0.21788 | -0.055172 | 0.21799 | 0.055242 | 0.00011029 | 6.9728e-05 | 0.33018 | 0.33018 | 0.33018 | 0.98254 | -0.33366 | 0.98308 | -0.32312 | 18.1417
88 | 0.21481 | 0.054402 | -0.21457 | -0.054249 | 0.00024295 | 0.00015356 | 0.32552 | 0.32552 | 0.32552 | 0.98254 | -0.33366 | 0.98132 | -0.35724 | 17.8859
89 | -0.22006 | -0.055759 | 0.22011 | 0.055793 | 5.349e-05 | 3.3826e-05 | 0.3333 | 0.3333 | 0.3333 | 0.98308 | -0.32312 | 0.98334 | -0.31807 | 18.3133
90 | 0.0075349 | 0.0018881 | -0.0075329 | -0.0018874 | 1.948e-06 | 7.3996e-07 | 0.011402 | 0.011402 | 0.011402 | 0.98334 | -0.31807 | 0.98306 | -0.32349 | 3.1324
91 | -0.22765 | -0.057681 | 0.22785 | 0.057813 | 0.00020752 | 0.00013133 | 0.3447 | 0.3447 | 0.3447 | 0.98334 | -0.31807 | 0.98432 | -0.29911 | 18.9398
92 | 0.0039777 | 0.00099634 | -0.0039774 | -0.00099641 | 2.4638e-07 | -7.2103e-08 | 0.0060206 | 0.0060207 | 0.0060207 | 0.98306 | -0.32349 | 0.983 | -0.32479 | 1.654
93 | 0.010363 | 0.0025973 | -0.010361 | -0.0025963 | 1.9664e-06 | 9.8999e-07 | 0.01571 | 0.01571 | 0.01571 | 0.98154 | -0.35437 | 0.98134 | -0.35836 | 4.3159
94 | 0.0064204 | 0.0016088 | -0.0064204 | -0.0016088 | 2.0051e-08 | 5.7046e-09 | 0.0097352 | 0.0097352 | 0.0097352 | 0.98134 | -0.35836 | 0.98134 | -0.35842 | 2.6745
95 | -0.018079 | -0.0045326 | 0.018079 | 0.0045324 | 4.4148e-07 | -2.0801e-07 | 0.027473 | 0.027473 | 0.027473 | 0.97922 | -0.39823 | 0.97925 | -0.39771 | 1.5095
96 | 0.012001 | 0.0030093 | -0.011999 | -0.0030089 | 1.7548e-06 | 4.1521e-07 | 0.018237 | 0.018237 | 0.018237 | 0.97922 | -0.39823 | 0.97907 | -0.40129 | 2.5051
97 | -0.019434 | -0.004872 | 0.019435 | 0.0048718 | 6.0674e-07 | -1.9519e-07 | 0.029532 | 0.029532 | 0.029532 | 0.97925 | -0.39771 | 0.97928 | -0.39706 | 1.6226
98 | 0.0099385 | 0.0024925 | -0.0099358 | -0.0024912 | 2.7059e-06 | 1.3342e-06 | 0.015106 | 0.015106 | 0.015106 | 0.97907 | -0.40129 | 0.97878 | -0.40701 | 4.1499
99 | -0.033343 | -0.0083575 | 0.033348 | 0.0083591 | 5.2409e-06 | 1.6414e-06 | 0.050665 | 0.050664 | 0.050665 | 0.97928 | -0.39706 | 0.97945 | -0.39376 | 2.7838
100 | 0.0099358 | 0.0024912 | -0.0099317 | -0.0024891 | 4.1063e-06 | 2.0252e-06 | 0.015106 | 0.015106 | 0.015106 | 0.97878 | -0.40701 | 0.97833 | -0.41568 | 4.15
101 | 0.0042389 | 0.0010623 | -0.0042387 | -0.0010623 | 2.1509e-07 | -4.1264e-08 | 0.0063956 | 0.0063957 | 0.0063957 | 0.98623 | -0.2631 | 0.98617 | -0.26417 | 1.757
102 | 0.0024507 | 0.00061391 | -0.0024506 | -0.00061417 | 1.3244e-07 | -2.5733e-07 | 0.0036633 | 0.0036634 | 0.0036634 | 0.99543 | -0.087896 | 0.99537 | -0.089031 | 1.0064
103 | -0.0046551 | -0.0011665 | 0.0046556 | 0.0011665 | 4.8909e-07 | -1.7609e-08 | 0.0070593 | 0.0070592 | 0.0070593 | 0.98122 | -0.36063 | 0.98134 | -0.35842 | 1.9394
104 | 0.0041302 | 0.0010349 | -0.0041302 | -0.001035 | 6.2134e-08 | -1.3582e-08 | 0.0062634 | 0.0062634 | 0.0062634 | 0.98122 | -0.36063 | 0.98121 | -0.36094 | 1.7207
105 | 0.0021946 | 0.00054985 | -0.0021946 | -0.00054989 | 1.6461e-08 | -3.9522e-08 | 0.0033281 | 0.0033281 | 0.0033281 | 0.98121 | -0.36094 | 0.9812 | -0.3611 | 0.91431
106 | 0.00041368 | 0.00010356 | -0.00041367 | -0.00010368 | 1.3779e-09 | -1.1705e-07 | 0.00062731 | 0.00062735 | 0.00062735 | 0.9812 | -0.3611 | 0.9812 | -0.36117 | 0.17235
107 | -0.0065159 | -0.001633 | 0.0065169 | 0.0016333 | 9.5807e-07 | 2.8056e-07 | 0.0098662 | 0.0098661 | 0.0098662 | 0.98273 | -0.33123 | 0.98289 | -0.32814 | 2.7105
108 | 0.0095605 | 0.0023959 | -0.0095591 | -0.0023953 | 1.38e-06 | 6.6059e-07 | 0.014474 | 0.014474 | 0.014474 | 0.98289 | -0.32814 | 0.98274 | -0.33117 | 3.9763
109 | -0.016077 | -0.0040292 | 0.016082 | 0.0040318 | 4.4396e-06 | 2.588e-06 | 0.02434 | 0.02434 | 0.02434 | 0.98289 | -0.32814 | 0.98319 | -0.32235 | 6.6867
110 | 0.0017796 | 0.00044594 | -0.0017796 | -0.000446 | 1.5817e-08 | -6.3416e-08 | 0.0026951 | 0.0026952 | 0.0026952 | 0.98251 | -0.33553 | 0.9825 | -0.33572 | 0.74043
111 | -0.0017796 | -0.00044594 | 0.0017797 | 0.00044561 | 8.0519e-08 | -3.2286e-07 | 0.0026951 | 0.002695 | 0.0026951 | 0.98251 | -0.33553 | 0.98256 | -0.33458 | 0.74042
112 | -0.0056957 | -0.0014271 | 0.0056967 | 0.0014272 | 9.2545e-07 | 1.7209e-07 | 0.0086256 | 0.0086255 | 0.0086256 | 0.98256 | -0.33458 | 0.98274 | -0.33117 | 2.3697
113 | 0.0030191 | 0.00075624 | -0.003019 | -0.0007564 | 1.6559e-07 | -1.6202e-07 | 0.0045701 | 0.0045702 | 0.0045702 | 0.983 | -0.32479 | 0.98294 | -0.32595 | 1.2555
114 | 0.003019 | 0.0007564 | -0.0030188 | -0.00075658 | 1.8613e-07 | -1.8207e-07 | 0.0045702 | 0.0045703 | 0.0045703 | 0.98294 | -0.32595 | 0.98287 | -0.32724 | 1.2556

## res_trafo
| p_hv_mw | q_hv_mvar | p_lv_mw | q_lv_mvar | pl_mw | ql_mvar | i_hv_ka | i_lv_ka | vm_hv_pu | va_hv_degree | vm_lv_pu | va_lv_degree | loading_percent
0 | -1.2729e-15 | -1.3162e-15 | 0.00165 | 1.2699e-07 | 0.00165 | 1.2699e-07 | 5.2857e-17 | 0.0023815 | 0.99998 | 149.9956 | 1 | 0 | 0.2619

## res_ext_grid
| p_mw | q_mvar
0 | 0.44917 | 0.115

## res_load
| p_mw | q_mvar
0 | 0.0026994 | 0.00067654
1 | 0.0020905 | 0.00052392
2 | 0.0021372 | 0.00053563
3 | 0.0028811 | 0.00072208
4 | 0.0024379 | 0.000611
5 | 0.0018866 | 0.00047283
6 | 0.0071166 | 0.0017836
7 | 0.0069229 | 0.001735
8 | 0.00229 | 0.00057393
9 | 0.010287 | 0.0025781
10 | 0.018091 | 0.004534
11 | 0.0011068 | 0.00027738
12 | 0.0046719 | 0.0011709
13 | 0.0043059 | 0.0010792
14 | 0.0019548 | 0.00048991
15 | 0.0092417 | 0.0023162
16 | 0.012129 | 0.0030398
17 | 0.0096074 | 0.0024079
18 | 0.0065219 | 0.0016345
19 | 0.012135 | 0.0030412
20 | 0.0092152 | 0.0023095
21 | 0.016331 | 0.004093
22 | 0.0086515 | 0.0021683
23 | 0.018277 | 0.0045807
24 | 0.0022747 | 0.00057009
25 | 0.001486 | 0.00037244
26 | 0.0025184 | 0.00063116
27 | 0.00064309 | 0.00016117
28 | 0.0021004 | 0.00052641
29 | 0.0012391 | 0.00031054
30 | 0.0034328 | 0.00086035
31 | 0.002461 | 0.00061678
32 | 0.0017446 | 0.00043723
33 | 0.0017028 | 0.00042677
34 | 0.002408 | 0.00060351
35 | 0.013925 | 0.00349
36 | 0.014106 | 0.0035353
37 | 0.014231 | 0.0035667
38 | 0.013908 | 0.0034857
39 | 0.0019133 | 0.00047951
40 | 0.00081842 | 0.00020511
41 | 0.0032917 | 0.00082497
42 | 0.00090563 | 0.00022697
43 | 0.010925 | 0.002738
44 | 0.00067622 | 0.00016948
45 | 0.0045131 | 0.0011311
46 | 0.001155 | 0.00028948
47 | 0.003355 | 0.00084085
48 | 0.0049306 | 0.0012357
49 | 0.0022927 | 0.00057462
50 | 0.0040506 | 0.0010152
51 | 0.0034662 | 0.00086871
52 | 0.016074 | 0.0040285
53 | 0.0044767 | 0.001122
54 | 0.0014522 | 0.00036396
55 | 0.0016224 | 0.00040662
56 | 0.0020638 | 0.00051724
57 | 0.0015058 | 0.00037739
58 | 0.0035553 | 0.00089103
59 | 0.0029979 | 0.00075135
60 | 0.001222 | 0.00030627
61 | 0.0040713 | 0.0010204
62 | 0.0039404 | 0.00098755
63 | 0.0060781 | 0.0015233
64 | 0.001355 | 0.0003396
65 | 0.0020605 | 0.00051642
66 | 0.013908 | 0.0034856
67 | 0.0042616 | 0.001068
68 | 0.0099317 | 0.0024891
69 | 0.0010893 | 0.00027301
70 | 0.0042387 | 0.0010623
71 | 0.00088711 | 0.00022233
72 | 0.0054988 | 0.0013781
73 | 0.0016985 | 0.00042569
74 | 0.0024506 | 0.00061417
75 | 0.00052482 | 0.00013153
76 | 0.0017648 | 0.0004423
77 | 0.0019356 | 0.0004851
78 | 0.0017809 | 0.00044633
79 | 0.00041367 | 0.00010368
80 | 0.0020499 | 0.00051374
81 | 0.0065159 | 0.001633
82 | 0.021621 | 0.0054186
83 | 0.0017796 | 0.000446
84 | 0.0039161 | 0.00098146
85 | 0.0009583 | 0.00024017
86 | 0.0030188 | 0.00075658
87 | 0.0038624 | 0.00096801

## dtypes
| element | column | dtype
0 | bus | name | object
1 | bus | vn_kv | float64
2 | bus | type | object
3 | bus | zone | object
4 | bus | in_service | bool
5 | load | name | object
6 | load | bus | uint32
7 | load | p_mw | float64
8 | load | q_mvar | float64
9 | load | const_z_percent | float64
10 | load | const_i_percent | float64
11 | load | sn_mva | float64
12 | load | scaling | float64
13 | load | in_service | bool
14 | load | type | object
15 | ext_grid | name | object
16 | ext_grid | bus | uint32
17 | ext_grid | vm_pu | float64
18 | ext_grid | va_degree | float64
19 | ext_grid | slack_weight | float64
20 | ext_grid | in_service | bool
21 | line | name | object
22 | line | std_type | object
23 | line | from_bus | uint32
24 | line | to_bus | uint32
25 | line | length_km | float64
26 | line | r_ohm_per_km | float64
27 | line | x_ohm_per_km | float64
28 | line | c_nf_per_km | float64
29 | line | g_us_per_km | float64
30 | line | max_i_ka | float64
31 | line | df | float64
32 | line | parallel | uint32
33 | line | type | object
34 | line | in_service | bool
35 | trafo | name | object
36 | trafo | std_type | object
37 | trafo | hv_bus | uint32
38 | trafo | lv_bus | uint32
39 | trafo | sn_mva | float64
40 | trafo | vn_hv_kv | float64
41 | trafo | vn_lv_kv | float64
42 | trafo | vk_percent | float64
43 | trafo | vkr_percent | float64
44 | trafo | pfe_kw | float64
45 | trafo | i0_percent | float64
46 | trafo | shift_degree | float64
47 | trafo | tap_side | object
48 | trafo | tap_neutral | int32
49 | trafo | tap_min | int32
50 | trafo | tap_max | int32
51 | trafo | tap_step_percent | float64
52 | trafo | tap_step_degree | float64
53 | trafo | tap_pos | int32
54 | trafo | tap_phase_shifter | bool
55 | trafo | parallel | uint32
56 | trafo | df | float64
57 | trafo | in_service | bool
58 | line_geodata | coords | object
59 | bus_geodata | x | float64
60 | bus_geodata | y | float64
61 | bus_geodata | coords | object
62 | res_bus | vm_pu | float64
63 | res_bus | va_degree | float64
64 | res_bus | p_mw | float64
65 | res_bus | q_mvar | float64
66 | res_line | p_from_mw | float64
67 | res_line | q_from_mvar | float64
68 | res_line | p_to_mw | float64
69 | res_line | q_to_mvar | float64
70 | res_line | pl_mw | float64
71 | res_line | ql_mvar | float64
72 | res_line | i_from_ka | float64
73 | res_line | i_to_ka | float64
74 | res_line | i_ka | float64
75 | res_line | vm_from_pu | float64
76 | res_line | va_from_degree | float64
77 | res_line | vm_to_pu | float64
78 | res_line | va_to_degree | float64
79 | res_line | loading_percent | float64
80 | res_trafo | p_hv_mw | float64
81 | res_trafo | q_hv_mvar | float64
82 | res_trafo | p_lv_mw | float64
83 | res_trafo | q_lv_mvar | float64
84 | res_trafo | pl_mw | float64
85 | res_trafo | ql_mvar | float64
86 | res_trafo | i_hv_ka | float64
87 | res_trafo | i_lv_ka | float64
88 | res_trafo | vm_hv_pu | float64
89 | res_trafo | va_hv_degree | float64
90 | res_trafo | vm_lv_pu | float64
91 | res_trafo | va_lv_degree | float64
92 | res_trafo | loading_percent | float64
93 | res_ext_grid | p_mw | float64
94 | res_ext_grid | q_mvar | float64
95 | res_load | p_mw | float64
96 | res_load | q_mvar | float64

## parameters
| version | format_version | converged | OPF_converged | name | f_hz | sn_mva
0 | 2.14.6 | 2.14.0 | TRUE | FALSE |  | 50 | 1