## bus
| name | vn_kv | type | zone | in_service
0 | bus_LV_250-19_0_8_node_0 | 0.4 | n |  | TRUE
1 | bus_LV_250-19_0_8_node_1 | 0.4 | n |  | TRUE
2 | bus_LV_250-19_0_8_node_2 | 0.4 | n |  | TRUE
3 | bus_LV_250-19_0_8_node_3 | 0.4 | n |  | TRUE
4 | bus_LV_250-19_0_8_node_31 | 0.4 | n |  | TRUE
5 | bus_LV_250-19_0_8_node_4 | 0.4 | n |  | TRUE
6 | bus_LV_250-19_0_8_node_5 | 0.4 | n |  | TRUE
7 | bus_LV_250-19_0_8_node_17 | 0.4 | n |  | TRUE
8 | bus_LV_250-19_0_8_node_18 | 0.4 | n |  | TRUE
9 | bus_LV_250-19_0_8_node_19 | 0.4 | n |  | TRUE
10 | bus_LV_250-19_0_8_node_20 | 0.4 | n |  | TRUE
11 | bus_LV_250-19_0_8_node_21 | 0.4 | n |  | TRUE
12 | bus_LV_250-19_0_8_node_22 | 0.4 | n |  | TRUE
13 | bus_LV_250-19_0_8_node_23 | 0.4 | n |  | TRUE
14 | bus_LV_250-19_0_8_node_24 | 0.4 | n |  | TRUE
15 | bus_LV_250-19_0_8_node_34 | 0.4 | n |  | TRUE
16 | bus_LV_250-19_0_8_node_32 | 0.4 | n |  | TRUE
17 | bus_LV_250-19_0_8_node_33 | 0.4 | n |  | TRUE
18 | bus_LV_250-19_0_8_node_28 | 0.4 | n |  | TRUE
19 | bus_LV_250-19_0_8_node_26 | 0.4 | n |  | TRUE
20 | bus_LV_250-19_0_8_node_6 | 0.4 | n |  | TRUE
21 | bus_LV_250-19_0_8_node_136 | 0.4 | n |  | TRUE
22 | bus_LV_250-19_0_8_node_138 | 0.4 | n |  | TRUE
23 | bus_LV_250-19_0_8_node_29 | 0.4 | n |  | TRUE
24 | bus_LV_250-19_0_8_node_27 | 0.4 | n |  | TRUE
25 | bus_LV_250-19_0_8_node_141 | 0.4 | n |  | TRUE
26 | bus_LV_250-19_0_8_node_97 | 0.4 | n |  | TRUE
27 | bus_LV_250-19_0_8_node_7 | 0.4 | n |  | TRUE
28 | bus_LV_250-19_0_8_node_9 | 0.4 | n |  | TRUE
29 | bus_LV_250-19_0_8_node_8 | 0.4 | n |  | TRUE
30 | bus_LV_250-19_0_8_node_10 | 0.4 | n |  | TRUE
31 | bus_LV_250-19_0_8_node_11 | 0.4 | n |  | TRUE
32 | bus_LV_250-19_0_8_node_13 | 0.4 | n |  | TRUE
33 | bus_LV_250-19_0_8_node_14 | 0.4 | n |  | TRUE
34 | bus_LV_250-19_0_8_node_30 | 0.4 | n |  | TRUE
35 | bus_LV_250-19_0_8_node_108 | 0.4 | n |  | TRUE
36 | bus_LV_250-19_0_8_node_144 | 0.4 | n |  | TRUE
37 | bus_LV_250-19_0_8_node_137 | 0.4 | n |  | TRUE
38 | bus_LV_250-19_0_8_node_15 | 0.4 | n |  | TRUE
39 | bus_LV_250-19_0_8_node_85 | 0.4 | n |  | TRUE
40 | bus_LV_250-19_0_8_node_83 | 0.4 | n |  | TRUE
41 | bus_LV_250-19_0_8_node_16 | 0.4 | n |  | TRUE
42 | bus_LV_250-19_0_8_node_124 | 0.4 | n |  | TRUE
43 | bus_LV_250-19_0_8_node_105 | 0.4 | n |  | TRUE
44 | bus_LV_250-19_0_8_node_111 | 0.4 | n |  | TRUE
45 | bus_LV_250-19_0_8_node_86 | 0.4 | n |  | TRUE
46 | bus_LV_250-19_0_8_node_109 | 0.4 | n |  | TRUE
47 | bus_LV_250-19_0_8_node_145 | 0.4 | n |  | TRUE
48 | bus_LV_250-19_0_8_node_42 | 0.4 | n |  | TRUE
49 | bus_LV_250-19_0_8_node_121 | 0.4 | n |  | TRUE
50 | bus_LV_250-19_0_8_node_39 | 0.4 | n |  | TRUE
51 | bus_LV_250-19_0_8_node_45 | 0.4 | n |  | TRUE
52 | bus_LV_250-19_0_8_node_79 | 0.4 | n |  | TRUE
53 | bus_LV_250-19_0_8_node_81 | 0.4 | n |  | TRUE
54 | bus_LV_250-19_0_8_node_82 | 0.4 | n |  | TRUE
55 | bus_LV_250-19_0_8_node_80 | 0.4 | n |  | TRUE
56 | bus_LV_250-19_0_8_node_84 | 0.4 | n |  | TRUE
57 | bus_LV_250-19_0_8_node_125 | 0.4 | n |  | TRUE
58 | bus_LV_250-19_0_8_node_110 | 0.4 | n |  | TRUE
59 | bus_LV_250-19_0_8_node_135 | 0.4 | n |  | TRUE
60 | bus_LV_250-19_0_8_node_35 | 0.4 | n |  | TRUE
61 | bus_LV_250-19_0_8_node_36 | 0.4 | n |  | TRUE
62 | bus_LV_250-19_0_8_node_37 | 0.4 | n |  | TRUE
63 | bus_LV_250-19_0_8_node_38 | 0.4 | n |  | TRUE
64 | bus_LV_250-19_0_8_node_40 | 0.4 | n |  | TRUE
65 | bus_LV_250-19_0_8_node_41 | 0.4 | n |  | TRUE
66 | bus_LV_250-19_0_8_node_50 | 0.4 | n |  | TRUE
67 | bus_LV_250-19_0_8_node_51 | 0.4 | n |  | TRUE
68 | bus_LV_250-19_0_8_node_47 | 0.4 | n |  | TRUE
69 | bus_LV_250-19_0_8_node_120 | 0.4 | n |  | TRUE
70 | bus_LV_250-19_0_8_node_122 | 0.4 | n |  | TRUE
71 | bus_LV_250-19_0_8_node_71 | 0.4 | n |  | TRUE
72 | bus_LV_250-19_0_8_node_72 | 0.4 | n |  | TRUE
73 | bus_LV_250-19_0_8_node_117 | 0.4 | n |  | TRUE
74 | bus_LV_250-19_0_8_node_91 | 0.4 | n |  | TRUE
75 | bus_LV_250-19_0_8_node_89 | 0.4 | n |  | TRUE
76 | bus_LV_250-19_0_8_node_87 | 0.4 | n |  | TRUE
77 | bus_LV_250-19_0_8_node_88 | 0.4 | n |  | TRUE
78 | bus_LV_250-19_0_8_node_119 | 0.4 | n |  | TRUE
79 | bus_LV_250-19_0_8_node_52 | 0.4 | n |  | TRUE
80 | bus_LV_250-19_0_8_node_53 | 0.4 | n |  | TRUE
81 | bus_LV_250-19_0_8_node_54 | 0.4 | n |  | TRUE
82 | bus_LV_250-19_0_8_node_56 | 0.4 | n |  | TRUE
83 | bus_LV_250-19_0_8_node_55 | 0.4 | n |  | TRUE
84 | bus_LV_250-19_0_8_node_57 | 0.4 | n |  | TRUE
85 | bus_LV_250-19_0_8_node_58 | 0.4 | n |  | TRUE
86 | bus_LV_250-19_0_8_node_59 | 0.4 | n |  | TRUE
87 | bus_LV_250-19_0_8_node_64 | 0.4 | n |  | TRUE
88 | bus_LV_250-19_0_8_node_74 | 0.4 | n |  | TRUE
89 | bus_LV_250-19_0_8_node_66 | 0.4 | n |  | TRUE
90 | bus_LV_250-19_0_8_node_62 | 0.4 | n |  | TRUE
91 | bus_LV_250-19_0_8_node_73 | 0.4 | n |  | TRUE
92 | bus_LV_250-19_0_8_node_75 | 0.4 | n |  | TRUE
93 | bus_LV_250-19_0_8_node_76 | 0.4 | n |  | TRUE
94 | bus_LV_250-19_0_8_node_77 | 0.4 | n |  | TRUE
95 | bus_LV_250-19_0_8_node_78 | 0.4 | n |  | TRUE
96 | bus_LV_250-19_0_8_node_63 | 0.4 | n |  | TRUE
97 | bus_LV_250-19_0_8_node_60 | 0.4 | n |  | TRUE
98 | bus_LV_250-19_0_8_node_61 | 0.4 | n |  | TRUE
99 | bus_LV_250-19_0_8_node_65 | 0.4 | n |  | TRUE
100 | bus_LV_250-19_0_8_node_68 | 0.4 | n |  | TRUE
101 | bus_LV_250-19_0_8_node_67 | 0.4 | n |  | TRUE
102 | bus_LV_250-19_0_8_node_70 | 0.4 | n |  | TRUE
103 | bus_LV_250-19_0_8_node_118 | 0.4 | n |  | TRUE
104 | bus_LV_250-19_0_8_node_115 | 0.4 | n |  | TRUE
105 | bus_LV_250-19_0_8_node_101 | 0.4 | n |  | TRUE
106 | bus_LV_250-19_0_8_node_102 | 0.4 | n |  | TRUE
107 | bus_LV_250-19_0_8_node_92 | 0.4 | n |  | TRUE
108 | bus_LV_250-19_0_8_node_114 | 0.4 | n |  | TRUE
109 | bus_LV_250-19_0_8_node_90 | 0.4 | n |  | TRUE
110 | bus_LV_250-19_0_8_node_113 | 0.4 | n |  | TRUE
111 | bus_LV_250-19_0_8_node_116 | 0.4 | n |  | TRUE
112 | bus_LV_250-19_0_8_node_94 | 0.4 | n |  | TRUE
113 | bus_LV_250-19_0_8_node_112 | 0.4 | n |  | TRUE
114 | bus_LV_250-19_0_8_node_95 | 0.4 | n |  | TRUE
115 | bus_LV_250-19_0_8_node_96 | 0.4 | n |  | TRUE
116 | bus_LV_250-19_0_8_node_107 | 0.4 | n |  | TRUE
117 | bus_LV_250-19_0_8_node_131 | 0.4 | n |  | TRUE
118 | bus_LV_250-19_0_8_node_99 | 0.4 | n |  | TRUE
119 | bus_LV_250-19_0_8_node_140 | 0.4 | n |  | TRUE
120 | bus_LV_250-19_0_8_node_129 | 0.4 | n |  | TRUE
121 | bus_LV_250-19_0_8_node_127 | 0.4 | n |  | TRUE
122 | bus_LV_250-19_0_8_node_100 | 0.4 | n |  | TRUE
123 | bus_LV_250-19_0_8_node_142 | 0.4 | n |  | TRUE
124 | bus_LV_250-19_0_8_node_130 | 0.4 | n |  | TRUE
125 | bus_LV_250-19_0_8_node_132 | 0.4 | n |  | TRUE
126 | bus_LV_250-19_0_8_node_133 | 0.4 | n |  | TRUE
127 | bus_LV_250-19_0_8_node_139 | 0.4 | n |  | TRUE
128 | bus_LV_250-19_0_8_node_143 | 0.4 | n |  | TRUE
129 | bus_LV_250-19_0_8_node_103 | 0.4 | n |  | TRUE
130 | bus_LV_250-19_0_8_node_104 | 0.4 | n |  | TRUE
131 | bus_LV_250-19_0_8_node_106 | 0.4 | n |  | TRUE
132 | bus_LV_250-19_0_8_node_123 | 0.4 | n |  | TRUE
133 | bus_LV_250-19_0_8_node_126 | 0.4 | n |  | TRUE
134 | bus_MV_388_0_node_46 | 20 | n |  | TRUE

## load
| name | bus | p_mw | q_mvar | const_z_percent | const_i_percent | sn_mva | scaling | in_service | type
0 | LV_250-19_0_8_load_0 | 0 | 0.0072111 | 0.0018073 | 0 | 0 |  | 1 | TRUE | wye
1 | LV_250-19_0_8_load_1 | 1 | 0.00036476 | 9.1418e-05 | 0 | 0 |  | 1 | TRUE | wye
2 | LV_250-19_0_8_load_31 | 4 | 0.0012396 | 0.00031068 | 0 | 0 |  | 1 | TRUE | wye
3 | LV_250-19_0_8_load_4 | 5 | 0.0011915 | 0.00029861 | 0 | 0 |  | 1 | TRUE | wye
4 | LV_250-19_0_8_load_17 | 7 | 0.00085616 | 0.00021457 | 0 | 0 |  | 1 | TRUE | wye
5 | LV_250-19_0_8_load_18 | 8 | 0.0005614 | 0.0001407 | 0 | 0 |  | 1 | TRUE | wye
6 | LV_250-19_0_8_load_20 | 10 | 0.0019565 | 0.00049035 | 0 | 0 |  | 1 | TRUE | wye
7 | LV_250-19_0_8_load_21 | 11 | 0.0037817 | 0.00094778 | 0 | 0 |  | 1 | TRUE | wye
8 | LV_250-19_0_8_load_23 | 13 | 0.00049053 | 0.00012294 | 0 | 0 |  | 1 | TRUE | wye
9 | LV_250-19_0_8_load_24 | 14 | 0.00033053 | 8.2839e-05 | 0 | 0 |  | 1 | TRUE | wye
10 | LV_250-19_0_8_load_34 | 15 | 0.00073955 | 0.00018535 | 0 | 0 |  | 1 | TRUE | wye
11 | LV_250-19_0_8_load_32 | 16 | 0.0010001 | 0.00025065 | 0 | 0 |  | 1 | TRUE | wye
12 | LV_250-19_0_8_load_26 | 19 | 0.014996 | 0.0037585 | 0 | 0 |  | 1 | TRUE | wye
13 | LV_250-19_0_8_load_138 | 22 | 0.0025474 | 0.00063845 | 0 | 0 |  | 1 | TRUE | wye
14 | LV_250-19_0_8_load_29 | 23 | 0.0014602 | 0.00036595 | 0 | 0 |  | 1 | TRUE | wye
15 | LV_250-19_0_8_load_141 | 25 | 0.0012245 | 0.00030689 | 0 | 0 |  | 1 | TRUE | wye
16 | LV_250-19_0_8_load_7 | 27 | 0.00070274 | 0.00017612 | 0 | 0 |  | 1 | TRUE | wye
17 | LV_250-19_0_8_load_10 | 30 | 0.0075382 | 0.0018892 | 0 | 0 |  | 1 | TRUE | wye
18 | LV_250-19_0_8_load_14 | 33 | 0.0007045 | 0.00017656 | 0 | 0 |  | 1 | TRUE | wye
19 | LV_250-19_0_8_load_30 | 34 | 0.0021488 | 0.00053853 | 0 | 0 |  | 1 | TRUE | wye
20 | LV_250-19_0_8_load_108 | 35 | 0.0023916 | 0.00059939 | 0 | 0 |  | 1 | TRUE | wye
21 | LV_250-19_0_8_load_144 | 36 | 0.0011015 | 0.00027606 | 0 | 0 |  | 1 | TRUE | wye
22 | LV_250-19_0_8_load_85 | 39 | 0.067997 | 0.017042 | 0 | 0 |  | 1 | TRUE | wye
23 | LV_250-19_0_8_load_16 | 41 | 0.0025894 | 0.00064896 | 0 | 0 |  | 1 | TRUE | wye
24 | LV_250-19_0_8_load_124 | 42 | 0.0039282 | 0.00098451 | 0 | 0 |  | 1 | TRUE | wye
25 | LV_250-19_0_8_load_86 | 45 | 0.0064183 | 0.0016086 | 0 | 0 |  | 1 | TRUE | wye
26 | LV_250-19_0_8_load_109 | 46 | 0.0097499 | 0.0024435 | 0 | 0 |  | 1 | TRUE | wye
27 | LV_250-19_0_8_load_145 | 47 | 0.0015069 | 0.00037765 | 0 | 0 |  | 1 | TRUE | wye
28 | LV_250-19_0_8_load_121 | 49 | 0.0057386 | 0.0014382 | 0 | 0 |  | 1 | TRUE | wye
29 | LV_250-19_0_8_load_79 | 52 | 0.0023166 | 0.00058059 | 0 | 0 |  | 1 | TRUE | wye
30 | LV_250-19_0_8_load_82 | 54 | 0.0024725 | 0.00061967 | 0 | 0 |  | 1 | TRUE | wye
31 | LV_250-19_0_8_load_80 | 55 | 0.0022872 | 0.00057323 | 0 | 0 |  | 1 | TRUE | wye
32 | LV_250-19_0_8_load_84 | 56 | 0.0059147 | 0.0014824 | 0 | 0 |  | 1 | TRUE | wye
33 | LV_250-19_0_8_load_125 | 57 | 0.0015295 | 0.00038334 | 0 | 0 |  | 1 | TRUE | wye
34 | LV_250-19_0_8_load_110 | 58 | 0.0019877 | 0.00049817 | 0 | 0 |  | 1 | TRUE | wye
35 | LV_250-19_0_8_load_135 | 59 | 0.0043653 | 0.001094 | 0 | 0 |  | 1 | TRUE | wye
36 | LV_250-19_0_8_load_35 | 60 | 0.0023011 | 0.0005767 | 0 | 0 |  | 1 | TRUE | wye
37 | LV_250-19_0_8_load_36 | 61 | 0.0036611 | 0.00091755 | 0 | 0 |  | 1 | TRUE | wye
38 | LV_250-19_0_8_load_37 | 62 | 0.0081426 | 0.0020407 | 0 | 0 |  | 1 | TRUE | wye
39 | LV_250-19_0_8_load_38 | 63 | 0.0018745 | 0.0004698 | 0 | 0 |  | 1 | TRUE | wye
40 | LV_250-19_0_8_load_41 | 65 | 0.015849 | 0.0039721 | 0 | 0 |  | 1 | TRUE | wye
41 | LV_250-19_0_8_load_51 | 67 | 0.00088095 | 0.00022079 | 0 | 0 |  | 1 | TRUE | wye
42 | LV_250-19_0_8_load_47 | 68 | 0.0047542 | 0.0011915 | 0 | 0 |  | 1 | TRUE | wye
43 | LV_250-19_0_8_load_120 | 69 | 0.00088523 | 0.00022186 | 0 | 0 |  | 1 | TRUE | wye
44 | LV_250-19_0_8_load_122 | 70 | 0.0019426 | 0.00048686 | 0 | 0 |  | 1 | TRUE | wye
45 | LV_250-19_0_8_load_117 | 73 | 0.0056276 | 0.0014104 | 0 | 0 |  | 1 | TRUE | wye
46 | LV_250-19_0_8_load_91 | 74 | 0.0042329 | 0.0010609 | 0 | 0 |  | 1 | TRUE | wye
47 | LV_250-19_0_8_load_87 | 76 | 0.0038529 | 0.00096562 | 0 | 0 |  | 1 | TRUE | wye
48 | LV_250-19_0_8_load_88 | 77 | 0.0056577 | 0.0014179 | 0 | 0 |  | 1 | TRUE | wye
49 | LV_250-19_0_8_load_119 | 78 | 0.00088481 | 0.00022176 | 0 | 0 |  | 1 | TRUE | wye
50 | LV_250-19_0_8_load_52 | 79 | 0.0040799 | 0.0010225 | 0 | 0 |  | 1 | TRUE | wye
51 | LV_250-19_0_8_load_53 | 80 | 0.0040636 | 0.0010184 | 0 | 0 |  | 1 | TRUE | wye
52 | LV_250-19_0_8_load_54 | 81 | 0.0066173 | 0.0016585 | 0 | 0 |  | 1 | TRUE | wye
53 | LV_250-19_0_8_load_56 | 82 | 0.0078809 | 0.0019751 | 0 | 0 |  | 1 | TRUE | wye
54 | LV_250-19_0_8_load_57 | 84 | 0.0041021 | 0.0010281 | 0 | 0 |  | 1 | TRUE | wye
55 | LV_250-19_0_8_load_58 | 85 | 0.0062689 | 0.0015711 | 0 | 0 |  | 1 | TRUE | wye
56 | LV_250-19_0_8_load_64 | 87 | 0.0037674 | 0.00094421 | 0 | 0 |  | 1 | TRUE | wye
57 | LV_250-19_0_8_load_66 | 89 | 0.003797 | 0.00095161 | 0 | 0 |  | 1 | TRUE | wye
58 | LV_250-19_0_8_load_62 | 90 | 0.0072368 | 0.0018137 | 0 | 0 |  | 1 | TRUE | wye
59 | LV_250-19_0_8_load_75 | 92 | 0.0061068 | 0.0015305 | 0 | 0 |  | 1 | TRUE | wye
60 | LV_250-19_0_8_load_76 | 93 | 0.010413 | 0.0026098 | 0 | 0 |  | 1 | TRUE | wye
61 | LV_250-19_0_8_load_77 | 94 | 0.006078 | 0.0015233 | 0 | 0 |  | 1 | TRUE | wye
62 | LV_250-19_0_8_load_78 | 95 | 0.012169 | 0.0030498 | 0 | 0 |  | 1 | TRUE | wye
63 | LV_250-19_0_8_load_60 | 97 | 0.0037361 | 0.00093636 | 0 | 0 |  | 1 | TRUE | wye
64 | LV_250-19_0_8_load_61 | 98 | 0.0040872 | 0.0010243 | 0 | 0 |  | 1 | TRUE | wye
65 | LV_250-19_0_8_load_65 | 99 | 0.0087627 | 0.0021961 | 0 | 0 |  | 1 | TRUE | wye
66 | LV_250-19_0_8_load_68 | 100 | 0.0065869 | 0.0016508 | 0 | 0 |  | 1 | TRUE | wye
67 | LV_250-19_0_8_load_67 | 101 | 0.0077039 | 0.0019308 | 0 | 0 |  | 1 | TRUE | wye
68 | LV_250-19_0_8_load_70 | 102 | 0.0056917 | 0.0014265 | 0 | 0 |  | 1 | TRUE | wye
69 | LV_250-19_0_8_load_118 | 103 | 0.0066523 | 0.0016672 | 0 | 0 |  | 1 | TRUE | wye
70 | LV_250-19_0_8_load_115 | 104 | 0.0065008 | 0.0016293 | 0 | 0 |  | 1 | TRUE | wye
71 | LV_250-19_0_8_load_102 | 106 | 0.0017168 | 0.00043026 | 0 | 0 |  | 1 | TRUE | wye
72 | LV_250-19_0_8_load_92 | 107 | 0.0053706 | 0.001346 | 0 | 0 |  | 1 | TRUE | wye
73 | LV_250-19_0_8_load_114 | 108 | 0.0024399 | 0.00061149 | 0 | 0 |  | 1 | TRUE | wye
74 | LV_250-19_0_8_load_90 | 109 | 0.0041144 | 0.0010312 | 0 | 0 |  | 1 | TRUE | wye
75 | LV_250-19_0_8_load_113 | 110 | 0.0041353 | 0.0010364 | 0 | 0 |  | 1 | TRUE | wye
76 | LV_250-19_0_8_load_116 | 111 | 0.003567 | 0.00089396 | 0 | 0 |  | 1 | TRUE | wye
77 | LV_250-19_0_8_load_94 | 112 | 0.0074201 | 0.0018596 | 0 | 0 |  | 1 | TRUE | wye
78 | LV_250-19_0_8_load_112 | 113 | 0.0089125 | 0.0022337 | 0 | 0 |  | 1 | TRUE | wye
79 | LV_250-19_0_8_load_131 | 117 | 0.0081099 | 0.0020325 | 0 | 0 |  | 1 | TRUE | wye
80 | LV_250-19_0_8_load_140 | 119 | 0.0027891 | 0.000699 | 0 | 0 |  | 1 | TRUE | wye
81 | LV_250-19_0_8_load_129 | 120 | 0.00074274 | 0.00018615 | 0 | 0 |  | 1 | TRUE | wye
82 | LV_250-19_0_8_load_127 | 121 | 0.00067752 | 0.0001698 | 0 | 0 |  | 1 | TRUE | wye
83 | LV_250-19_0_8_load_142 | 123 | 0.00075031 | 0.00018805 | 0 | 0 |  | 1 | TRUE | wye
84 | LV_250-19_0_8_load_130 | 124 | 0.0024594 | 0.00061638 | 0 | 0 |  | 1 | TRUE | wye
85 | LV_250-19_0_8_load_132 | 125 | 0.0027059 | 0.00067817 | 0 | 0 |  | 1 | TRUE | wye
86 | LV_250-19_0_8_load_139 | 127 | 0.002204 | 0.00055236 | 0 | 0 |  | 1 | TRUE | wye
87 | LV_250-19_0_8_load_143 | 128 | 0.0024272 | 0.00060832 | 0 | 0 |  | 1 | TRUE | wye
88 | LV_250-19_0_8_load_103 | 129 | 0.0090081 | 0.0022577 | 0 | 0 |  | 1 | TRUE | wye
89 | LV_250-19_0_8_load_104 | 130 | 0.0038227 | 0.00095806 | 0 | 0 |  | 1 | TRUE | wye
90 | LV_250-19_0_8_load_106 | 131 | 0.008109 | 0.0020323 | 0 | 0 |  | 1 | TRUE | wye
91 | LV_250-19_0_8_load_123 | 132 | 0.014517 | 0.0036383 | 0 | 0 |  | 1 | TRUE | wye
92 | LV_250-19_0_8_load_126 | 133 | 0.0040546 | 0.0010162 | 0 | 0 |  | 1 | TRUE | wye

## ext_grid
| name | bus | vm_pu | va_degree | slack_weight | in_service
0 |  | 46 | 1 | 0 | 1 | TRUE

## line
| name | std_type | from_bus | to_bus | length_km | r_ohm_per_km | x_ohm_per_km | c_nf_per_km | g_us_per_km | max_i_ka | df | parallel | type | in_service
0 | LV_250-19_0_8_line_0 |  | 0 | 1 | 0.0030429 | 0.125 | 0.08 | 261 | 0 | 0.364 | 1 | 1 | cs | TRUE
1 | LV_250-19_0_8_line_1 |  | 0 | 2 | 0.037436 | 0.125 | 0.08 | 261 | 0 | 0.364 | 1 | 1 | cs | TRUE
2 | LV_250-19_0_8_line_2 |  | 1 | 3 | 0.069526 | 0.125 | 0.08 | 261 | 0 | 0.364 | 1 | 1 | cs | TRUE
3 | LV_250-19_0_8_line_3 |  | 2 | 4 | 0.16458 | 0.125 | 0.08 | 261 | 0 | 0.364 | 1 | 1 | cs | TRUE
4 | LV_250-19_0_8_line_4 |  | 3 | 5 | 0.026276 | 0.125 | 0.08 | 261 | 0 | 0.364 | 1 | 1 | cs | TRUE
5 | LV_250-19_0_8_line_5 |  | 3 | 6 | 0.042678 | 0.125 | 0.08 | 261 | 0 | 0.364 | 1 | 1 | cs | TRUE
6 | LV_250-19_0_8_line_6 |  | 4 | 16 | 0.092473 | 0.125 | 0.08 | 261 | 0 | 0.364 | 1 | 1 | cs | TRUE
7 | LV_250-19_0_8_line_7 |  | 6 | 18 | 0.030748 | 0.125 | 0.08 | 261 | 0 | 0.364 | 1 | 1 | cs | TRUE
8 | LV_250-19_0_8_line_8 |  | 6 | 19 | 0.050146 | 0.125 | 0.08 | 261 | 0 | 0.364 | 1 | 1 | cs | TRUE
9 | LV_250-19_0_8_line_9 |  | 7 | 8 | 0.0032184 | 0.125 | 0.08 | 261 | 0 | 0.364 | 1 | 1 | cs | TRUE
10 | LV_250-19_0_8_line_10 |  | 7 | 9 | 0.017207 | 0.125 | 0.08 | 261 | 0 | 0.364 | 1 | 1 | cs | TRUE
11 | LV_250-19_0_8_line_11 |  | 8 | 10 | 0.013398 | 0.125 | 0.08 | 261 | 0 | 0.364 | 1 | 1 | cs | TRUE
12 | LV_250-19_0_8_line_12 |  | 9 | 11 | 0.076504 | 0.125 | 0.08 | 261 | 0 | 0.364 | 1 | 1 | cs | TRUE
13 | LV_250-19_0_8_line_13 |  | 9 | 12 | 0.053024 | 0.125 | 0.08 | 261 | 0 | 0.364 | 1 | 1 | cs | TRUE
14 | LV_250-19_0_8_line_14 |  | 11 | 13 | 0.020696 | 0.125 | 0.08 | 261 | 0 | 0.364 | 1 | 1 | cs | TRUE
15 | LV_250-19_0_8_line_15 |  | 12 | 14 | 0.093501 | 0.125 | 0.08 | 261 | 0 | 0.364 | 1 | 1 | cs | TRUE
16 | LV_250-19_0_8_line_16 |  | 14 | 15 | 0.039587 | 0.125 | 0.08 | 261 | 0 | 0.364 | 1 | 1 | cs | TRUE
17 | LV_250-19_0_8_line_17 |  | 15 | 17 | 0.14463 | 0.125 | 0.08 | 261 | 0 | 0.364 | 1 | 1 | cs | TRUE
18 | LV_250-19_0_8_line_18 |  | 16 | 17 | 0.059504 | 0.125 | 0.08 | 261 | 0 | 0.364 | 1 | 1 | cs | TRUE
19 | LV_250-19_0_8_line_19 |  | 18 | 23 | 0.027339 | 0.125 | 0.08 | 261 | 0 | 0.364 | 1 | 1 | cs | TRUE
20 | LV_250-19_0_8_line_20 |  | 18 | 24 | 0.041727 | 0.125 | 0.08 | 261 | 0 | 0.364 | 1 | 1 | cs | TRUE
21 | LV_250-19_0_8_line_21 |  | 20 | 21 | 0.052327 | 0.125 | 0.08 | 261 | 0 | 0.364 | 1 | 1 | cs | TRUE
22 | LV_250-19_0_8_line_22 |  | 20 | 22 | 0.015529 | 0.125 | 0.08 | 261 | 0 | 0.364 | 1 | 1 | cs | TRUE
23 | LV_250-19_0_8_line_23 |  | 21 | 25 | 0.048094 | 0.125 | 0.08 | 261 | 0 | 0.364 | 1 | 1 | cs | TRUE
24 | LV_250-19_0_8_line_24 |  | 21 | 26 | 0.042018 | 0.125 | 0.08 | 261 | 0 | 0.364 | 1 | 1 | cs | TRUE
25 | LV_250-19_0_8_line_25 |  | 23 | 25 | 0.020899 | 0.125 | 0.08 | 261 | 0 | 0.364 | 1 | 1 | cs | TRUE
26 | LV_250-19_0_8_line_26 |  | 24 | 31 | 0.004766 | 0.125 | 0.08 | 261 | 0 | 0.364 | 1 | 1 | cs | TRUE
27 | LV_250-19_0_8_line_27 |  | 26 | 118 | 0.040419 | 0.125 | 0.08 | 261 | 0 | 0.364 | 1 | 1 | cs | TRUE
28 | LV_250-19_0_8_line_28 |  | 26 | 119 | 0.0057164 | 0.125 | 0.08 | 261 | 0 | 0.364 | 1 | 1 | cs | TRUE
29 | LV_250-19_0_8_line_29 |  | 27 | 28 | 0.017274 | 0.125 | 0.08 | 261 | 0 | 0.364 | 1 | 1 | cs | TRUE
30 | LV_250-19_0_8_line_30 |  | 28 | 32 | 0.021725 | 0.125 | 0.08 | 261 | 0 | 0.364 | 1 | 1 | cs | TRUE
31 | LV_250-19_0_8_line_31 |  | 29 | 30 | 0.021932 | 0.125 | 0.08 | 261 | 0 | 0.364 | 1 | 1 | cs | TRUE
32 | LV_250-19_0_8_line_32 |  | 29 | 31 | 0.033924 | 0.125 | 0.08 | 261 | 0 | 0.364 | 1 | 1 | cs | TRUE
33 | LV_250-19_0_8_line_33 |  | 30 | 33 | 0.017739 | 0.125 | 0.08 | 261 | 0 | 0.364 | 1 | 1 | cs | TRUE
34 | LV_250-19_0_8_line_34 |  | 31 | 34 | 0.033747 | 0.125 | 0.08 | 261 | 0 | 0.364 | 1 | 1 | cs | TRUE
35 | LV_250-19_0_8_line_35 |  | 32 | 35 | 0.030148 | 0.125 | 0.08 | 261 | 0 | 0.364 | 1 | 1 | cs | TRUE
36 | LV_250-19_0_8_line_36 |  | 33 | 36 | 0.021628 | 0.125 | 0.08 | 261 | 0 | 0.364 | 1 | 1 | cs | TRUE
37 | LV_250-19_0_8_line_37 |  | 34 | 37 | 0.020731 | 0.125 | 0.08 | 261 | 0 | 0.364 | 1 | 1 | cs | TRUE
38 | LV_250-19_0_8_line_38 |  | 35 | 43 | 0.015593 | 0.125 | 0.08 | 261 | 0 | 0.364 | 1 | 1 | cs | TRUE
39 | LV_250-19_0_8_line_39 |  | 36 | 47 | 0.042086 | 0.125 | 0.08 | 261 | 0 | 0.364 | 1 | 1 | cs | TRUE
40 | LV_250-19_0_8_line_40 |  | 37 | 58 | 0.027011 | 0.125 | 0.08 | 261 | 0 | 0.364 | 1 | 1 | cs | TRUE
41 | LV_250-19_0_8_line_41 |  | 37 | 59 | 0.032519 | 0.125 | 0.08 | 261 | 0 | 0.364 | 1 | 1 | cs | TRUE
42 | LV_250-19_0_8_line_42 |  | 38 | 39 | 0.035459 | 0.125 | 0.08 | 261 | 0 | 0.364 | 1 | 1 | cs | TRUE
43 | LV_250-19_0_8_line_43 |  | 38 | 40 | 0.009704 | 0.125 | 0.08 | 261 | 0 | 0.364 | 1 | 1 | cs | TRUE
44 | LV_250-19_0_8_line_44 |  | 40 | 56 | 0.023912 | 0.125 | 0.08 | 261 | 0 | 0.364 | 1 | 4 | cs | TRUE
45 | LV_250-19_0_8_line_45 |  | 40 | 54 | 0.010912 | 0.125 | 0.08 | 261 | 0 | 0.364 | 1 | 4 | cs | TRUE
46 | LV_250-19_0_8_line_46 |  | 41 | 42 | 0.024345 | 0.125 | 0.08 | 261 | 0 | 0.364 | 1 | 1 | cs | TRUE
47 | LV_250-19_0_8_line_47 |  | 42 | 57 | 0.0019421 | 0.125 | 0.08 | 261 | 0 | 0.364 | 1 | 1 | cs | TRUE
48 | LV_250-19_0_8_line_48 |  | 43 | 116 | 0.011405 | 0.125 | 0.08 | 261 | 0 | 0.364 | 1 | 4 | cs | TRUE
49 | LV_250-19_0_8_line_49 |  | 43 | 129 | 0.024774 | 0.125 | 0.08 | 261 | 0 | 0.364 | 1 | 4 | cs | TRUE
50 | LV_250-19_0_8_line_50 |  | 44 | 45 | 0.020116 | 0.125 | 0.08 | 261 | 0 | 0.364 | 1 | 4 | cs | TRUE
51 | LV_250-19_0_8_line_51 |  | 44 | 46 | 0.025526 | 0.125 | 0.08 | 261 | 0 | 0.364 | 1 | 4 | cs | TRUE
52 | LV_250-19_0_8_line_52 |  | 45 | 56 | 0.022062 | 0.125 | 0.08 | 261 | 0 | 0.364 | 1 | 4 | cs | TRUE
53 | LV_250-19_0_8_line_53 |  | 46 | 131 | 0.025199 | 0.125 | 0.08 | 261 | 0 | 0.364 | 1 | 4 | cs | TRUE
54 | LV_250-19_0_8_line_54 |  | 47 | 133 | 0.0019643 | 0.125 | 0.08 | 261 | 0 | 0.364 | 1 | 1 | cs | TRUE
55 | LV_250-19_0_8_line_55 |  | 48 | 49 | 0.052472 | 0.125 | 0.08 | 261 | 0 | 0.364 | 1 | 1 | cs | TRUE
56 | LV_250-19_0_8_line_56 |  | 48 | 50 | 0.013906 | 0.125 | 0.08 | 261 | 0 | 0.364 | 1 | 1 | cs | TRUE
57 | LV_250-19_0_8_line_57 |  | 49 | 70 | 0.0055413 | 0.125 | 0.08 | 261 | 0 | 0.364 | 1 | 1 | cs | TRUE
58 | LV_250-19_0_8_line_58 |  | 50 | 65 | 0.023421 | 0.125 | 0.08 | 261 | 0 | 0.364 | 1 | 1 | cs | TRUE
59 | LV_250-19_0_8_line_59 |  | 50 | 51 | 0.054367 | 0.125 | 0.08 | 261 | 0 | 0.364 | 1 | 4 | cs | TRUE
60 | LV_250-19_0_8_line_60 |  | 50 | 62 | 0.019127 | 0.125 | 0.08 | 261 | 0 | 0.364 | 1 | 4 | cs | TRUE
61 | LV_250-19_0_8_line_61 |  | 51 | 52 | 0.0035544 | 0.125 | 0.08 | 261 | 0 | 0.364 | 1 | 4 | cs | TRUE
62 | LV_250-19_0_8_line_62 |  | 52 | 55 | 0.019755 | 0.125 | 0.08 | 261 | 0 | 0.364 | 1 | 4 | cs | TRUE
63 | LV_250-19_0_8_line_63 |  | 53 | 54 | 0.0236 | 0.125 | 0.08 | 261 | 0 | 0.364 | 1 | 4 | cs | TRUE
64 | LV_250-19_0_8_line_64 |  | 53 | 55 | 0.0108 | 0.125 | 0.08 | 261 | 0 | 0.364 | 1 | 4 | cs | TRUE
65 | LV_250-19_0_8_line_65 |  | 57 | 133 | 0.045068 | 0.125 | 0.08 | 261 | 0 | 0.364 | 1 | 1 | cs | TRUE
66 | LV_250-19_0_8_line_66 |  | 59 | 126 | 0.034595 | 0.125 | 0.08 | 261 | 0 | 0.364 | 1 | 1 | cs | TRUE
67 | LV_250-19_0_8_line_67 |  | 60 | 61 | 0.036203 | 0.125 | 0.08 | 261 | 0 | 0.364 | 1 | 4 | cs | TRUE
68 | LV_250-19_0_8_line_68 |  | 60 | 62 | 0.0066168 | 0.125 | 0.08 | 261 | 0 | 0.364 | 1 | 4 | cs | TRUE
69 | LV_250-19_0_8_line_69 |  | 61 | 63 | 0.0034631 | 0.125 | 0.08 | 261 | 0 | 0.364 | 1 | 4 | cs | TRUE
70 | LV_250-19_0_8_line_70 |  | 63 | 64 | 0.023622 | 0.125 | 0.08 | 261 | 0 | 0.364 | 1 | 4 | cs | TRUE
71 | LV_250-19_0_8_line_71 |  | 64 | 66 | 0.020425 | 0.125 | 0.08 | 261 | 0 | 0.364 | 1 | 1 | cs | TRUE
72 | LV_250-19_0_8_line_72 |  | 64 | 67 | 0.025145 | 0.125 | 0.08 | 261 | 0 | 0.364 | 1 | 4 | cs | TRUE
73 | LV_250-19_0_8_line_73 |  | 66 | 68 | 0.013715 | 0.125 | 0.08 | 261 | 0 | 0.364 | 1 | 1 | cs | TRUE
74 | LV_250-19_0_8_line_74 |  | 67 | 69 | 0.0063092 | 0.125 | 0.08 | 261 | 0 | 0.364 | 1 | 4 | cs | TRUE
75 | LV_250-19_0_8_line_75 |  | 69 | 78 | 0.0063269 | 0.125 | 0.08 | 261 | 0 | 0.364 | 1 | 4 | cs | TRUE
76 | LV_250-19_0_8_line_76 |  | 70 | 132 | 0.015654 | 0.125 | 0.08 | 261 | 0 | 0.364 | 1 | 1 | cs | TRUE
77 | LV_250-19_0_8_line_77 |  | 71 | 72 | 0.04279 | 0.125 | 0.08 | 261 | 0 | 0.364 | 1 | 1 | cs | TRUE
78 | LV_250-19_0_8_line_78 |  | 71 | 73 | 0.0022225 | 0.125 | 0.08 | 261 | 0 | 0.364 | 1 | 1 | cs | TRUE
79 | LV_250-19_0_8_line_79 |  | 72 | 103 | 0.021103 | 0.125 | 0.08 | 261 | 0 | 0.364 | 1 | 1 | cs | TRUE
80 | LV_250-19_0_8_line_80 |  | 72 | 102 | 0.011724 | 0.125 | 0.08 | 261 | 0 | 0.364 | 1 | 1 | cs | TRUE
81 | LV_250-19_0_8_line_81 |  | 73 | 104 | 0.01784 | 0.125 | 0.08 | 261 | 0 | 0.364 | 1 | 1 | cs | TRUE
82 | LV_250-19_0_8_line_82 |  | 74 | 75 | 0.013788 | 0.125 | 0.08 | 261 | 0 | 0.364 | 1 | 1 | cs | TRUE
83 | LV_250-19_0_8_line_83 |  | 75 | 109 | 0.0041585 | 0.125 | 0.08 | 261 | 0 | 0.364 | 1 | 1 | cs | TRUE
84 | LV_250-19_0_8_line_84 |  | 75 | 77 | 0.047995 | 0.125 | 0.08 | 261 | 0 | 0.364 | 1 | 1 | cs | TRUE
85 | LV_250-19_0_8_line_85 |  | 76 | 77 | 0.019542 | 0.125 | 0.08 | 261 | 0 | 0.364 | 1 | 1 | cs | TRUE
86 | LV_250-19_0_8_line_86 |  | 78 | 106 | 0.0082453 | 0.125 | 0.08 | 261 | 0 | 0.364 | 1 | 4 | cs | TRUE
87 | LV_250-19_0_8_line_87 |  | 79 | 80 | 0.023816 | 0.125 | 0.08 | 261 | 0 | 0.364 | 1 | 1 | cs | TRUE
88 | LV_250-19_0_8_line_88 |  | 79 | 81 | 0.011615 | 0.125 | 0.08 | 261 | 0 | 0.364 | 1 | 1 | cs | TRUE
89 | LV_250-19_0_8_line_89 |  | 81 | 82 | 0.015463 | 0.125 | 0.08 | 261 | 0 | 0.364 | 1 | 1 | cs | TRUE
90 | LV_250-19_0_8_line_90 |  | 82 | 86 | 0.02898 | 0.125 | 0.08 | 261 | 0 | 0.364 | 1 | 1 | cs | TRUE
91 | LV_250-19_0_8_line_91 |  | 83 | 84 | 0.027442 | 0.125 | 0.08 | 261 | 0 | 0.364 | 1 | 1 | cs | TRUE
92 | LV_250-19_0_8_line_92 |  | 83 | 85 | 0.015944 | 0.125 | 0.08 | 261 | 0 | 0.364 | 1 | 1 | cs | TRUE
93 | LV_250-19_0_8_line_93 |  | 84 | 87 | 0.01602 | 0.125 | 0.08 | 261 | 0 | 0.364 | 1 | 4 | cs | TRUE
94 | LV_250-19_0_8_line_94 |  | 86 | 88 | 0.01931 | 0.125 | 0.08 | 261 | 0 | 0.364 | 1 | 4 | cs | TRUE
95 | LV_250-19_0_8_line_95 |  | 86 | 89 | 0.04491 | 0.125 | 0.08 | 261 | 0 | 0.364 | 1 | 4 | cs | TRUE
96 | LV_250-19_0_8_line_96 |  | 87 | 90 | 0.010959 | 0.125 | 0.08 | 261 | 0 | 0.364 | 1 | 4 | cs | TRUE
97 | LV_250-19_0_8_line_97 |  | 88 | 94 | 0.026502 | 0.125 | 0.08 | 261 | 0 | 0.364 | 1 | 2 | cs | TRUE
98 | LV_250-19_0_8_line_98 |  | 88 | 95 | 0.017766 | 0.125 | 0.08 | 261 | 0 | 0.364 | 1 | 4 | cs | TRUE
99 | LV_250-19_0_8_line_99 |  | 89 | 96 | 0.017939 | 0.125 | 0.08 | 261 | 0 | 0.364 | 1 | 4 | cs | TRUE
100 | LV_250-19_0_8_line_100 |  | 90 | 97 | 0.010717 | 0.125 | 0.08 | 261 | 0 | 0.364 | 1 | 4 | cs | TRUE
101 | LV_250-19_0_8_line_101 |  | 91 | 92 | 0.022332 | 0.125 | 0.08 | 261 | 0 | 0.364 | 1 | 1 | cs | TRUE
102 | LV_250-19_0_8_line_102 |  | 91 | 93 | 0.045185 | 0.125 | 0.08 | 261 | 0 | 0.364 | 1 | 1 | cs | TRUE
103 | LV_250-19_0_8_line_103 |  | 92 | 105 | 0.027731 | 0.125 | 0.08 | 261 | 0 | 0.364 | 1 | 4 | cs | TRUE
104 | LV_250-19_0_8_line_104 |  | 92 | 106 | 0.034645 | 0.125 | 0.08 | 261 | 0 | 0.364 | 1 | 4 | cs | TRUE
105 | LV_250-19_0_8_line_105 |  | 93 | 107 | 0.038625 | 0.125 | 0.08 | 261 | 0 | 0.364 | 1 | 1 | cs | TRUE
106 | LV_250-19_0_8_line_106 |  | 94 | 104 | 0.019952 | 0.125 | 0.08 | 261 | 0 | 0.364 | 1 | 1 | cs | TRUE
107 | LV_250-19_0_8_line_107 |  | 95 | 105 | 0.051621 | 0.125 | 0.08 | 261 | 0 | 0.364 | 1 | 4 | cs | TRUE
108 | LV_250-19_0_8_line_108 |  | 96 | 99 | 0.023604 | 0.125 | 0.08 | 261 | 0 | 0.364 | 1 | 4 | cs | TRUE
109 | LV_250-19_0_8_line_109 |  | 96 | 98 | 0.023919 | 0.125 | 0.08 | 261 | 0 | 0.364 | 1 | 4 | cs | TRUE
110 | LV_250-19_0_8_line_110 |  | 97 | 98 | 0.012543 | 0.125 | 0.08 | 261 | 0 | 0.364 | 1 | 4 | cs | TRUE
111 | LV_250-19_0_8_line_111 |  | 99 | 100 | 0.017868 | 0.125 | 0.08 | 261 | 0 | 0.364 | 1 | 1 | cs | TRUE
112 | LV_250-19_0_8_line_112 |  | 100 | 101 | 0.031953 | 0.125 | 0.08 | 261 | 0 | 0.364 | 1 | 1 | cs | TRUE
113 | LV_250-19_0_8_line_113 |  | 105 | 108 | 0.0091658 | 0.125 | 0.08 | 261 | 0 | 0.364 | 1 | 1 | cs | TRUE
114 | LV_250-19_0_8_line_114 |  | 108 | 111 | 0.018041 | 0.125 | 0.08 | 261 | 0 | 0.364 | 1 | 1 | cs | TRUE
115 | LV_250-19_0_8_line_115 |  | 109 | 110 | 0.016229 | 0.125 | 0.08 | 261 | 0 | 0.364 | 1 | 1 | cs | TRUE
116 | LV_250-19_0_8_line_116 |  | 110 | 111 | 0.011629 | 0.125 | 0.08 | 261 | 0 | 0.364 | 1 | 1 | cs | TRUE
117 | LV_250-19_0_8_line_117 |  | 112 | 113 | 0.020316 | 0.125 | 0.08 | 261 | 0 | 0.364 | 1 | 1 | cs | TRUE
118 | LV_250-19_0_8_line_118 |  | 113 | 114 | 0.017249 | 0.125 | 0.08 | 261 | 0 | 0.364 | 1 | 1 | cs | TRUE
119 | LV_250-19_0_8_line_119 |  | 114 | 115 | 0.027881 | 0.125 | 0.08 | 261 | 0 | 0.364 | 1 | 4 | cs | TRUE
120 | LV_250-19_0_8_line_120 |  | 114 | 116 | 0.03255 | 0.125 | 0.08 | 261 | 0 | 0.364 | 1 | 4 | cs | TRUE
121 | LV_250-19_0_8_line_121 |  | 115 | 117 | 0.021397 | 0.125 | 0.08 | 261 | 0 | 0.364 | 1 | 2 | cs | TRUE
122 | LV_250-19_0_8_line_122 |  | 117 | 125 | 0.020828 | 0.125 | 0.08 | 261 | 0 | 0.364 | 1 | 1 | cs | TRUE
123 | LV_250-19_0_8_line_123 |  | 118 | 120 | 0.029597 | 0.125 | 0.08 | 261 | 0 | 0.364 | 1 | 1 | cs | TRUE
124 | LV_250-19_0_8_line_124 |  | 118 | 121 | 0.0087126 | 0.125 | 0.08 | 261 | 0 | 0.364 | 1 | 1 | cs | TRUE
125 | LV_250-19_0_8_line_125 |  | 119 | 127 | 0.024118 | 0.125 | 0.08 | 261 | 0 | 0.364 | 1 | 1 | cs | TRUE
126 | LV_250-19_0_8_line_126 |  | 120 | 124 | 0.012816 | 0.125 | 0.08 | 261 | 0 | 0.364 | 1 | 1 | cs | TRUE
127 | LV_250-19_0_8_line_127 |  | 122 | 123 | 0.1226 | 0.125 | 0.08 | 261 | 0 | 0.364 | 1 | 1 | cs | TRUE
128 | LV_250-19_0_8_line_128 |  | 122 | 124 | 0.02758 | 0.125 | 0.08 | 261 | 0 | 0.364 | 1 | 1 | cs | TRUE
129 | LV_250-19_0_8_line_129 |  | 123 | 128 | 0.052019 | 0.125 | 0.08 | 261 | 0 | 0.364 | 1 | 1 | cs | TRUE
130 | LV_250-19_0_8_line_130 |  | 125 | 126 | 0.02533 | 0.125 | 0.08 | 261 | 0 | 0.364 | 1 | 1 | cs | TRUE
131 | LV_250-19_0_8_line_131 |  | 129 | 130 | 0.037597 | 0.125 | 0.08 | 261 | 0 | 0.364 | 1 | 4 | cs | TRUE
132 | LV_250-19_0_8_line_132 |  | 130 | 131 | 0.026164 | 0.125 | 0.08 | 261 | 0 | 0.364 | 1 | 4 | cs | TRUE

## trafo
| name | std_type | hv_bus | lv_bus | sn_mva | vn_hv_kv | vn_lv_kv | vk_percent | vkr_percent | pfe_kw | i0_percent | shift_degree | tap_side | tap_neutral | tap_min | tap_max | tap_step_percent | tap_step_degree | tap_pos | tap_phase_shifter | parallel | df | in_service
0 | LV_250-19_0_8_trafo_109 | 0.63 MVA 20/0.4 kV | 134 | 46 | 0.63 | 20 | 0.4 | 6 | 1.206 | 1.65 | 0.2619 | 150 | hv | 0 | -2 | 2 | 2.5 | 0 | 0 | FALSE | 1 | 1 | TRUE

## line_geodata
| x0 | y0 | x1 | y1 | x2 | y2 | x3 | y3 | x4 | y4 | x5 | y5 | x6 | y6
0 | 2674869.6584 | 1247875.1416 | 2674872.0682 | 1247876.9994
1 | 2674864.6153 | 1247841.8922 | 2674860.192 | 1247856.0354 | 2674862.9189 | 1247869.7574 | 2674867.8758 | 1247873.7673 | 2674869.6584 | 1247875.1416
2 | 2674927.1311 | 1247919.4485 | 2674872.0682 | 1247876.9994
3 | 2674864.6153 | 1247841.8922 | 2674703.7064 | 1247807.3063
4 | 2674927.1311 | 1247919.4485 | 2674943.3446 | 1247898.7706
5 | 2674900.3149 | 1247952.6448 | 2674914.9792 | 1247934.9506 | 2674927.1311 | 1247919.4485
6 | 2674628.4352 | 1247856.5583 | 2674660.4497 | 1247845.3987 | 2674677.1738 | 1247836.2249 | 2674698.6876 | 1247815.581 | 2674703.7064 | 1247807.3063
7 | 2674900.3149 | 1247952.6448 | 2674880.023 | 1247975.794
8 | 2674900.3149 | 1247952.6448 | 2674884.9581 | 1247938.474 | 2674869.3297 | 1247963.1992
9 | 2674680.6729 | 1247635.1748 | 2674679.5525 | 1247638.1919
10 | 2674686.6629 | 1247619.044 | 2674680.6729 | 1247635.1748
11 | 2674674.8885 | 1247650.7519 | 2674679.5525 | 1247638.1919
12 | 2674686.6629 | 1247619.044 | 2674735.5536 | 1247648.4143 | 2674737.4763 | 1247655.2657 | 2674732.2673 | 1247666.4678
13 | 2674636.0288 | 1247608.121 | 2674645.3168 | 1247611.8962 | 2674674.054 | 1247612.0803 | 2674686.6629 | 1247619.044
14 | 2674719.8124 | 1247682.0179 | 2674727.3449 | 1247677.0537 | 2674732.2673 | 1247666.4678
15 | 2674636.0288 | 1247608.121 | 2674628.6978 | 1247627.6761 | 2674624.1227 | 1247664.7007 | 2674620.9701 | 1247699.8707
16 | 2674620.9701 | 1247699.8707 | 2674620.8363 | 1247701.3634 | 2674617.7614 | 1247720.6274 | 2674611.8554 | 1247738.2447
17 | 2674572.2467 | 1247876.1444 | 2674583.4307 | 1247855.2701 | 2674586.4359 | 1247840.9309 | 2674589.1275 | 1247810.6986 | 2674598.5216 | 1247779.0273 | 2674608.4148 | 1247748.5077 | 2674611.8554 | 1247738.2447
18 | 2674572.2467 | 1247876.1444 | 2674628.4352 | 1247856.5583
19 | 2674880.023 | 1247975.794 | 2674901.5705 | 1247992.6209
20 | 2674852.4896 | 1248007.2135 | 2674880.023 | 1247975.794
21 | 2674968.4098 | 1247984.2612 | 2674955.9472 | 1248035.0847
22 | 2674968.4098 | 1247984.2612 | 2674978.4611 | 1247972.4242
23 | 2674955.9472 | 1248035.0847 | 2674918.0417 | 1248005.4836
24 | 2674986.2102 | 1248042.2502 | 2674979.5192 | 1248045.7904 | 2674964.4943 | 1248051.3934 | 2674955.9472 | 1248035.0847
25 | 2674901.5705 | 1247992.6209 | 2674918.0417 | 1248005.4836
26 | 2674849.3028 | 1248010.7647 | 2674852.4896 | 1248007.2135
27 | 2674986.2102 | 1248042.2502 | 2674994.0052 | 1248044.5727 | 2674988.252 | 1248055.1742 | 2674993.4969 | 1248055.4963 | 2674997.9902 | 1248055.531 | 2675008.4657 | 1248055.519
28 | 2674986.2102 | 1248042.2502 | 2674990.0351 | 1248038.0021
29 | 2674797.8792 | 1248052.5126 | 2674794.1102 | 1248049.5407 | 2674800.4433 | 1248038.7939
30 | 2674795.8763 | 1248068.1875 | 2674804.381 | 1248058.5656 | 2674797.8792 | 1248052.5126
31 | 2674821.5704 | 1248002.9425 | 2674817.08 | 1248000.2839 | 2674802.7017 | 1247991.7631
32 | 2674849.3028 | 1248010.7647 | 2674839.0966 | 1248007.3891 | 2674828.8939 | 1248000.7444 | 2674824.7609 | 1247997.8902 | 2674821.5704 | 1248002.9425
33 | 2674793.1588 | 1248006.7165 | 2674802.7017 | 1247991.7631 | 2674802.7017 | 1247991.7631
34 | 2674849.3028 | 1248010.7647 | 2674873.0948 | 1248034.6975
35 | 2674795.8763 | 1248068.1875 | 2674818.796 | 1248087.7732
36 | 2674793.1588 | 1248006.7165 | 2674781.5238 | 1248024.9484
37 | 2674887.7104 | 1248049.3996 | 2674873.0948 | 1248034.6975
38 | 2674830.6504 | 1248097.9031 | 2674818.796 | 1248087.7732
39 | 2674758.8833 | 1248060.4256 | 2674781.5238 | 1248024.9484
40 | 2674887.7104 | 1248049.3996 | 2674868.7297 | 1248068.6182
41 | 2674887.7104 | 1248049.3996 | 2674903.9036 | 1248065.4823 | 2674910.8257 | 1248072.2727
42 | 2674679.6451 | 1248172.9314 | 2674672.0565 | 1248166.8203 | 2674649.943 | 1248153.6942
43 | 2674685.636 | 1248180.579 | 2674679.6451 | 1248172.9314
44 | 2674685.636 | 1248180.579 | 2674701.3335 | 1248167.7008 | 2674703.8325 | 1248165.0985
45 | 2674685.636 | 1248180.579 | 2674676.3232 | 1248186.2659
46 | 2674714.2826 | 1248117.1868 | 2674719.9086 | 1248114.0851 | 2674729.588 | 1248099.003
47 | 2674730.637 | 1248097.3685 | 2674729.588 | 1248099.003
48 | 2674830.6504 | 1248097.9031 | 2674839.3325 | 1248105.3291
49 | 2674830.6504 | 1248097.9031 | 2674814.1043 | 1248116.341 | 2674814.1043 | 1248116.341
50 | 2674733.0469 | 1248134.6766 | 2674719.1139 | 1248149.1855
51 | 2674733.0469 | 1248134.6766 | 2674751.5624 | 1248151.6777 | 2674751.8578 | 1248151.931
52 | 2674719.1139 | 1248149.1855 | 2674703.8325 | 1248165.0985
53 | 2674770.4792 | 1248155.3066 | 2674763.7112 | 1248162.0939 | 2674751.8578 | 1248151.931
54 | 2674758.8833 | 1248060.4256 | 2674757.8266 | 1248062.0815
55 | 2674581.227 | 1248232.6135 | 2674579.949 | 1248229.7398 | 2674577.4024 | 1248216.0535 | 2674577.1696 | 1248203.3526 | 2674582.8869 | 1248197.3313 | 2674596.6332 | 1248193.0455 | 2674596.6332 | 1248193.0455
56 | 2674579.6105 | 1248242.8339 | 2674584.5834 | 1248240.1612 | 2674581.227 | 1248232.6135
57 | 2674596.6332 | 1248193.0455 | 2674599.4888 | 1248188.2967
58 | 2674579.6105 | 1248242.8339 | 2674559.2668 | 1248254.4397
59 | 2674579.6105 | 1248242.8339 | 2674584.5834 | 1248240.1612 | 2674627.2183 | 1248216.5806
60 | 2674579.6105 | 1248242.8339 | 2674591.7905 | 1248257.5813
61 | 2674627.2183 | 1248216.5806 | 2674630.2365 | 1248214.7033
62 | 2674630.2365 | 1248214.7033 | 2674647.0112 | 1248204.2696
63 | 2674656.1818 | 1248198.5655 | 2674676.3232 | 1248186.2659
64 | 2674656.1818 | 1248198.5655 | 2674647.0112 | 1248204.2696
65 | 2674757.8266 | 1248062.0815 | 2674752.1884 | 1248070.9164 | 2674743.2897 | 1248077.6535 | 2674730.637 | 1248097.3685
66 | 2674929.8433 | 1248099.7792 | 2674920.042 | 1248085.3005 | 2674914.5045 | 1248078.8481 | 2674915.3174 | 1248076.679 | 2674910.8257 | 1248072.2727
67 | 2674619.058 | 1248290.5965 | 2674596.0041 | 1248262.6831
68 | 2674591.7905 | 1248257.5813 | 2674596.0041 | 1248262.6831
69 | 2674619.058 | 1248290.5965 | 2674621.2633 | 1248293.2667
70 | 2674627.8569 | 1248310.4005 | 2674624.8241 | 1248305.9481 | 2674629.4433 | 1248303.1709 | 2674621.2633 | 1248293.2667
71 | 2674627.8569 | 1248310.4005 | 2674610.2054 | 1248320.7637
72 | 2674627.8569 | 1248310.4005 | 2674649.4523 | 1248297.52
73 | 2674610.2054 | 1248320.7637 | 2674598.0378 | 1248327.0929
74 | 2674654.8708 | 1248294.2881 | 2674649.4523 | 1248297.52
75 | 2674660.3046 | 1248291.0472 | 2674654.8708 | 1248294.2881
76 | 2674607.556 | 1248174.881 | 2674599.4888 | 1248188.2967
77 | 2674752.656 | 1248353.559 | 2674775.5046 | 1248364.0657 | 2674791.2611 | 1248372.2259
78 | 2674752.656 | 1248353.559 | 2674753.487 | 1248351.4977
79 | 2674791.2611 | 1248372.2259 | 2674800.1904 | 1248357.6502 | 2674803.9544 | 1248356.2078
80 | 2674791.2611 | 1248372.2259 | 2674786.8103 | 1248383.0727
81 | 2674753.487 | 1248351.4977 | 2674760.157 | 1248334.9511
82 | 2674685.6031 | 1248341.3832 | 2674680.4245 | 1248354.1614
83 | 2674685.6031 | 1248341.3832 | 2674686.7487 | 1248337.3855
84 | 2674685.6031 | 1248341.3832 | 2674719.9005 | 1248355.5143 | 2674716.1138 | 1248365.7364
85 | 2674707.5329 | 1248383.0332 | 2674711.4959 | 1248378.2025 | 2674716.1138 | 1248365.7364
86 | 2674667.3859 | 1248286.8235 | 2674660.3046 | 1248291.0472
87 | 2674818.1476 | 1248240.0969 | 2674821.6 | 1248237.4782 | 2674828.4924 | 1248219.2553
88 | 2674818.1476 | 1248240.0969 | 2674810.6272 | 1248245.8014 | 2674809.571 | 1248247.7042
89 | 2674801.9735 | 1248261.1718 | 2674805.0012 | 1248255.9377 | 2674809.571 | 1248247.7042
90 | 2674781.1928 | 1248280.166 | 2674785.1754 | 1248273.378 | 2674800.2761 | 1248264.1062 | 2674801.9735 | 1248261.1718
91 | 2674865.4484 | 1248218.9516 | 2674875.9921 | 1248223.0877 | 2674878.0667 | 1248226.85 | 2674873.4874 | 1248237.7462
92 | 2674865.4484 | 1248218.9516 | 2674871.6402 | 1248204.2595
93 | 2674867.2807 | 1248252.5148 | 2674873.4874 | 1248237.7462
94 | 2674769.2528 | 1248295.1262 | 2674773.0862 | 1248288.1917 | 2674781.1928 | 1248280.166
95 | 2674781.1928 | 1248280.166 | 2674823.3161 | 1248295.7383
96 | 2674867.2807 | 1248252.5148 | 2674863.0347 | 1248262.6182
97 | 2674769.2528 | 1248295.1262 | 2674773.7531 | 1248304.7676 | 2674775.3091 | 1248310.1356 | 2674771.3534 | 1248319.6163
98 | 2674769.2528 | 1248295.1262 | 2674756.5818 | 1248289.6069 | 2674752.6988 | 1248290.3029
99 | 2674840.1421 | 1248301.9586 | 2674823.3161 | 1248295.7383
100 | 2674856.8487 | 1248270.9794 | 2674860.5605 | 1248268.1031 | 2674861.4584 | 1248266.3687 | 2674863.0347 | 1248262.6182
101 | 2674697.1404 | 1248269.0764 | 2674716.2435 | 1248257.4198
102 | 2674716.2435 | 1248257.4198 | 2674753.7816 | 1248232.2691
103 | 2674697.1404 | 1248269.0764 | 2674703.155 | 1248277.2247 | 2674710.9855 | 1248280.3145 | 2674712.6968 | 1248282.9491 | 2674711.4211 | 1248288.8928
104 | 2674697.1404 | 1248269.0764 | 2674667.3859 | 1248286.8235
105 | 2674753.7816 | 1248232.2691 | 2674765.9573 | 1248224.1113 | 2674786.0567 | 1248211.0523
106 | 2674771.3534 | 1248319.6163 | 2674767.7083 | 1248328.3528 | 2674761.2942 | 1248332.1302 | 2674760.157 | 1248334.9511
107 | 2674711.4211 | 1248288.8928 | 2674746.0509 | 1248302.4278 | 2674748.1838 | 1248301.5763 | 2674752.6988 | 1248290.3029
108 | 2674840.1421 | 1248301.9586 | 2674842.422 | 1248317.5764 | 2674839.627 | 1248324.8802
109 | 2674840.1421 | 1248301.9586 | 2674847.5504 | 1248279.2691 | 2674847.576 | 1248279.2252
110 | 2674856.8487 | 1248270.9794 | 2674848.7007 | 1248277.2933 | 2674847.576 | 1248279.2252
111 | 2674833.2411 | 1248341.5676 | 2674839.627 | 1248324.8802
112 | 2674821.821 | 1248371.4101 | 2674833.2411 | 1248341.5676
113 | 2674711.4211 | 1248288.8928 | 2674707.3314 | 1248297.0957
114 | 2674707.3314 | 1248297.0957 | 2674700.8604 | 1248310.075 | 2674698.6116 | 1248312.8063
115 | 2674686.7487 | 1248337.3855 | 2674691.2197 | 1248321.7842
116 | 2674698.6116 | 1248312.8063 | 2674691.2197 | 1248321.7842 | 2674691.2197 | 1248321.7842
117 | 2674851.0605 | 1248138.8902 | 2674851.0605 | 1248138.8902 | 2674845.852 | 1248150.644 | 2674840.9848 | 1248156.2978
118 | 2674863.6259 | 1248127.0736 | 2674851.0605 | 1248138.8902
119 | 2674863.6259 | 1248127.0736 | 2674878.3542 | 1248143.1267 | 2674881.6034 | 1248142.4005 | 2674884.3316 | 1248142.8575
120 | 2674839.3325 | 1248105.3291 | 2674863.6259 | 1248127.0736
121 | 2674884.3316 | 1248142.8575 | 2674884.2105 | 1248133.3158 | 2674885.834 | 1248127.9546 | 2674890.285 | 1248123.5633
122 | 2674890.285 | 1248123.5633 | 2674908.1349 | 1248112.8311
123 | 2675008.4657 | 1248055.519 | 2674995.9166 | 1248077.3538 | 2674992.8569 | 1248080.534
124 | 2675008.4657 | 1248055.519 | 2675017.1779 | 1248055.4278
125 | 2674990.0351 | 1248038.0021 | 2674992.0702 | 1248035.7419 | 2675002.8488 | 1248017.6296
126 | 2674984.4916 | 1248090.1741 | 2674986.1511 | 1248087.5043 | 2674992.8569 | 1248080.534
127 | 2674974.7233 | 1248115.0351 | 2675031.7722 | 1248152.7949 | 2675035.0197 | 1248158.7625 | 2675034.546 | 1248164.5607 | 2675007.3526 | 1248196.0116
128 | 2674974.7233 | 1248115.0351 | 2674974.9802 | 1248105.4759 | 2674984.4916 | 1248090.1741
129 | 2674977.0133 | 1248238.2395 | 2674978.422 | 1248236.3692 | 2675004.2096 | 1248199.6467 | 2675007.3526 | 1248196.0116
130 | 2674929.8433 | 1248099.7792 | 2674908.1349 | 1248112.8311
131 | 2674814.1043 | 1248116.341 | 2674816.5667 | 1248118.7071 | 2674792.6794 | 1248143.1567 | 2674792.6794 | 1248143.1567
132 | 2674770.4792 | 1248155.3066 | 2674778.7342 | 1248147.028 | 2674792.6794 | 1248143.1567

## bus_geodata
| x | y | coords
0 | 2674869.6584 | 1247875.1416
1 | 2674872.0682 | 1247876.9994
2 | 2674864.6153 | 1247841.8922
3 | 2674927.1311 | 1247919.4485
4 | 2674703.7064 | 1247807.3063
5 | 2674943.3446 | 1247898.7706
6 | 2674900.3149 | 1247952.6448
7 | 2674680.6729 | 1247635.1748
8 | 2674679.5525 | 1247638.1919
9 | 2674686.6629 | 1247619.044
10 | 2674674.8885 | 1247650.7519
11 | 2674732.2673 | 1247666.4678
12 | 2674636.0288 | 1247608.121
13 | 2674719.8124 | 1247682.0179
14 | 2674620.9701 | 1247699.8707
15 | 2674611.8554 | 1247738.2447
16 | 2674628.4352 | 1247856.5583
17 | 2674572.2467 | 1247876.1444
18 | 2674880.023 | 1247975.794
19 | 2674869.3297 | 1247963.1992
20 | 2674968.4098 | 1247984.2612
21 | 2674955.9472 | 1248035.0847
22 | 2674978.4611 | 1247972.4242
23 | 2674901.5705 | 1247992.6209
24 | 2674852.4896 | 1248007.2135
25 | 2674918.0417 | 1248005.4836
26 | 2674986.2102 | 1248042.2502
27 | 2674800.4433 | 1248038.7939
28 | 2674797.8792 | 1248052.5126
29 | 2674821.5704 | 1248002.9425
30 | 2674802.7017 | 1247991.7631
31 | 2674849.3028 | 1248010.7647
32 | 2674795.8763 | 1248068.1875
33 | 2674793.1588 | 1248006.7165
34 | 2674873.0948 | 1248034.6975
35 | 2674818.796 | 1248087.7732
36 | 2674781.5238 | 1248024.9484
37 | 2674887.7104 | 1248049.3996
38 | 2674679.6451 | 1248172.9314
39 | 2674649.943 | 1248153.6942
40 | 2674685.636 | 1248180.579
41 | 2674714.2826 | 1248117.1868
42 | 2674729.588 | 1248099.003
43 | 2674830.6504 | 1248097.9031
44 | 2674733.0469 | 1248134.6766
45 | 2674719.1139 | 1248149.1855
46 | 2674751.8578 | 1248151.931
47 | 2674758.8833 | 1248060.4256
48 | 2674581.227 | 1248232.6135
49 | 2674596.6332 | 1248193.0455
50 | 2674579.6105 | 1248242.8339
51 | 2674627.2183 | 1248216.5806
52 | 2674630.2365 | 1248214.7033
53 | 2674656.1818 | 1248198.5655
54 | 2674676.3232 | 1248186.2659
55 | 2674647.0112 | 1248204.2696
56 | 2674703.8325 | 1248165.0985
57 | 2674730.637 | 1248097.3685
58 | 2674868.7297 | 1248068.6182
59 | 2674910.8257 | 1248072.2727
60 | 2674596.0041 | 1248262.6831
61 | 2674619.058 | 1248290.5965
62 | 2674591.7905 | 1248257.5813
63 | 2674621.2633 | 1248293.2667
64 | 2674627.8569 | 1248310.4005
65 | 2674559.2668 | 1248254.4397
66 | 2674610.2054 | 1248320.7637
67 | 2674649.4523 | 1248297.52
68 | 2674598.0378 | 1248327.0929
69 | 2674654.8708 | 1248294.2881
70 | 2674599.4888 | 1248188.2967
71 | 2674752.656 | 1248353.559
72 | 2674791.2611 | 1248372.2259
73 | 2674753.487 | 1248351.4977
74 | 2674680.4245 | 1248354.1614
75 | 2674685.6031 | 1248341.3832
76 | 2674707.5329 | 1248383.0332
77 | 2674716.1138 | 1248365.7364
78 | 2674660.3046 | 1248291.0472
79 | 2674818.1476 | 1248240.0969
80 | 2674828.4924 | 1248219.2553
81 | 2674809.571 | 1248247.7042
82 | 2674801.9735 | 1248261.1718
83 | 2674865.4484 | 1248218.9516
84 | 2674873.4874 | 1248237.7462
85 | 2674871.6402 | 1248204.2595
86 | 2674781.1928 | 1248280.166
87 | 2674867.2807 | 1248252.5148
88 | 2674769.2528 | 1248295.1262
89 | 2674823.3161 | 1248295.7383
90 | 2674863.0347 | 1248262.6182
91 | 2674716.2435 | 1248257.4198
92 | 2674697.1404 | 1248269.0764
93 | 2674753.7816 | 1248232.2691
94 | 2674771.3534 | 1248319.6163
95 | 2674752.6988 | 1248290.3029
96 | 2674840.1421 | 1248301.9586
97 | 2674856.8487 | 1248270.9794
98 | 2674847.576 | 1248279.2252
99 | 2674839.627 | 1248324.8802
100 | 2674833.2411 | 1248341.5676
101 | 2674821.821 | 1248371.4101
102 | 2674786.8103 | 1248383.0727
103 | 2674803.9544 | 1248356.2078
104 | 2674760.157 | 1248334.9511
105 | 2674711.4211 | 1248288.8928
106 | 2674667.3859 | 1248286.8235
107 | 2674786.0567 | 1248211.0523
108 | 2674707.3314 | 1248297.0957
109 | 2674686.7487 | 1248337.3855
110 | 2674691.2197 | 1248321.7842
111 | 2674698.6116 | 1248312.8063
112 | 2674840.9848 | 1248156.2978
113 | 2674851.0605 | 1248138.8902
114 | 2674863.6259 | 1248127.0736
115 | 2674884.3316 | 1248142.8575
116 | 2674839.3325 | 1248105.3291
117 | 2674890.285 | 1248123.5633
118 | 2675008.4657 | 1248055.519
119 | 2674990.0351 | 1248038.0021
120 | 2674992.8569 | 1248080.534
121 | 2675017.1779 | 1248055.4278
122 | 2674974.7233 | 1248115.0351
123 | 2675007.3526 | 1248196.0116
124 | 2674984.4916 | 1248090.1741
125 | 2674908.1349 | 1248112.8311
126 | 2674929.8433 | 1248099.7792
127 | 2675002.8488 | 1248017.6296
128 | 2674977.0133 | 1248238.2395
129 | 2674814.1043 | 1248116.341
130 | 2674792.6794 | 1248143.1567
131 | 2674770.4792 | 1248155.3066
132 | 2674607.556 | 1248174.881
133 | 2674757.8266 | 1248062.0815
134 | 2674733.0469 | 1248134.6766

## line_std_types
| c_nf_per_km | r_ohm_per_km | x_ohm_per_km | max_i_ka | type | q_mm2 | alpha | voltage_rating
NAYY 4x50 SE | 210 | 0.642 | 0.083 | 0.142 | cs | 50 | 0.00403 | LV
NAYY 4x120 SE | 264 | 0.225 | 0.08 | 0.242 | cs | 120 | 0.00403 | LV
NAYY 4x150 SE | 261 | 0.208 | 0.08 | 0.27 | cs | 150 | 0.00403 | LV
NA2XS2Y 1x95 RM/25 12/20 kV | 216 | 0.313 | 0.132 | 0.252 | cs | 95 | 0.00403 | MV
NA2XS2Y 1x185 RM/25 12/20 kV | 273 | 0.161 | 0.117 | 0.362 | cs | 185 | 0.00403 | MV
NA2XS2Y 1x240 RM/25 12/20 kV | 304 | 0.122 | 0.112 | 0.421 | cs | 240 | 0.00403 | MV
NA2XS2Y 1x95 RM/25 6/10 kV | 315 | 0.313 | 0.123 | 0.249 | cs | 95 | 0.00403 | MV
NA2XS2Y 1x185 RM/25 6/10 kV | 406 | 0.161 | 0.11 | 0.358 | cs | 185 | 0.00403 | MV
NA2XS2Y 1x240 RM/25 6/10 kV | 456 | 0.122 | 0.105 | 0.416 | cs | 240 | 0.00403 | MV
NA2XS2Y 1x150 RM/25 12/20 kV | 250 | 0.206 | 0.116 | 0.319 | cs | 150 | 0.00403 | MV
NA2XS2Y 1x120 RM/25 12/20 kV | 230 | 0.253 | 0.119 | 0.283 | cs | 120 | 0.00403 | MV
NA2XS2Y 1x70 RM/25 12/20 kV | 190 | 0.443 | 0.132 | 0.22 | cs | 70 | 0.00403 | MV
NA2XS2Y 1x150 RM/25 6/10 kV | 360 | 0.206 | 0.11 | 0.315 | cs | 150 | 0.00403 | MV
NA2XS2Y 1x120 RM/25 6/10 kV | 340 | 0.253 | 0.113 | 0.28 | cs | 120 | 0.00403 | MV
NA2XS2Y 1x70 RM/25 6/10 kV | 280 | 0.443 | 0.123 | 0.217 | cs | 70 | 0.00403 | MV
N2XS(FL)2Y 1x120 RM/35 64/110 kV | 112 | 0.153 | 0.166 | 0.366 | cs | 120 | 0.00393 | HV
N2XS(FL)2Y 1x185 RM/35 64/110 kV | 125 | 0.099 | 0.156 | 0.457 | cs | 185 | 0.00393 | HV
N2XS(FL)2Y 1x240 RM/35 64/110 kV | 135 | 0.075 | 0.149 | 0.526 | cs | 240 | 0.00393 | HV
N2XS(FL)2Y 1x300 RM/35 64/110 kV | 144 | 0.06 | 0.144 | 0.588 | cs | 300 | 0.00393 | HV
15-AL1/3-ST1A 0.4 | 11 | 1.8769 | 0.35 | 0.105 | ol | 16 | 0.00403 | LV
24-AL1/4-ST1A 0.4 | 11.25 | 1.2012 | 0.335 | 0.14 | ol | 24 | 0.00403 | LV
48-AL1/8-ST1A 0.4 | 12.2 | 0.5939 | 0.3 | 0.21 | ol | 48 | 0.00403 | LV
94-AL1/15-ST1A 0.4 | 13.2 | 0.306 | 0.29 | 0.35 | ol | 94 | 0.00403 | LV
34-AL1/6-ST1A 10.0 | 9.7 | 0.8342 | 0.36 | 0.17 | ol | 34 | 0.00403 | MV
48-AL1/8-ST1A 10.0 | 10.1 | 0.5939 | 0.35 | 0.21 | ol | 48 | 0.00403 | MV
70-AL1/11-ST1A 10.0 | 10.4 | 0.4132 | 0.339 | 0.29 | ol | 70 | 0.00403 | MV
94-AL1/15-ST1A 10.0 | 10.75 | 0.306 | 0.33 | 0.35 | ol | 94 | 0.00403 | MV
122-AL1/20-ST1A 10.0 | 11.1 | 0.2376 | 0.323 | 0.41 | ol | 122 | 0.00403 | MV
149-AL1/24-ST1A 10.0 | 11.25 | 0.194 | 0.315 | 0.47 | ol | 149 | 0.00403 | MV
34-AL1/6-ST1A 20.0 | 9.15 | 0.8342 | 0.382 | 0.17 | ol | 34 | 0.00403 | MV
48-AL1/8-ST1A 20.0 | 9.5 | 0.5939 | 0.372 | 0.21 | ol | 48 | 0.00403 | MV
70-AL1/11-ST1A 20.0 | 9.7 | 0.4132 | 0.36 | 0.29 | ol | 70 | 0.00403 | MV
94-AL1/15-ST1A 20.0 | 10 | 0.306 | 0.35 | 0.35 | ol | 94 | 0.00403 | MV
122-AL1/20-ST1A 20.0 | 10.3 | 0.2376 | 0.344 | 0.41 | ol | 122 | 0.00403 | MV
149-AL1/24-ST1A 20.0 | 10.5 | 0.194 | 0.337 | 0.47 | ol | 149 | 0.00403 | MV
184-AL1/30-ST1A 20.0 | 10.75 | 0.1571 | 0.33 | 0.535 | ol | 184 | 0.00403 | MV
243-AL1/39-ST1A 20.0 | 11 | 0.1188 | 0.32 | 0.645 | ol | 243 | 0.00403 | MV
48-AL1/8-ST1A 110.0 | 8 | 0.5939 | 0.46 | 0.21 | ol | 48 | 0.00403 | HV
70-AL1/11-ST1A 110.0 | 8.4 | 0.4132 | 0.45 | 0.29 | ol | 70 | 0.00403 | HV
94-AL1/15-ST1A 110.0 | 8.65 | 0.306 | 0.44 | 0.35 | ol | 94 | 0.00403 | HV
122-AL1/20-ST1A 110.0 | 8.5 | 0.2376 | 0.43 | 0.41 | ol | 122 | 0.00403 | HV
149-AL1/24-ST1A 110.0 | 8.75 | 0.194 | 0.41 | 0.47 | ol | 149 | 0.00403 | HV
184-AL1/30-ST1A 110.0 | 8.8 | 0.1571 | 0.4 | 0.535 | ol | 184 | 0.00403 | HV
243-AL1/39-ST1A 110.0 | 9 | 0.1188 | 0.39 | 0.645 | ol | 243 | 0.00403 | HV
305-AL1/39-ST1A 110.0 | 9.2 | 0.0949 | 0.38 | 0.74 | ol | 305 | 0.00403 | HV
490-AL1/64-ST1A 110.0 | 9.75 | 0.059 | 0.37 | 0.96 | ol | 490 | 0.00403 | HV
679-AL1/86-ST1A 110.0 | 9.95 | 0.042 | 0.36 | 1.15 | ol | 679 | 0.00403 | HV
490-AL1/64-ST1A 220.0 | 10 | 0.059 | 0.285 | 0.96 | ol | 490 | 0.00403 | HV
679-AL1/86-ST1A 220.0 | 11.7 | 0.042 | 0.275 | 1.15 | ol | 679 | 0.00403 | HV
490-AL1/64-ST1A 380.0 | 11 | 0.059 | 0.253 | 0.96 | ol | 490 | 0.00403 | HV
679-AL1/86-ST1A 380.0 | 14.6 | 0.042 | 0.25 | 1.15 | ol | 679 | 0.00403 | HV

## trafo_std_types
| i0_percent | pfe_kw | vkr_percent | sn_mva | vn_lv_kv | vn_hv_kv | vk_percent | shift_degree | vector_group | tap_side | tap_neutral | tap_min | tap_max | tap_step_degree | tap_step_percent | tap_phase_shifter
160 MVA 380/110 kV | 0.06 | 60 | 0.25 | 160 | 110 | 380 | 12.2 | 0 | Yy0 | hv | 0 | -9 | 9 | 0 | 1.5 | FALSE
100 MVA 220/110 kV | 0.06 | 55 | 0.26 | 100 | 110 | 220 | 12 | 0 | Yy0 | hv | 0 | -9 | 9 | 0 | 1.5 | FALSE
63 MVA 110/20 kV | 0.04 | 22 | 0.32 | 63 | 20 | 110 | 18 | 150 | YNd5 | hv | 0 | -9 | 9 | 0 | 1.5 | FALSE
40 MVA 110/20 kV | 0.05 | 18 | 0.34 | 40 | 20 | 110 | 16.2 | 150 | YNd5 | hv | 0 | -9 | 9 | 0 | 1.5 | FALSE
25 MVA 110/20 kV | 0.07 | 14 | 0.41 | 25 | 20 | 110 | 12 | 150 | YNd5 | hv | 0 | -9 | 9 | 0 | 1.5 | FALSE
63 MVA 110/10 kV | 0.04 | 22 | 0.32 | 63 | 10 | 110 | 18 | 150 | YNd5 | hv | 0 | -9 | 9 | 0 | 1.5 | FALSE
40 MVA 110/10 kV | 0.05 | 18 | 0.34 | 40 | 10 | 110 | 16.2 | 150 | YNd5 | hv | 0 | -9 | 9 | 0 | 1.5 | FALSE
25 MVA 110/10 kV | 0.07 | 14 | 0.41 | 25 | 10 | 110 | 12 | 150 | YNd5 | hv | 0 | -9 | 9 | 0 | 1.5 | FALSE
0.25 MVA 20/0.4 kV | 0.32 | 0.8 | 1.44 | 0.25 | 0.4 | 20 | 6 | 150 | Yzn5 | hv | 0 | -2 | 2 | 0 | 2.5 | FALSE
0.4 MVA 20/0.4 kV | 0.3375 | 1.35 | 1.425 | 0.4 | 0.4 | 20 | 6 | 150 | Dyn5 | hv | 0 | -2 | 2 | 0 | 2.5 | FALSE
0.63 MVA 20/0.4 kV | 0.2619 | 1.65 | 1.206 | 0.63 | 0.4 | 20 | 6 | 150 | Dyn5 | hv | 0 | -2 | 2 | 0 | 2.5 | FALSE
0.25 MVA 10/0.4 kV | 0.24 | 0.6 | 1.2 | 0.25 | 0.4 | 10 | 4 | 150 | Dyn5 | hv | 0 | -2 | 2 | 0 | 2.5 | FALSE
0.4 MVA 10/0.4 kV | 0.2375 | 0.95 | 1.325 | 0.4 | 0.4 | 10 | 4 | 150 | Dyn5 | hv | 0 | -2 | 2 | 0 | 2.5 | FALSE
0.63 MVA 10/0.4 kV | 0.1873 | 1.18 | 1.0794 | 0.63 | 0.4 | 10 | 4 | 150 | Dyn5 | hv | 0 | -2 | 2 | 0 | 2.5 | FALSE

## trafo3w_std_types
| sn_hv_mva | sn_mv_mva | sn_lv_mva | vn_hv_kv | vn_mv_kv | vn_lv_kv | vk_hv_percent | vk_mv_percent | vk_lv_percent | vkr_hv_percent | vkr_mv_percent | vkr_lv_percent | pfe_kw | i0_percent | shift_mv_degree | shift_lv_degree | vector_group | tap_side | tap_neutral | tap_min | tap_max | tap_step_percent
63/25/38 MVA 110/20/10 kV | 63 | 25 | 38 | 110 | 20 | 10 | 10.4 | 10.4 | 10.4 | 0.28 | 0.32 | 0.35 | 35 | 0.89 | 0 | 0 | YN0yn0yn0 | hv | 0 | -10 | 10 | 1.2
63/25/38 MVA 110/10/10 kV | 63 | 25 | 38 | 110 | 10 | 10 | 10.4 | 10.4 | 10.4 | 0.28 | 0.32 | 0.35 | 35 | 0.89 | 0 | 0 | YN0yn0yn0 | hv | 0 | -10 | 10 | 1.2

## fuse_std_types
| fuse_type | i_rated_a | t_avg | t_min | t_total | x_avg | x_min | x_total
HV 100A | HV 100A | 100 | 0 | [10.0, 3.64, 0.854, 0.281, 0.1, 0.0531, 0.022, 0.01] | [10.0, 4.267, 1.21, 0.403, 0.1, 0.058, 0.022, 0.01] | 0 | [300.0, 350.0, 450.0, 550.0, 700.0, 850.0, 1200.0, 1752.0] | [600.0, 700.0, 900.0, 1150.0, 1665.0, 2000.0, 3000.0, 4313.0]
HV 10A | HV 10A | 10 | 0 | [10.0, 1675.0, 0.344, 0.156, 0.1, 0.0417, 0.0171, 0.01] | [10.0, 1.3, 0.3, 0.155, 0.1, 0.0555, 0.023, 0.01] | 0 | [30.0, 32.0, 35.0, 37.0, 39.0, 50.0, 70.0, 88.0] | [60.0, 70.0, 80.0, 87.0, 94.0, 110.0, 150.0, 216.0]
HV 125A | HV 125A | 125 | 0 | [10.0, 1.82, 0.344, 0.1, 0.0467, 0.0269, 0.01] | [10.0, 2.478, 0.426, 0.1, 0.0427, 0.0211, 0.01] | 0 | [375.0, 500.0, 700.0, 925.0, 1200.0, 1500.0, 2341.0] | [750.0, 1000.0, 1500.0, 2200.0, 3000.0, 4000.0, 5765.0]
HV 160A | HV 160A | 160 | 0 | [10.0, 4.15, 1.03, 0.198, 0.1, 0.051, 0.0172, 0.01] | [10.0, 2.3, 0.734, 0.274, 0.1, 0.046, 0.0177, 0.01] | 0 | [480.0, 550.0, 700.0, 1000.0, 1260.0, 1600.0, 2500.0, 3227.0] | [960.0, 1300.0, 1700.0, 2200.0, 2996.0, 4000.0, 6000.0, 7946.0]
HV 16A | HV 16A | 16 | 0 | [10.0, 0.352, 0.164, 0.1, 0.0649, 0.0342, 0.01] | [10.0, 2.34, 0.722, 0.181, 0.1, 0.055, 0.0296, 0.01] | 0 | [48.0, 60.0, 65.0, 71.0, 80.0, 100.0, 162.0] | [96.0, 110.0, 125.0, 150.0, 168.0, 200.0, 250.0, 398.0]
HV 200A | HV 200A | 200 | 0 | [10.0, 4.267, 1.21, 0.403, 0.1, 0.058, 0.022, 0.01] | [10.0, 3.73, 1.654, 0.328, 0.1, 0.0531, 0.019, 0.01] | 0 | [600.0, 700.0, 900.0, 1150.0, 1665.0, 2000.0, 3000.0, 4313.0] | [1200.0, 1500.0, 1800.0, 2700.0, 3960.0, 5000.0, 7500.0, 10620.0]
HV 20A | HV 20A | 20 | 0 | [10.0, 1.3, 0.3, 0.155, 0.1, 0.0555, 0.023, 0.01] | [10.0, 1.3, 0.161, 0.1, 0.0611, 0.0399, 0.0141, 0.01] | 0 | [60.0, 70.0, 80.0, 87.0, 94.0, 110.0, 150.0, 216.0] | [120.0, 150.0, 200.0, 223.0, 260.0, 300.0, 450.0, 532.0]
HV 25A | HV 25A | 25 | 0 | [10.0, 2.512, 0.833, 0.299, 0.1, 0.0372, 0.0223, 0.01] | [10.0, 3.125, 0.597, 0.198, 0.1, 0.0378, 0.022, 0.01] | 0 | [75.0, 82.0, 90.0, 100.0, 124.0, 170.0, 200.0, 289.0] | [150.0, 170.0, 210.0, 250.0, 294.0, 400.0, 500.0, 711.0]
HV 31.5A | HV 31.5A | 31.5 | 0 | [10.0, 2.34, 0.722, 0.181, 0.1, 0.055, 0.0296, 0.01] | [10.0, 2.84, 0.368, 0.164, 0.1, 0.0621, 0.0378, 0.0195, 0.01] | 0 | [95.0, 110.0, 125.0, 150.0, 165.0, 200.0, 250.0, 390.0] | [189.0, 220.0, 300.0, 350.0, 393.0, 450.0, 530.0, 700.0, 960.0]
HV 40A | HV 40A | 40 | 0 | [10.0, 1.3, 0.161, 0.1, 0.0611, 0.0399, 0.0141, 0.01] | [10.0, 2.05, 0.369, 0.198, 0.1, 0.051, 0.0298, 0.01] | 0 | [120.0, 150.0, 200.0, 223.0, 260.0, 300.0, 450.0, 532.0] | [240.0, 300.0, 400.0, 450.0, 530.0, 650.0, 800.0, 1311.0]
HV 50A | HV 50A | 50 | 0 | [10.0, 3.215, 0.597, 0.198, 0.1, 0.0378, 0.022, 0.01] | [10.0, 3.64, 0.854, 0.281, 0.1, 0.0531, 0.022, 0.01] | 0 | [150.0, 170.0, 210.0, 250.0, 294.0, 400.0, 500.0, 711.0] | [300.0, 350.0, 450.0, 550.0, 700.0, 850.0, 1200.0, 1752.0]
HV 6.3A | HV 6.3A | 6.3 | 0 | [10.0, 1.39, 0.344, 0.168, 0.1, 0.056, 0.0263, 0.01] | [10.0, 1.711, 0.516, 0.198, 0.1, 0.0634, 0.0303, 0.01] | 0 | [19.0, 19.5, 20.4, 20.8, 22.0, 25.0, 32.0, 48.0] | [38.0, 40.0, 43.0, 48.0, 53.0, 60.0, 75.0, 118.0]
HV 63A | HV 63A | 63 | 0 | [10.0, 2.84, 0.368, 0.164, 0.1, 0.0621, 0.0378, 0.0195, 0.01] | [10.0, 1.82, 0.344, 0.1, 0.0467, 0.0269, 0.01] | 0 | [189.0, 220.0, 300.0, 350.0, 393.0, 450.0, 530.0, 700.0, 961.0] | [378.0, 500.0, 700.0, 934.0, 1200.0, 1500.0, 2366.0]
HV 80A | HV 80A | 80 | 0 | [10.0, 2.05, 0.369, 0.198, 0.1, 0.051, 0.0298, 0.01] | [10.0, 4.15, 1.03, 0.198, 0.1, 0.051, 0.0172, 0.01] | 0 | [240.0, 300.0, 400.0, 450.0, 530.0, 650.0, 800.0, 1311.0] | [480.0, 550.0, 700.0, 1000.0, 1260.0, 1600.0, 2500.0, 3227.0]
Siemens NH-1-100 | Siemens NH-1-100 | 100 | [5400.0, 2000.0, 400.0, 20.0, 1.0, 0.2, 0.012, 0.004] | 0 | 0 | [150.0, 190.0, 250.0, 430.0, 900.0, 1250.0, 2700.0, 3600.0] | 0 | 0
Siemens NH-1-125 | Siemens NH-1-125 | 125 | [4800.0, 120.0, 7.0, 0.1, 0.004] | 0 | 0 | [180.0, 400.0, 740.0, 2000.0, 4250.0] | 0 | 0
Siemens NH-1-16 | Siemens NH-1-16 | 16 | [4000.0, 400.0, 2.0, 0.1, 0.04, 0.01] | 0 | 0 | [26.0, 35.0, 75.0, 150.0, 200.0, 300.0] | 0 | 0
Siemens NH-1-160 | Siemens NH-1-160 | 160 | [4800.0, 120.0, 7.0, 0.1, 0.004] | 0 | 0 | [210.0, 500.0, 900.0, 2300.0, 5000.0] | 0 | 0
Siemens NH-1-25 | Siemens NH-1-25 | 25 | [4000.0, 1000.0, 10.0, 0.2, 0.02, 0.01] | 0 | 0 | [40.0, 50.0, 100.0, 210.0, 400.0, 500.0] | 0 | 0
Siemens NH-1-50 | Siemens NH-1-50 | 50 | [4000.0, 40.0, 4.0, 1.0, 0.02, 0.01] | 0 | 0 | [86.0, 200.0, 300.0, 400.0, 1000.0, 1280.0] | 0 | 0
Siemens NH-1-63 | Siemens NH-1-63 | 63 | [4000.0, 100.0, 10.0, 2.0, 0.04, 0.01] | 0 | 0 | [100.0, 200.0, 300.0, 400.0, 1000.0, 1500.0] | 0 | 0
Siemens NH-1-80 | Siemens NH-1-80 | 80 | [4800.0, 120.0, 7.0, 0.1, 0.01] | 0 | 0 | [150.58, 250.0, 450.0, 1150.0, 2470.0] | 0 | 0
Siemens NH-2-1000 | Siemens NH-2-1000 | 1000 | [4800.0, 120.0, 7.0, 0.1, 0.004] | 0 | 0 | [1900.0, 3500.0, 8400.0, 24000.0, 52000.0] | 0 | 0
Siemens NH-2-200 | Siemens NH-2-200 | 200 | [4800.0, 120.0, 7.0, 0.1, 0.004] | 0 | 0 | [280.0, 650.0, 1200.0, 3000.0, 7000.0] | 0 | 0
Siemens NH-2-224 | Siemens NH-2-224 | 224 | [4800.0, 120.0, 7.0, 0.2, 0.04, 0.004] | 0 | 0 | [400.0, 750.0, 1453.0, 3025.0, 4315.0, 7600.0] | 0 | 0
Siemens NH-2-250 | Siemens NH-2-250 | 250 | [4800.0, 120.0, 7.0, 0.1, 0.004] | 0 | 0 | [450.0, 800.0, 1650.0, 4000.0, 8500.0] | 0 | 0
Siemens NH-2-315 | Siemens NH-2-315 | 315 | [4800.0, 120.0, 7.0, 0.1, 0.004] | 0 | 0 | [550.0, 920.0, 1900.0, 5000.0, 11000.0] | 0 | 0
Siemens NH-2-355 | Siemens NH-2-355 | 355 | [4800.0, 120.0, 6.0, 0.1, 0.004] | 0 | 0 | [650.0, 1116.27, 2350.0, 5840.0, 12790.0] | 0 | 0
Siemens NH-2-400 | Siemens NH-2-400 | 400 | [4800.0, 120.0, 7.0, 0.1, 0.004] | 0 | 0 | [720.0, 1350.0, 2800.0, 6500.0, 15000.0] | 0 | 0
Siemens NH-2-425 | Siemens NH-2-425 | 425 | [4800.0, 120.0, 7.0, 0.1, 0.004] | 0 | 0 | [850.0, 1500.0, 3050.0, 7500.0, 16500.0] | 0 | 0
Siemens NH-2-630 | Siemens NH-2-630 | 630 | [4800.0, 120.0, 7.0, 0.1, 0.004] | 0 | 0 | [1200.0, 2000.0, 4800.0, 12000.0, 26000.0] | 0 | 0

## res_bus
| vm_pu | va_degree | p_mw | q_mvar
0 | 0.97627 | -0.45707 | 0.0072111 | 0.0018073
1 | 0.97632 | -0.45605 | 0.00036476 | 9.1418e-05
2 | 0.97589 | -0.46459 | 0 | 0
3 | 0.97752 | -0.43249 | 0 | 0
4 | 0.9742 | -0.49771 | 0.0012396 | 0.00031068
5 | 0.97749 | -0.43306 | 0.0011915 | 0.00029861
6 | 0.97831 | -0.41713 | 0 | 0
7 | 0.97031 | -0.57474 | 0.00085616 | 0.00021457
8 | 0.9703 | -0.57489 | 0.0005614 | 0.0001407
9 | 0.97036 | -0.57367 | 0 | 0
10 | 0.97027 | -0.57538 | 0.0019565 | 0.00049035
11 | 0.97005 | -0.57972 | 0.0037817 | 0.00094778
12 | 0.97074 | -0.56616 | 0 | 0
13 | 0.97005 | -0.57991 | 0.00049053 | 0.00012294
14 | 0.97141 | -0.55294 | 0.00033053 | 8.2839e-05
15 | 0.9717 | -0.5471 | 0.00073955 | 0.00018535
16 | 0.97336 | -0.51426 | 0.0010001 | 0.00025065
17 | 0.97288 | -0.52382 | 0 | 0
18 | 0.9793 | -0.39769 | 0 | 0
19 | 0.97761 | -0.43083 | 0.014996 | 0.0037585
20 | 0.97778 | -0.42754 | 0 | 0
21 | 0.9779 | -0.42511 | 0 | 0
22 | 0.97774 | -0.42826 | 0.0025474 | 0.00063845
23 | 0.97886 | -0.40628 | 0.0014602 | 0.00036595
24 | 0.98131 | -0.35829 | 0 | 0
25 | 0.97855 | -0.41231 | 0.0012245 | 0.00030689
26 | 0.97743 | -0.43435 | 0 | 0
27 | 0.99665 | -0.06353 | 0.00070274 | 0.00017612
28 | 0.99666 | -0.063317 | 0 | 0
29 | 0.98082 | -0.3679 | 0 | 0
30 | 0.98036 | -0.37703 | 0.0075382 | 0.0018892
31 | 0.98155 | -0.3538 | 0 | 0
32 | 0.99668 | -0.063049 | 0 | 0
33 | 0.98011 | -0.38199 | 0.0007045 | 0.00017656
34 | 0.98389 | -0.30811 | 0.0021488 | 0.00053853
35 | 0.9967 | -0.062676 | 0.0023916 | 0.00059939
36 | 0.97981 | -0.38777 | 0.0011015 | 0.00027606
37 | 0.98538 | -0.27936 | 0 | 0
38 | 0.99268 | -0.13915 | 0 | 0
39 | 0.99047 | -0.18189 | 0.067997 | 0.017042
40 | 0.99328 | -0.12748 | 0 | 0
41 | 0.97885 | -0.40658 | 0.0025894 | 0.00064896
42 | 0.97891 | -0.40543 | 0.0039282 | 0.00098451
43 | 0.99674 | -0.061829 | 0 | 0
44 | 0.9981 | -0.035879 | 0 | 0
45 | 0.9966 | -0.064249 | 0.0064183 | 0.0016086
46 | 1 | 0 | -0.46547 | -0.11901
47 | 0.97928 | -0.39817 | 0.0015069 | 0.00037765
48 | 0.98625 | -0.26253 | 0 | 0
49 | 0.98517 | -0.28343 | 0.0057386 | 0.0014382
50 | 0.98653 | -0.257 | 0 | 0
51 | 0.98949 | -0.20008 | 0 | 0
52 | 0.98968 | -0.19637 | 0.0023166 | 0.00058059
53 | 0.99136 | -0.16412 | 0 | 0
54 | 0.99267 | -0.13913 | 0.0024725 | 0.00061967
55 | 0.99076 | -0.17558 | 0.0022872 | 0.00057323
56 | 0.99499 | -0.09484 | 0.0059147 | 0.0014824
57 | 0.97892 | -0.4052 | 0.0015295 | 0.00038334
58 | 0.98533 | -0.28032 | 0.0019877 | 0.00049817
59 | 0.98776 | -0.23326 | 0.0043653 | 0.001094
60 | 0.98537 | -0.27943 | 0.0023011 | 0.0005767
61 | 0.98381 | -0.3097 | 0.0036611 | 0.00091755
62 | 0.98566 | -0.27384 | 0.0081426 | 0.0020407
63 | 0.98366 | -0.31255 | 0.0018745 | 0.0004698
64 | 0.98267 | -0.33177 | 0 | 0
65 | 0.98619 | -0.26365 | 0.015849 | 0.0039721
66 | 0.98258 | -0.33352 | 0 | 0
67 | 0.98164 | -0.35173 | 0.00088095 | 0.00022079
68 | 0.98252 | -0.3347 | 0.0047542 | 0.0011915
69 | 0.98139 | -0.35672 | 0.00088523 | 0.00022186
70 | 0.98509 | -0.28506 | 0.0019426 | 0.00048686
71 | 0.9754 | -0.47409 | 0 | 0
72 | 0.97491 | -0.48377 | 0 | 0
73 | 0.97542 | -0.47359 | 0.0056276 | 0.0014104
74 | 0.97718 | -0.43907 | 0.0042329 | 0.0010609
75 | 0.97723 | -0.43801 | 0 | 0
76 | 0.97674 | -0.44772 | 0.0038529 | 0.00096562
77 | 0.97681 | -0.44634 | 0.0056577 | 0.0014179
78 | 0.98113 | -0.3617 | 0.00088481 | 0.00022176
79 | 0.97529 | -0.47625 | 0.0040799 | 0.0010225
80 | 0.9752 | -0.47802 | 0.0040636 | 0.0010184
81 | 0.97538 | -0.47451 | 0.0066173 | 0.0016585
82 | 0.97559 | -0.47033 | 0.0078809 | 0.0019751
83 | 0.97487 | -0.48446 | 0 | 0
84 | 0.97503 | -0.4813 | 0.0041021 | 0.0010281
85 | 0.97478 | -0.48629 | 0.0062689 | 0.0015711
86 | 0.9762 | -0.45832 | 0 | 0
87 | 0.97507 | -0.48054 | 0.0037674 | 0.00094421
88 | 0.97655 | -0.45138 | 0 | 0
89 | 0.97561 | -0.46984 | 0.003797 | 0.00095161
90 | 0.97511 | -0.47983 | 0.0072368 | 0.0018137
91 | 0.9791 | -0.40149 | 0 | 0
92 | 0.97942 | -0.39509 | 0.0061068 | 0.0015305
93 | 0.97843 | -0.41447 | 0.010413 | 0.0026098
94 | 0.97618 | -0.45878 | 0.006078 | 0.0015233
95 | 0.977 | -0.44251 | 0.012169 | 0.0030498
96 | 0.9754 | -0.47414 | 0 | 0
97 | 0.97516 | -0.47878 | 0.0037361 | 0.00093636
98 | 0.97523 | -0.47734 | 0.0040872 | 0.0010243
99 | 0.97527 | -0.47663 | 0.0087627 | 0.0021961
100 | 0.97503 | -0.48131 | 0.0065869 | 0.0016508
101 | 0.9748 | -0.48582 | 0.0077039 | 0.0019308
102 | 0.97484 | -0.485 | 0.0056917 | 0.0014265
103 | 0.97478 | -0.48635 | 0.0066523 | 0.0016672
104 | 0.97572 | -0.46771 | 0.0065008 | 0.0016293
105 | 0.97846 | -0.41393 | 0 | 0
106 | 0.9808 | -0.36816 | 0.0017168 | 0.00043026
107 | 0.97824 | -0.41825 | 0.0053706 | 0.001346
108 | 0.97822 | -0.41861 | 0.0024399 | 0.00061149
109 | 0.97729 | -0.43696 | 0.0041144 | 0.0010312
110 | 0.97756 | -0.43167 | 0.0041353 | 0.0010364
111 | 0.97779 | -0.42701 | 0.003567 | 0.00089396
112 | 0.99522 | -0.090798 | 0.0074201 | 0.0018596
113 | 0.99536 | -0.088145 | 0.0089125 | 0.0022337
114 | 0.99562 | -0.08319 | 0 | 0
115 | 0.99501 | -0.09476 | 0 | 0
116 | 0.99645 | -0.067367 | 0 | 0
117 | 0.99407 | -0.11254 | 0.0081099 | 0.0020325
118 | 0.97717 | -0.43956 | 0 | 0
119 | 0.97741 | -0.43487 | 0.0027891 | 0.000699
120 | 0.97699 | -0.44301 | 0.00074274 | 0.00018615
121 | 0.97716 | -0.43967 | 0.00067752 | 0.0001698
122 | 0.97684 | -0.44594 | 0 | 0
123 | 0.97648 | -0.45306 | 0.00075031 | 0.00018805
124 | 0.97693 | -0.44433 | 0.0024594 | 0.00061638
125 | 0.99241 | -0.14427 | 0.0027059 | 0.00067817
126 | 0.99044 | -0.18179 | 0 | 0
127 | 0.97736 | -0.43584 | 0.002204 | 0.00055236
128 | 0.97637 | -0.45537 | 0.0024272 | 0.00060832
129 | 0.99739 | -0.049474 | 0.0090081 | 0.0022577
130 | 0.99845 | -0.029274 | 0.0038227 | 0.00095806
131 | 0.99922 | -0.014805 | 0.008109 | 0.0020323
132 | 0.98488 | -0.28915 | 0.014517 | 0.0036383
133 | 0.97926 | -0.39861 | 0.0040546 | 0.0010162
134 | 0.99998 | 149.9956 | 0 | 0

## res_line
| p_from_mw | q_from_mvar | p_to_mw | q_to_mvar | pl_mw | ql_mvar | i_from_ka | i_to_ka | i_ka | vm_from_pu | va_from_degree | vm_to_pu | va_to_degree | loading_percent
0 | -0.018221 | -0.0045776 | 0.018222 | 0.0045781 | 8.8038e-07 | 5.2539e-07 | 0.027776 | 0.027776 | 0.027776 | 0.97627 | -0.45707 | 0.97632 | -0.45605 | 7.6309
1 | 0.01101 | 0.0027703 | -0.011006 | -0.0027682 | 3.9553e-06 | 2.0635e-06 | 0.016785 | 0.016786 | 0.016786 | 0.97627 | -0.45707 | 0.97589 | -0.46459 | 4.6114
2 | -0.018587 | -0.0046695 | 0.018608 | 0.004682 | 2.0928e-05 | 1.2524e-05 | 0.028332 | 0.028332 | 0.028332 | 0.97632 | -0.45605 | 0.97752 | -0.43249 | 7.7836
3 | 0.011006 | 0.0027682 | -0.010989 | -0.0027591 | 1.739e-05 | 9.077e-06 | 0.016786 | 0.016786 | 0.016786 | 0.97589 | -0.46459 | 0.9742 | -0.49771 | 4.6116
4 | 0.0011915 | 0.0002983 | -0.0011915 | -0.00029861 | 3.2414e-08 | -3.0865e-07 | 0.0018136 | 0.0018138 | 0.0018138 | 0.97752 | -0.43249 | 0.97749 | -0.43306 | 0.49829
5 | -0.019799 | -0.0049803 | 0.019814 | 0.0049891 | 1.4544e-05 | 8.7727e-06 | 0.030146 | 0.030145 | 0.030146 | 0.97752 | -0.43249 | 0.97831 | -0.41713 | 8.2818
6 | 0.0097491 | 0.0024485 | -0.0097414 | -0.0024447 | 7.6915e-06 | 3.7722e-06 | 0.014893 | 0.014893 | 0.014893 | 0.9742 | -0.49771 | 0.97336 | -0.51426 | 4.0916
7 | -0.03482 | -0.0087532 | 0.034852 | 0.0087735 | 3.2354e-05 | 2.032e-05 | 0.052971 | 0.052971 | 0.052971 | 0.97831 | -0.41713 | 0.9793 | -0.39769 | 14.5526
8 | 0.015006 | 0.0037641 | -0.014996 | -0.0037585 | 9.7977e-06 | 5.6414e-06 | 0.022826 | 0.022826 | 0.022826 | 0.97831 | -0.41713 | 0.97761 | -0.43083 | 6.2709
9 | 0.002518 | 0.00063089 | -0.002518 | -0.00063092 | 1.7996e-08 | -2.8236e-08 | 0.0038614 | 0.0038614 | 0.0038614 | 0.97031 | -0.57474 | 0.9703 | -0.57489 | 1.0608
10 | -0.0033742 | -0.00084546 | 0.0033743 | 0.00084536 | 1.7276e-07 | -1.0198e-07 | 0.0051744 | 0.0051743 | 0.0051744 | 0.97031 | -0.57474 | 0.97036 | -0.57367 | 1.4215
11 | 0.0019566 | 0.00049022 | -0.0019565 | -0.00049035 | 4.5234e-08 | -1.3653e-07 | 0.0030005 | 0.0030005 | 0.0030005 | 0.9703 | -0.57489 | 0.97027 | -0.57538 | 0.82433
12 | 0.0042735 | 0.0010703 | -0.0042722 | -0.0010705 | 1.232e-06 | -1.5628e-07 | 0.006553 | 0.0065533 | 0.0065533 | 0.97036 | -0.57367 | 0.97005 | -0.57972 | 1.8004
13 | -0.0076478 | -0.0019157 | 0.0076505 | 0.0019168 | 2.7346e-06 | 1.0949e-06 | 0.011727 | 0.011727 | 0.011727 | 0.97036 | -0.57367 | 0.97074 | -0.56616 | 3.2218
14 | 0.00049054 | 0.00012269 | -0.00049053 | -0.00012294 | 4.3936e-09 | -2.5268e-07 | 0.00075237 | 0.00075246 | 0.00075246 | 0.97005 | -0.57972 | 0.97005 | -0.57991 | 0.20672
15 | -0.0076505 | -0.0019168 | 0.0076554 | 0.0019187 | 4.8218e-06 | 1.9292e-06 | 0.011727 | 0.011727 | 0.011727 | 0.97074 | -0.56616 | 0.97141 | -0.55294 | 3.2217
16 | -0.0079859 | -0.0020015 | 0.0079881 | 0.0020025 | 2.2215e-06 | 9.3152e-07 | 0.012233 | 0.012233 | 0.012233 | 0.97141 | -0.55294 | 0.9717 | -0.5471 | 3.3607
17 | -0.0087277 | -0.0021878 | 0.0087373 | 0.0021922 | 9.6875e-06 | 4.4063e-06 | 0.013365 | 0.013365 | 0.013365 | 0.9717 | -0.5471 | 0.97288 | -0.52382 | 3.6718
18 | 0.0087413 | 0.002194 | -0.0087373 | -0.0021922 | 3.9855e-06 | 1.8115e-06 | 0.013364 | 0.013365 | 0.013365 | 0.97336 | -0.51426 | 0.97288 | -0.52382 | 3.6716
19 | 0.017314 | 0.0043447 | -0.017306 | -0.0043405 | 7.0965e-06 | 4.1979e-06 | 0.026309 | 0.02631 | 0.02631 | 0.9793 | -0.39769 | 0.97886 | -0.40628 | 7.2279
20 | -0.052166 | -0.013118 | 0.052264 | 0.013181 | 9.8351e-05 | 6.2419e-05 | 0.079281 | 0.07928 | 0.079281 | 0.9793 | -0.39769 | 0.98131 | -0.35829 | 21.7804
21 | -0.0025475 | -0.00063831 | 0.0025478 | 0.00063784 | 2.9491e-07 | -4.6766e-07 | 0.0038769 | 0.0038766 | 0.0038769 | 0.97778 | -0.42754 | 0.9779 | -0.42511 | 1.0651
22 | 0.0025475 | 0.00063831 | -0.0025474 | -0.00063845 | 8.7526e-08 | -1.3875e-07 | 0.0038769 | 0.0038769 | 0.0038769 | 0.97778 | -0.42754 | 0.97774 | -0.42826 | 1.0651
23 | -0.014608 | -0.0036599 | 0.014617 | 0.003665 | 8.911e-06 | 5.0992e-06 | 0.022228 | 0.022228 | 0.022228 | 0.9779 | -0.42511 | 0.97855 | -0.41231 | 6.1066
24 | 0.01206 | 0.0030221 | -0.012055 | -0.0030192 | 5.3066e-06 | 2.8693e-06 | 0.018352 | 0.018352 | 0.018352 | 0.9779 | -0.42511 | 0.97743 | -0.43435 | 5.0417
25 | 0.015846 | 0.0039746 | -0.015842 | -0.0039719 | 4.548e-06 | 2.6481e-06 | 0.02409 | 0.02409 | 0.02409 | 0.97886 | -0.40628 | 0.97855 | -0.41231 | 6.6181
26 | -0.052264 | -0.013181 | 0.052276 | 0.013188 | 1.1234e-05 | 7.1292e-06 | 0.07928 | 0.07928 | 0.07928 | 0.98131 | -0.35829 | 0.98155 | -0.3538 | 21.7803
27 | 0.0070619 | 0.0017681 | -0.0070602 | -0.0017674 | 1.7517e-06 | 6.1463e-07 | 0.01075 | 0.01075 | 0.01075 | 0.97743 | -0.43435 | 0.97717 | -0.43956 | 2.9534
28 | 0.0049932 | 0.0012511 | -0.0049931 | -0.0012511 | 1.2386e-07 | 7.6273e-09 | 0.0076015 | 0.0076015 | 0.0076015 | 0.97743 | -0.43435 | 0.97741 | -0.43487 | 2.0883
29 | -0.00070274 | -0.00017612 | 0.00070275 | 0.0001759 | 7.1302e-09 | -2.2054e-07 | 0.0010492 | 0.0010491 | 0.0010492 | 0.99665 | -0.06353 | 0.99666 | -0.063317 | 0.28824
30 | -0.00070275 | -0.0001759 | 0.00070275 | 0.00017562 | 8.9661e-09 | -2.7738e-07 | 0.0010491 | 0.001049 | 0.0010491 | 0.99666 | -0.063317 | 0.99668 | -0.063049 | 0.28822
31 | 0.02298 | 0.0057678 | -0.02297 | -0.0057617 | 9.9982e-06 | 6.1222e-06 | 0.034866 | 0.034866 | 0.034866 | 0.98082 | -0.3679 | 0.98036 | -0.37703 | 9.5787
32 | -0.02298 | -0.0057678 | 0.022996 | 0.0057773 | 1.5465e-05 | 9.4691e-06 | 0.034866 | 0.034866 | 0.034866 | 0.98082 | -0.3679 | 0.98155 | -0.3538 | 9.5787
33 | 0.015432 | 0.0038725 | -0.015428 | -0.0038704 | 3.6502e-06 | 2.1125e-06 | 0.023425 | 0.023425 | 0.023425 | 0.98036 | -0.37703 | 0.98011 | -0.38199 | 6.4354
34 | -0.075271 | -0.018965 | 0.075436 | 0.01907 | 0.00016489 | 0.0001051 | 0.11415 | 0.11415 | 0.11415 | 0.98155 | -0.3538 | 0.98389 | -0.30811 | 31.3589
35 | -0.00070275 | -0.00017562 | 0.00070277 | 0.00017524 | 1.244e-08 | -3.8494e-07 | 0.001049 | 0.0010489 | 0.001049 | 0.99668 | -0.063049 | 0.9967 | -0.062676 | 0.28819
36 | 0.014724 | 0.0036938 | -0.01472 | -0.0036915 | 4.0534e-06 | 2.3217e-06 | 0.022355 | 0.022355 | 0.022355 | 0.98011 | -0.38199 | 0.97981 | -0.38777 | 6.1416
37 | -0.077585 | -0.019609 | 0.077692 | 0.019677 | 0.00010714 | 6.8306e-05 | 0.1174 | 0.1174 | 0.1174 | 0.98389 | -0.30811 | 0.98538 | -0.27936 | 32.2517
38 | -0.0030944 | -0.00077463 | 0.0030945 | 0.00077451 | 1.2477e-07 | -1.2337e-07 | 0.0046194 | 0.0046193 | 0.0046194 | 0.9967 | -0.062676 | 0.99674 | -0.061829 | 1.2691
39 | 0.013618 | 0.0034154 | -0.013612 | -0.0034116 | 6.7512e-06 | 3.791e-06 | 0.020683 | 0.020683 | 0.020683 | 0.97981 | -0.38777 | 0.97928 | -0.39817 | 5.6821
40 | 0.0019878 | 0.00049788 | -0.0019877 | -0.00049817 | 9.1269e-08 | -2.8565e-07 | 0.0030017 | 0.0030018 | 0.0030018 | 0.98538 | -0.27936 | 0.98533 | -0.28032 | 0.82467
41 | -0.07968 | -0.020175 | 0.079857 | 0.020288 | 0.00017677 | 0.00011272 | 0.1204 | 0.1204 | 0.1204 | 0.98538 | -0.27936 | 0.98776 | -0.23326 | 33.0763
42 | 0.068136 | 0.01713 | -0.067997 | -0.017042 | 0.00013876 | 8.835e-05 | 0.10215 | 0.10215 | 0.10215 | 0.99268 | -0.13915 | 0.99047 | -0.18189 | 28.0643
43 | -0.068136 | -0.01713 | 0.068174 | 0.017154 | 3.7974e-05 | 2.4178e-05 | 0.10215 | 0.10215 | 0.10215 | 0.99268 | -0.13915 | 0.99328 | -0.12748 | 28.0642
44 | -0.31296 | -0.079738 | 0.31346 | 0.080052 | 0.00049375 | 0.00031476 | 0.46931 | 0.46931 | 0.46931 | 0.99328 | -0.12748 | 0.99499 | -0.09484 | 32.2327
45 | 0.24479 | 0.062583 | -0.24465 | -0.062496 | 0.0001379 | 8.7692e-05 | 0.36715 | 0.36715 | 0.36715 | 0.99328 | -0.12748 | 0.99267 | -0.13913 | 25.2167
46 | -0.0025894 | -0.00064896 | 0.0025895 | 0.00064874 | 1.4145e-07 | -2.1552e-07 | 0.0039363 | 0.0039362 | 0.0039363 | 0.97885 | -0.40658 | 0.97891 | -0.40543 | 1.0814
47 | -0.0065177 | -0.0016333 | 0.0065178 | 0.0016333 | 7.1485e-08 | 2.1335e-08 | 0.0099074 | 0.0099074 | 0.0099074 | 0.97891 | -0.40543 | 0.97892 | -0.4052 | 2.7218
48 | 0.11212 | 0.028662 | -0.11209 | -0.028643 | 3.0029e-05 | 1.8624e-05 | 0.16759 | 0.16759 | 0.16759 | 0.99674 | -0.061829 | 0.99645 | -0.067367 | 11.51
49 | -0.11522 | -0.029436 | 0.11529 | 0.029479 | 6.8873e-05 | 4.2786e-05 | 0.17221 | 0.1722 | 0.17221 | 0.99674 | -0.061829 | 0.99739 | -0.049474 | 11.8273
50 | 0.32671 | 0.083731 | -0.32626 | -0.083445 | 0.00044861 | 0.00028606 | 0.48774 | 0.48774 | 0.48774 | 0.9981 | -0.035879 | 0.9966 | -0.064249 | 33.4983
51 | -0.32671 | -0.083731 | 0.32728 | 0.084094 | 0.00056927 | 0.000363 | 0.48774 | 0.48773 | 0.48774 | 0.9981 | -0.035879 | 1 | 0 | 33.4983
52 | 0.31985 | 0.081836 | -0.31937 | -0.081535 | 0.00047288 | 0.0003015 | 0.47815 | 0.47815 | 0.47815 | 0.9966 | -0.064249 | 0.99499 | -0.09484 | 32.8402
53 | 0.13654 | 0.03492 | -0.13644 | -0.034859 | 9.775e-05 | 6.1239e-05 | 0.20341 | 0.20342 | 0.20342 | 1 | 0 | 0.99922 | -0.014805 | 13.9708
54 | 0.012105 | 0.003034 | -0.012104 | -0.0030338 | 2.4921e-07 | 1.3478e-07 | 0.018393 | 0.018393 | 0.018393 | 0.97928 | -0.39817 | 0.97926 | -0.39861 | 5.0531
55 | 0.022225 | 0.0055793 | -0.022202 | -0.0055658 | 2.2129e-05 | 1.3493e-05 | 0.033535 | 0.033535 | 0.033535 | 0.98625 | -0.26253 | 0.98517 | -0.28343 | 9.213
56 | -0.022225 | -0.0055793 | 0.02223 | 0.0055829 | 5.8644e-06 | 3.5757e-06 | 0.033535 | 0.033535 | 0.033535 | 0.98625 | -0.26253 | 0.98653 | -0.257 | 9.2129
57 | 0.016464 | 0.0041276 | -0.016463 | -0.0041268 | 1.285e-06 | 7.5186e-07 | 0.024868 | 0.024868 | 0.024868 | 0.98517 | -0.28343 | 0.98509 | -0.28506 | 6.8318
58 | 0.015854 | 0.003975 | -0.015849 | -0.0039721 | 5.0226e-06 | 2.9155e-06 | 0.023913 | 0.023913 | 0.023913 | 0.98653 | -0.257 | 0.98619 | -0.26365 | 6.5696
59 | -0.23622 | -0.05986 | 0.23687 | 0.060272 | 0.00064789 | 0.00041187 | 0.35653 | 0.35653 | 0.35653 | 0.98653 | -0.257 | 0.98949 | -0.20008 | 24.4871
60 | 0.19814 | 0.050302 | -0.19798 | -0.0502 | 0.0001604 | 0.00010168 | 0.29908 | 0.29909 | 0.29909 | 0.98653 | -0.257 | 0.98566 | -0.27384 | 20.5416
61 | -0.23687 | -0.060272 | 0.23691 | 0.060299 | 4.2358e-05 | 2.6926e-05 | 0.35653 | 0.35653 | 0.35653 | 0.98949 | -0.20008 | 0.98968 | -0.19637 | 24.4871
62 | -0.23923 | -0.060879 | 0.23947 | 0.061032 | 0.00024004 | 0.00015261 | 0.36001 | 0.36001 | 0.36001 | 0.98968 | -0.19637 | 0.99076 | -0.17558 | 24.7263
63 | -0.24189 | -0.06169 | 0.24218 | 0.061876 | 0.00029226 | 0.00018583 | 0.36345 | 0.36345 | 0.36345 | 0.99136 | -0.16412 | 0.99267 | -0.13913 | 24.9622
64 | 0.24189 | 0.06169 | -0.24175 | -0.061605 | 0.00013374 | 8.504e-05 | 0.36345 | 0.36345 | 0.36345 | 0.99136 | -0.16412 | 0.99076 | -0.17558 | 24.9622
65 | -0.0080473 | -0.0020166 | 0.0080499 | 0.0020177 | 2.5288e-06 | 1.0516e-06 | 0.012232 | 0.012232 | 0.012232 | 0.97892 | -0.4052 | 0.97926 | -0.39861 | 3.3605
66 | -0.084222 | -0.021382 | 0.084431 | 0.021515 | 0.00020916 | 0.00013342 | 0.12697 | 0.12697 | 0.12697 | 0.98776 | -0.23326 | 0.99044 | -0.18179 | 34.8829
67 | 0.18748 | 0.047551 | -0.18721 | -0.047378 | 0.00027243 | 0.00017252 | 0.28332 | 0.28332 | 0.28332 | 0.98537 | -0.27943 | 0.98381 | -0.3097 | 19.4587
68 | -0.18978 | -0.048127 | 0.18983 | 0.04816 | 5.1022e-05 | 3.2317e-05 | 0.28679 | 0.28679 | 0.28679 | 0.98537 | -0.27943 | 0.98566 | -0.27384 | 19.6973
69 | 0.18355 | 0.046461 | -0.18352 | -0.046445 | 2.5052e-05 | 1.5858e-05 | 0.27778 | 0.27778 | 0.27778 | 0.98381 | -0.3097 | 0.98366 | -0.31255 | 19.0784
70 | 0.18165 | 0.045975 | -0.18148 | -0.045869 | 0.00016741 | 0.00010595 | 0.27495 | 0.27495 | 0.27495 | 0.98366 | -0.31255 | 0.98267 | -0.33177 | 18.8836
71 | 0.0047549 | 0.0011915 | -0.0047545 | -0.0011915 | 3.9707e-07 | -4.6044e-09 | 0.0072 | 0.0072001 | 0.0072001 | 0.98267 | -0.33177 | 0.98258 | -0.33352 | 1.9781
72 | 0.17673 | 0.044678 | -0.17656 | -0.044571 | 0.00016899 | 0.00010688 | 0.26775 | 0.26775 | 0.26775 | 0.98267 | -0.33177 | 0.98164 | -0.35173 | 18.3892
73 | 0.0047545 | 0.0011915 | -0.0047542 | -0.0011915 | 2.6664e-07 | -3.0617e-09 | 0.0072001 | 0.0072002 | 0.0072002 | 0.98258 | -0.33352 | 0.98252 | -0.3347 | 1.9781
74 | 0.17568 | 0.04435 | -0.17563 | -0.044323 | 4.1981e-05 | 2.6549e-05 | 0.26641 | 0.26641 | 0.26641 | 0.98164 | -0.35173 | 0.98139 | -0.35672 | 18.2975
75 | 0.17475 | 0.044101 | -0.17471 | -0.044075 | 4.1675e-05 | 2.6352e-05 | 0.26507 | 0.26507 | 0.26507 | 0.98139 | -0.35672 | 0.98113 | -0.3617 | 18.2053
76 | 0.01452 | 0.0036399 | -0.014517 | -0.0036383 | 2.8241e-06 | 1.6082e-06 | 0.021933 | 0.021933 | 0.021933 | 0.98509 | -0.28506 | 0.98488 | -0.28915 | 6.0256
77 | 0.012351 | 0.0030971 | -0.012345 | -0.003094 | 5.6971e-06 | 3.1123e-06 | 0.018842 | 0.018843 | 0.018843 | 0.9754 | -0.47409 | 0.97491 | -0.48377 | 5.1765
78 | -0.012351 | -0.0030971 | 0.012351 | 0.0030973 | 2.9589e-07 | 1.6163e-07 | 0.018842 | 0.018842 | 0.018842 | 0.9754 | -0.47409 | 0.97542 | -0.47359 | 5.1765
79 | 0.0066531 | 0.0016675 | -0.0066523 | -0.0016672 | 8.1605e-07 | 2.5917e-07 | 0.010155 | 0.010155 | 0.010155 | 0.97491 | -0.48377 | 0.97478 | -0.48635 | 2.7898
80 | 0.005692 | 0.0014265 | -0.0056917 | -0.0014265 | 3.3186e-07 | 6.6204e-08 | 0.0086879 | 0.0086879 | 0.0086879 | 0.97491 | -0.48377 | 0.97484 | -0.485 | 2.3868
81 | -0.017979 | -0.0045077 | 0.017984 | 0.0045107 | 5.0327e-06 | 2.9982e-06 | 0.027427 | 0.027427 | 0.027427 | 0.97542 | -0.47359 | 0.97572 | -0.46771 | 7.535
82 | -0.0042329 | -0.0010609 | 0.0042331 | 0.0010608 | 2.1481e-07 | -3.5254e-08 | 0.0064457 | 0.0064456 | 0.0064457 | 0.97718 | -0.43907 | 0.97723 | -0.43801 | 1.7708
83 | -0.013748 | -0.0034461 | 0.013748 | 0.0034465 | 6.8337e-07 | 3.8526e-07 | 0.020934 | 0.020934 | 0.020934 | 0.97723 | -0.43801 | 0.97729 | -0.43696 | 5.751
84 | 0.0095146 | 0.0023853 | -0.0095108 | -0.0023835 | 3.7779e-06 | 1.8168e-06 | 0.014488 | 0.014488 | 0.014488 | 0.97723 | -0.43801 | 0.97681 | -0.44634 | 3.9803
85 | -0.0038529 | -0.00096562 | 0.0038531 | 0.00096554 | 2.5248e-07 | -8.3023e-08 | 0.0058697 | 0.0058696 | 0.0058697 | 0.97674 | -0.44772 | 0.97681 | -0.44634 | 1.6125
86 | 0.17382 | 0.043853 | -0.17377 | -0.043819 | 5.3763e-05 | 3.3992e-05 | 0.26373 | 0.26373 | 0.26373 | 0.98113 | -0.3617 | 0.9808 | -0.36816 | 18.1131
87 | 0.004064 | 0.0010184 | -0.0040636 | -0.0010184 | 3.4336e-07 | -7.7418e-08 | 0.0062004 | 0.0062006 | 0.0062006 | 0.97529 | -0.47625 | 0.9752 | -0.47802 | 1.7034
88 | -0.0081439 | -0.0020409 | 0.0081446 | 0.0020412 | 6.7248e-07 | 2.8542e-07 | 0.012425 | 0.012425 | 0.012425 | 0.97529 | -0.47625 | 0.97538 | -0.47451 | 3.4135
89 | -0.014762 | -0.0036996 | 0.014765 | 0.0037013 | 2.941e-06 | 1.6892e-06 | 0.02252 | 0.02252 | 0.02252 | 0.97538 | -0.47451 | 0.97559 | -0.47033 | 6.1869
90 | -0.022646 | -0.0056765 | 0.022659 | 0.0056844 | 1.2965e-05 | 7.9358e-06 | 0.034541 | 0.034541 | 0.034541 | 0.97559 | -0.47033 | 0.9762 | -0.45832 | 9.4892
91 | -0.0062695 | -0.0015713 | 0.0062704 | 0.0015716 | 9.4236e-07 | 2.6091e-07 | 0.0095696 | 0.0095694 | 0.0095696 | 0.97487 | -0.48446 | 0.97503 | -0.4813 | 2.629
92 | 0.0062695 | 0.0015713 | -0.0062689 | -0.0015711 | 5.4752e-07 | 1.5165e-07 | 0.0095696 | 0.0095696 | 0.0095696 | 0.97487 | -0.48446 | 0.97478 | -0.48629 | 2.629
93 | -0.010373 | -0.0025996 | 0.010373 | 0.0025991 | 3.7633e-07 | -5.584e-07 | 0.01583 | 0.015829 | 0.01583 | 0.97503 | -0.4813 | 0.97507 | -0.48054 | 1.0872
94 | -0.078766 | -0.01976 | 0.078793 | 0.019776 | 2.6099e-05 | 1.5737e-05 | 0.12007 | 0.12007 | 0.12007 | 0.9762 | -0.45832 | 0.97655 | -0.45138 | 8.2466
95 | 0.056108 | 0.014076 | -0.056077 | -0.014058 | 3.08e-05 | 1.7467e-05 | 0.08553 | 0.085531 | 0.085531 | 0.9762 | -0.45832 | 0.97561 | -0.46984 | 5.8744
96 | -0.01414 | -0.0035433 | 0.014141 | 0.0035431 | 4.7842e-07 | -2.4063e-07 | 0.021579 | 0.021579 | 0.021579 | 0.97507 | -0.48054 | 0.97511 | -0.47983 | 1.4821
97 | 0.030584 | 0.0076759 | -0.030573 | -0.0076697 | 1.0793e-05 | 6.2449e-06 | 0.046606 | 0.046606 | 0.046606 | 0.97655 | -0.45138 | 0.97618 | -0.45878 | 6.4019
98 | -0.10938 | -0.027452 | 0.10942 | 0.02748 | 4.627e-05 | 2.8723e-05 | 0.16668 | 0.16668 | 0.16668 | 0.97655 | -0.45138 | 0.977 | -0.44251 | 11.4475
99 | 0.05228 | 0.013107 | -0.052269 | -0.013101 | 1.0693e-05 | 5.948e-06 | 0.079739 | 0.07974 | 0.07974 | 0.97561 | -0.46984 | 0.9754 | -0.47414 | 5.4766
100 | -0.021378 | -0.0053568 | 0.021379 | 0.0053569 | 1.0692e-06 | 1.4952e-07 | 0.032622 | 0.032622 | 0.032622 | 0.97511 | -0.47983 | 0.97516 | -0.47878 | 2.2405
101 | -0.015794 | -0.0039616 | 0.015799 | 0.0039644 | 4.8258e-06 | 2.8076e-06 | 0.024005 | 0.024005 | 0.024005 | 0.9791 | -0.40149 | 0.97942 | -0.39509 | 6.5948
102 | 0.015794 | 0.0039616 | -0.015785 | -0.0039559 | 9.7643e-06 | 5.6812e-06 | 0.024005 | 0.024005 | 0.024005 | 0.9791 | -0.40149 | 0.97843 | -0.41447 | 6.5949
103 | 0.14992 | 0.037754 | -0.14979 | -0.037669 | 0.00013496 | 8.4978e-05 | 0.22784 | 0.22784 | 0.22784 | 0.97942 | -0.39509 | 0.97846 | -0.41393 | 15.6484
104 | -0.17183 | -0.043249 | 0.17205 | 0.043389 | 0.00022146 | 0.00013999 | 0.26112 | 0.26112 | 0.26112 | 0.97942 | -0.39509 | 0.9808 | -0.36816 | 17.9343
105 | 0.0053716 | 0.0013461 | -0.0053706 | -0.001346 | 9.6663e-07 | 1.3363e-07 | 0.0081691 | 0.0081693 | 0.0081693 | 0.97843 | -0.41447 | 0.97824 | -0.41825 | 2.2443
106 | 0.024495 | 0.0061464 | -0.024485 | -0.00614 | 1.0432e-05 | 6.4275e-06 | 0.037341 | 0.037341 | 0.037341 | 0.97618 | -0.45878 | 0.97572 | -0.46771 | 10.2586
107 | -0.12159 | -0.03053 | 0.12176 | 0.030634 | 0.00016601 | 0.00010365 | 0.18521 | 0.18521 | 0.18521 | 0.977 | -0.44251 | 0.97846 | -0.41393 | 12.7204
108 | 0.023061 | 0.0057808 | -0.023058 | -0.0057802 | 2.7389e-06 | 5.7461e-07 | 0.035181 | 0.035182 | 0.035182 | 0.9754 | -0.47414 | 0.97527 | -0.47663 | 2.4163
109 | 0.029208 | 0.0073198 | -0.029204 | -0.0073181 | 4.4523e-06 | 1.6555e-06 | 0.044559 | 0.044559 | 0.044559 | 0.9754 | -0.47414 | 0.97523 | -0.47734 | 3.0604
110 | -0.025115 | -0.0062933 | 0.025117 | 0.0062938 | 1.727e-06 | 4.7931e-07 | 0.038323 | 0.038323 | 0.038323 | 0.97516 | -0.47878 | 0.97523 | -0.47734 | 2.6321
111 | 0.014296 | 0.0035841 | -0.014292 | -0.0035823 | 3.1878e-06 | 1.8173e-06 | 0.021812 | 0.021812 | 0.021812 | 0.97527 | -0.47663 | 0.97503 | -0.48131 | 5.9923
112 | 0.0077055 | 0.0019314 | -0.0077039 | -0.0019308 | 1.6571e-06 | 6.6208e-07 | 0.01176 | 0.01176 | 0.01176 | 0.97503 | -0.48131 | 0.9748 | -0.48582 | 3.2307
113 | 0.028031 | 0.0070354 | -0.028025 | -0.0070315 | 6.2471e-06 | 3.883e-06 | 0.042632 | 0.042632 | 0.042632 | 0.97846 | -0.41393 | 0.97822 | -0.41861 | 11.7122
114 | 0.025585 | 0.00642 | -0.025574 | -0.0064137 | 1.0248e-05 | 6.3326e-06 | 0.038921 | 0.038921 | 0.038921 | 0.97822 | -0.41861 | 0.97779 | -0.42701 | 10.6926
115 | -0.017863 | -0.0044777 | 0.017867 | 0.0044804 | 4.502e-06 | 2.6779e-06 | 0.027198 | 0.027198 | 0.027198 | 0.97729 | -0.43696 | 0.97756 | -0.43167 | 7.472
116 | -0.022003 | -0.0055168 | 0.022007 | 0.0055197 | 4.8921e-06 | 2.9851e-06 | 0.033493 | 0.033493 | 0.033493 | 0.97756 | -0.43167 | 0.97779 | -0.42701 | 9.2013
117 | -0.0074201 | -0.0018596 | 0.007421 | 0.00186 | 9.3771e-07 | 3.361e-07 | 0.011094 | 0.011094 | 0.011094 | 0.99522 | -0.090798 | 0.99536 | -0.088145 | 3.0479
118 | -0.016333 | -0.0040937 | 0.016337 | 0.0040959 | 3.8566e-06 | 2.244e-06 | 0.024418 | 0.024418 | 0.024418 | 0.99536 | -0.088145 | 0.99562 | -0.08319 | 6.7082
119 | 0.09567 | 0.024494 | -0.095616 | -0.024461 | 5.3578e-05 | 3.284e-05 | 0.14317 | 0.14317 | 0.14317 | 0.99562 | -0.08319 | 0.99501 | -0.09476 | 9.8331
120 | -0.11201 | -0.02859 | 0.11209 | 0.028643 | 8.5704e-05 | 5.3156e-05 | 0.16759 | 0.16759 | 0.16759 | 0.99562 | -0.08319 | 0.99645 | -0.067367 | 11.5101
121 | 0.095616 | 0.024461 | -0.095534 | -0.024409 | 8.2234e-05 | 5.2075e-05 | 0.14317 | 0.14317 | 0.14317 | 0.99501 | -0.09476 | 0.99407 | -0.11254 | 19.6662
122 | 0.087424 | 0.022376 | -0.08729 | -0.022291 | 0.0001341 | 8.5553e-05 | 0.13103 | 0.13103 | 0.13103 | 0.99407 | -0.11254 | 0.99241 | -0.14427 | 35.9974
123 | 0.0063827 | 0.0015977 | -0.0063816 | -0.0015974 | 1.0484e-06 | 3.0025e-07 | 0.0097187 | 0.0097189 | 0.0097189 | 0.97717 | -0.43956 | 0.97699 | -0.44301 | 2.67
124 | 0.00067753 | 0.0001697 | -0.00067752 | -0.0001698 | 3.4777e-09 | -1.0692e-07 | 0.0010317 | 0.0010317 | 0.0010317 | 0.97717 | -0.43956 | 0.97716 | -0.43967 | 0.28344
125 | 0.0022041 | 0.00055213 | -0.002204 | -0.00055236 | 1.0183e-07 | -2.3709e-07 | 0.0033554 | 0.0033555 | 0.0033555 | 0.97741 | -0.43487 | 0.97736 | -0.43584 | 0.92184
126 | 0.0056389 | 0.0014113 | -0.0056385 | -0.0014112 | 3.5443e-07 | 6.6358e-08 | 0.0085876 | 0.0085877 | 0.0085877 | 0.97699 | -0.44301 | 0.97693 | -0.44433 | 2.3593
127 | 0.0031789 | 0.00079504 | -0.0031778 | -0.00079589 | 1.0779e-06 | -8.4439e-07 | 0.0048418 | 0.0048423 | 0.0048423 | 0.97684 | -0.44594 | 0.97648 | -0.45306 | 1.3303
128 | -0.0031789 | -0.00079504 | 0.0031791 | 0.00079485 | 2.4245e-07 | -1.9013e-07 | 0.0048418 | 0.0048416 | 0.0048418 | 0.97684 | -0.44594 | 0.97693 | -0.44433 | 1.3302
129 | 0.0024275 | 0.00060784 | -0.0024272 | -0.00060832 | 2.6692e-07 | -4.7983e-07 | 0.003699 | 0.0036992 | 0.0036992 | 0.97648 | -0.45306 | 0.97637 | -0.45537 | 1.0163
130 | 0.084584 | 0.021613 | -0.084431 | -0.021515 | 0.00015314 | 9.7684e-05 | 0.12697 | 0.12697 | 0.12697 | 0.99241 | -0.14427 | 0.99044 | -0.18179 | 34.8828
131 | -0.12429 | -0.031737 | 0.12442 | 0.031812 | 0.00012147 | 7.5778e-05 | 0.18564 | 0.18564 | 0.18564 | 0.99739 | -0.049474 | 0.99845 | -0.029274 | 12.7503
132 | -0.12824 | -0.03277 | 0.12833 | 0.032826 | 8.9801e-05 | 5.6103e-05 | 0.19134 | 0.19134 | 0.19134 | 0.99845 | -0.029274 | 0.99922 | -0.014805 | 13.1415

## res_trafo
| p_hv_mw | q_hv_mvar | p_lv_mw | q_lv_mvar | pl_mw | ql_mvar | i_hv_ka | i_lv_ka | vm_hv_pu | va_hv_degree | vm_lv_pu | va_lv_degree | loading_percent
0 | -1.2729e-15 | -1.3162e-15 | 0.00165 | 1.2699e-07 | 0.00165 | 1.2699e-07 | 5.2857e-17 | 0.0023815 | 0.99998 | 149.9956 | 1 | 0 | 0.2619

## res_ext_grid
| p_mw | q_mvar
0 | 0.47522 | 0.12146

## res_load
| p_mw | q_mvar
0 | 0.0072111 | 0.0018073
1 | 0.00036476 | 9.1418e-05
2 | 0.0012396 | 0.00031068
3 | 0.0011915 | 0.00029861
4 | 0.00085616 | 0.00021457
5 | 0.0005614 | 0.0001407
6 | 0.0019565 | 0.00049035
7 | 0.0037817 | 0.00094778
8 | 0.00049053 | 0.00012294
9 | 0.00033053 | 8.2839e-05
10 | 0.00073955 | 0.00018535
11 | 0.0010001 | 0.00025065
12 | 0.014996 | 0.0037585
13 | 0.0025474 | 0.00063845
14 | 0.0014602 | 0.00036595
15 | 0.0012245 | 0.00030689
16 | 0.00070274 | 0.00017612
17 | 0.0075382 | 0.0018892
18 | 0.0007045 | 0.00017656
19 | 0.0021488 | 0.00053853
20 | 0.0023916 | 0.00059939
21 | 0.0011015 | 0.00027606
22 | 0.067997 | 0.017042
23 | 0.0025894 | 0.00064896
24 | 0.0039282 | 0.00098451
25 | 0.0064183 | 0.0016086
26 | 0.0097499 | 0.0024435
27 | 0.0015069 | 0.00037765
28 | 0.0057386 | 0.0014382
29 | 0.0023166 | 0.00058059
30 | 0.0024725 | 0.00061967
31 | 0.0022872 | 0.00057323
32 | 0.0059147 | 0.0014824
33 | 0.0015295 | 0.00038334
34 | 0.0019877 | 0.00049817
35 | 0.0043653 | 0.001094
36 | 0.0023011 | 0.0005767
37 | 0.0036611 | 0.00091755
38 | 0.0081426 | 0.0020407
39 | 0.0018745 | 0.0004698
40 | 0.015849 | 0.0039721
41 | 0.00088095 | 0.00022079
42 | 0.0047542 | 0.0011915
43 | 0.00088523 | 0.00022186
44 | 0.0019426 | 0.00048686
45 | 0.0056276 | 0.0014104
46 | 0.0042329 | 0.0010609
47 | 0.0038529 | 0.00096562
48 | 0.0056577 | 0.0014179
49 | 0.00088481 | 0.00022176
50 | 0.0040799 | 0.0010225
51 | 0.0040636 | 0.0010184
52 | 0.0066173 | 0.0016585
53 | 0.0078809 | 0.0019751
54 | 0.0041021 | 0.0010281
55 | 0.0062689 | 0.0015711
56 | 0.0037674 | 0.00094421
57 | 0.003797 | 0.00095161
58 | 0.0072368 | 0.0018137
59 | 0.0061068 | 0.0015305
60 | 0.010413 | 0.0026098
61 | 0.006078 | 0.0015233
62 | 0.012169 | 0.0030498
63 | 0.0037361 | 0.00093636
64 | 0.0040872 | 0.0010243
65 | 0.0087627 | 0.0021961
66 | 0.0065869 | 0.0016508
67 | 0.0077039 | 0.0019308
68 | 0.0056917 | 0.0014265
69 | 0.0066523 | 0.0016672
70 | 0.0065008 | 0.0016293
71 | 0.0017168 | 0.00043026
72 | 0.0053706 | 0.001346
73 | 0.0024399 | 0.00061149
74 | 0.0041144 | 0.0010312
75 | 0.0041353 | 0.0010364
76 | 0.003567 | 0.00089396
77 | 0.0074201 | 0.0018596
78 | 0.0089125 | 0.0022337
79 | 0.0081099 | 0.0020325
80 | 0.0027891 | 0.000699
81 | 0.00074274 | 0.00018615
82 | 0.00067752 | 0.0001698
83 | 0.00075031 | 0.00018805
84 | 0.0024594 | 0.00061638
85 | 0.0027059 | 0.00067817
86 | 0.002204 | 0.00055236
87 | 0.0024272 | 0.00060832
88 | 0.0090081 | 0.0022577
89 | 0.0038227 | 0.00095806
90 | 0.008109 | 0.0020323
91 | 0.014517 | 0.0036383
92 | 0.0040546 | 0.0010162

## dtypes
| element | column | dtype
0 | bus | name | object
1 | bus | vn_kv | float64
2 | bus | type | object
3 | bus | zone | object
4 | bus | in_service | bool
5 | load | name | object
6 | load | bus | uint32
7 | load | p_mw | float64
8 | load | q_mvar | float64
9 | load | const_z_percent | float64
10 | load | const_i_percent | float64
11 | load | sn_mva | float64
12 | load | scaling | float64
13 | load | in_service | bool
14 | load | type | object
15 | ext_grid | name | object
16 | ext_grid | bus | uint32
17 | ext_grid | vm_pu | float64
18 | ext_grid | va_degree | float64
19 | ext_grid | slack_weight | float64
20 | ext_grid | in_service | bool
21 | line | name | object
22 | line | std_type | object
23 | line | from_bus | uint32
24 | line | to_bus | uint32
25 | line | length_km | float64
26 | line | r_ohm_per_km | float64
27 | line | x_ohm_per_km | float64
28 | line | c_nf_per_km | float64
29 | line | g_us_per_km | float64
30 | line | max_i_ka | float64
31 | line | df | float64
32 | line | parallel | uint32
33 | line | type | object
34 | line | in_service | bool
35 | trafo | name | object
36 | trafo | std_type | object
37 | trafo | hv_bus | uint32
38 | trafo | lv_bus | uint32
39 | trafo | sn_mva | float64
40 | trafo | vn_hv_kv | float64
41 | trafo | vn_lv_kv | float64
42 | trafo | vk_percent | float64
43 | trafo | vkr_percent | float64
44 | trafo | pfe_kw | float64
45 | trafo | i0_percent | float64
46 | trafo | shift_degree | float64
47 | trafo | tap_side | object
48 | trafo | tap_neutral | int32
49 | trafo | tap_min | int32
50 | trafo | tap_max | int32
51 | trafo | tap_step_percent | float64
52 | trafo | tap_step_degree | float64
53 | trafo | tap_pos | int32
54 | trafo | tap_phase_shifter | bool
55 | trafo | parallel | uint32
56 | trafo | df | float64
57 | trafo | in_service | bool
58 | line_geodata | coords | object
59 | bus_geodata | x | float64
60 | bus_geodata | y | float64
61 | bus_geodata | coords | object
62 | res_bus | vm_pu | float64
63 | res_bus | va_degree | float64
64 | res_bus | p_mw | float64
65 | res_bus | q_mvar | float64
66 | res_line | p_from_mw | float64
67 | res_line | q_from_mvar | float64
68 | res_line | p_to_mw | float64
69 | res_line | q_to_mvar | float64
70 | res_line | pl_mw | float64
71 | res_line | ql_mvar | float64
72 | res_line | i_from_ka | float64
73 | res_line | i_to_ka | float64
74 | res_line | i_ka | float64
75 | res_line | vm_from_pu | float64
76 | res_line | va_from_degree | float64
77 | res_line | vm_to_pu | float64
78 | res_line | va_to_degree | float64
79 | res_line | loading_percent | float64
80 | res_trafo | p_hv_mw | float64
81 | res_trafo | q_hv_mvar | float64
82 | res_trafo | p_lv_mw | float64
83 | res_trafo | q_lv_mvar | float64
84 | res_trafo | pl_mw | float64
85 | res_trafo | ql_mvar | float64
86 | res_trafo | i_hv_ka | float64
87 | res_trafo | i_lv_ka | float64
88 | res_trafo | vm_hv_pu | float64
89 | res_trafo | va_hv_degree | float64
90 | res_trafo | vm_lv_pu | float64
91 | res_trafo | va_lv_degree | float64
92 | res_trafo | loading_percent | float64
93 | res_ext_grid | p_mw | float64
94 | res_ext_grid | q_mvar | float64
95 | res_load | p_mw | float64
96 | res_load | q_mvar | float64

## parameters
| version | format_version | converged | OPF_converged | name | f_hz | sn_mva
0 | 2.14.6 | 2.14.0 | TRUE | FALSE |  | 50 | 1