## bus
| name | vn_kv | type | zone | in_service
0 | bus_LV_250-6_0_4_node_0 | 0.4 | n |  | TRUE
1 | bus_LV_250-6_0_4_node_1 | 0.4 | n |  | TRUE
2 | bus_LV_250-6_0_4_node_3 | 0.4 | n |  | TRUE
3 | bus_LV_250-6_0_4_node_2 | 0.4 | n |  | TRUE
4 | bus_LV_250-6_0_4_node_4 | 0.4 | n |  | TRUE
5 | bus_LV_250-6_0_4_node_6 | 0.4 | n |  | TRUE
6 | bus_LV_250-6_0_4_node_19 | 0.4 | n |  | TRUE
7 | bus_LV_250-6_0_4_node_10 | 0.4 | n |  | TRUE
8 | bus_LV_250-6_0_4_node_5 | 0.4 | n |  | TRUE
9 | bus_LV_250-6_0_4_node_120 | 0.4 | n |  | TRUE
10 | bus_LV_250-6_0_4_node_8 | 0.4 | n |  | TRUE
11 | bus_LV_250-6_0_4_node_7 | 0.4 | n |  | TRUE
12 | bus_LV_250-6_0_4_node_24 | 0.4 | n |  | TRUE
13 | bus_LV_250-6_0_4_node_20 | 0.4 | n |  | TRUE
14 | bus_LV_250-6_0_4_node_88 | 0.4 | n |  | TRUE
15 | bus_LV_250-6_0_4_node_18 | 0.4 | n |  | TRUE
16 | bus_LV_250-6_0_4_node_11 | 0.4 | n |  | TRUE
17 | bus_LV_250-6_0_4_node_12 | 0.4 | n |  | TRUE
18 | bus_LV_250-6_0_4_node_13 | 0.4 | n |  | TRUE
19 | bus_LV_250-6_0_4_node_14 | 0.4 | n |  | TRUE
20 | bus_LV_250-6_0_4_node_15 | 0.4 | n |  | TRUE
21 | bus_LV_250-6_0_4_node_26 | 0.4 | n |  | TRUE
22 | bus_LV_250-6_0_4_node_16 | 0.4 | n |  | TRUE
23 | bus_LV_250-6_0_4_node_27 | 0.4 | n |  | TRUE
24 | bus_LV_250-6_0_4_node_25 | 0.4 | n |  | TRUE
25 | bus_LV_250-6_0_4_node_17 | 0.4 | n |  | TRUE
26 | bus_LV_250-6_0_4_node_78 | 0.4 | n |  | TRUE
27 | bus_LV_250-6_0_4_node_77 | 0.4 | n |  | TRUE
28 | bus_LV_250-6_0_4_node_118 | 0.4 | n |  | TRUE
29 | bus_LV_250-6_0_4_node_21 | 0.4 | n |  | TRUE
30 | bus_LV_250-6_0_4_node_22 | 0.4 | n |  | TRUE
31 | bus_LV_250-6_0_4_node_23 | 0.4 | n |  | TRUE
32 | bus_LV_250-6_0_4_node_119 | 0.4 | n |  | TRUE
33 | bus_LV_250-6_0_4_node_64 | 0.4 | n |  | TRUE
34 | bus_LV_250-6_0_4_node_63 | 0.4 | n |  | TRUE
35 | bus_LV_250-6_0_4_node_28 | 0.4 | n |  | TRUE
36 | bus_LV_250-6_0_4_node_29 | 0.4 | n |  | TRUE
37 | bus_LV_250-6_0_4_node_30 | 0.4 | n |  | TRUE
38 | bus_LV_250-6_0_4_node_32 | 0.4 | n |  | TRUE
39 | bus_LV_250-6_0_4_node_31 | 0.4 | n |  | TRUE
40 | bus_LV_250-6_0_4_node_33 | 0.4 | n |  | TRUE
41 | bus_LV_250-6_0_4_node_34 | 0.4 | n |  | TRUE
42 | bus_LV_250-6_0_4_node_35 | 0.4 | n |  | TRUE
43 | bus_LV_250-6_0_4_node_50 | 0.4 | n |  | TRUE
44 | bus_LV_250-6_0_4_node_65 | 0.4 | n |  | TRUE
45 | bus_LV_250-6_0_4_node_66 | 0.4 | n |  | TRUE
46 | bus_LV_250-6_0_4_node_51 | 0.4 | n |  | TRUE
47 | bus_LV_250-6_0_4_node_87 | 0.4 | n |  | TRUE
48 | bus_LV_250-6_0_4_node_89 | 0.4 | n |  | TRUE
49 | bus_LV_250-6_0_4_node_36 | 0.4 | n |  | TRUE
50 | bus_LV_250-6_0_4_node_37 | 0.4 | n |  | TRUE
51 | bus_LV_250-6_0_4_node_38 | 0.4 | n |  | TRUE
52 | bus_LV_250-6_0_4_node_39 | 0.4 | n |  | TRUE
53 | bus_LV_250-6_0_4_node_40 | 0.4 | n |  | TRUE
54 | bus_LV_250-6_0_4_node_92 | 0.4 | n |  | TRUE
55 | bus_LV_250-6_0_4_node_49 | 0.4 | n |  | TRUE
56 | bus_LV_250-6_0_4_node_91 | 0.4 | n |  | TRUE
57 | bus_LV_250-6_0_4_node_47 | 0.4 | n |  | TRUE
58 | bus_LV_250-6_0_4_node_41 | 0.4 | n |  | TRUE
59 | bus_LV_250-6_0_4_node_42 | 0.4 | n |  | TRUE
60 | bus_LV_250-6_0_4_node_43 | 0.4 | n |  | TRUE
61 | bus_LV_250-6_0_4_node_44 | 0.4 | n |  | TRUE
62 | bus_LV_250-6_0_4_node_73 | 0.4 | n |  | TRUE
63 | bus_LV_250-6_0_4_node_74 | 0.4 | n |  | TRUE
64 | bus_LV_250-6_0_4_node_45 | 0.4 | n |  | TRUE
65 | bus_LV_250-6_0_4_node_46 | 0.4 | n |  | TRUE
66 | bus_LV_250-6_0_4_node_48 | 0.4 | n |  | TRUE
67 | bus_LV_250-6_0_4_node_52 | 0.4 | n |  | TRUE
68 | bus_LV_250-6_0_4_node_53 | 0.4 | n |  | TRUE
69 | bus_LV_250-6_0_4_node_54 | 0.4 | n |  | TRUE
70 | bus_LV_250-6_0_4_node_55 | 0.4 | n |  | TRUE
71 | bus_LV_250-6_0_4_node_56 | 0.4 | n |  | TRUE
72 | bus_LV_250-6_0_4_node_57 | 0.4 | n |  | TRUE
73 | bus_LV_250-6_0_4_node_84 | 0.4 | n |  | TRUE
74 | bus_LV_250-6_0_4_node_79 | 0.4 | n |  | TRUE
75 | bus_LV_250-6_0_4_node_82 | 0.4 | n |  | TRUE
76 | bus_LV_250-6_0_4_node_80 | 0.4 | n |  | TRUE
77 | bus_LV_250-6_0_4_node_58 | 0.4 | n |  | TRUE
78 | bus_LV_250-6_0_4_node_59 | 0.4 | n |  | TRUE
79 | bus_LV_250-6_0_4_node_60 | 0.4 | n |  | TRUE
80 | bus_LV_250-6_0_4_node_61 | 0.4 | n |  | TRUE
81 | bus_LV_250-6_0_4_node_103 | 0.4 | n |  | TRUE
82 | bus_LV_250-6_0_4_node_62 | 0.4 | n |  | TRUE
83 | bus_LV_250-6_0_4_node_76 | 0.4 | n |  | TRUE
84 | bus_LV_250-6_0_4_node_102 | 0.4 | n |  | TRUE
85 | bus_LV_250-6_0_4_node_70 | 0.4 | n |  | TRUE
86 | bus_LV_250-6_0_4_node_104 | 0.4 | n |  | TRUE
87 | bus_LV_250-6_0_4_node_94 | 0.4 | n |  | TRUE
88 | bus_LV_250-6_0_4_node_95 | 0.4 | n |  | TRUE
89 | bus_LV_250-6_0_4_node_93 | 0.4 | n |  | TRUE
90 | bus_LV_250-6_0_4_node_116 | 0.4 | n |  | TRUE
91 | bus_LV_250-6_0_4_node_68 | 0.4 | n |  | TRUE
92 | bus_LV_250-6_0_4_node_111 | 0.4 | n |  | TRUE
93 | bus_LV_250-6_0_4_node_85 | 0.4 | n |  | TRUE
94 | bus_LV_250-6_0_4_node_90 | 0.4 | n |  | TRUE
95 | bus_LV_250-6_0_4_node_67 | 0.4 | n |  | TRUE
96 | bus_LV_250-6_0_4_node_69 | 0.4 | n |  | TRUE
97 | bus_LV_250-6_0_4_node_71 | 0.4 | n |  | TRUE
98 | bus_LV_250-6_0_4_node_72 | 0.4 | n |  | TRUE
99 | bus_LV_250-6_0_4_node_110 | 0.4 | n |  | TRUE
100 | bus_LV_250-6_0_4_node_86 | 0.4 | n |  | TRUE
101 | bus_LV_250-6_0_4_node_117 | 0.4 | n |  | TRUE
102 | bus_LV_250-6_0_4_node_75 | 0.4 | n |  | TRUE
103 | bus_LV_250-6_0_4_node_81 | 0.4 | n |  | TRUE
104 | bus_LV_250-6_0_4_node_83 | 0.4 | n |  | TRUE
105 | bus_LV_250-6_0_4_node_105 | 0.4 | n |  | TRUE
106 | bus_LV_250-6_0_4_node_106 | 0.4 | n |  | TRUE
107 | bus_LV_250-6_0_4_node_96 | 0.4 | n |  | TRUE
108 | bus_LV_250-6_0_4_node_97 | 0.4 | n |  | TRUE
109 | bus_LV_250-6_0_4_node_98 | 0.4 | n |  | TRUE
110 | bus_LV_250-6_0_4_node_99 | 0.4 | n |  | TRUE
111 | bus_LV_250-6_0_4_node_100 | 0.4 | n |  | TRUE
112 | bus_LV_250-6_0_4_node_101 | 0.4 | n |  | TRUE
113 | bus_LV_250-6_0_4_node_109 | 0.4 | n |  | TRUE
114 | bus_LV_250-6_0_4_node_108 | 0.4 | n |  | TRUE
115 | bus_LV_250-6_0_4_node_113 | 0.4 | n |  | TRUE
116 | bus_LV_250-6_0_4_node_112 | 0.4 | n |  | TRUE
117 | bus_LV_250-6_0_4_node_114 | 0.4 | n |  | TRUE
118 | bus_LV_250-6_0_4_node_107 | 0.4 | n |  | TRUE
119 | bus_MV_388_0_node_66 | 20 | n |  | TRUE

## load
| name | bus | p_mw | q_mvar | const_z_percent | const_i_percent | sn_mva | scaling | in_service | type
0 | LV_250-6_0_4_load_0 | 0 | 0.00549 | 0.0013759 | 0 | 0 |  | 1 | TRUE | wye
1 | LV_250-6_0_4_load_4 | 4 | 0.0055346 | 0.0013871 | 0 | 0 |  | 1 | TRUE | wye
2 | LV_250-6_0_4_load_10 | 7 | 0.0044057 | 0.0011042 | 0 | 0 |  | 1 | TRUE | wye
3 | LV_250-6_0_4_load_120 | 9 | 0.0054959 | 0.0013774 | 0 | 0 |  | 1 | TRUE | wye
4 | LV_250-6_0_4_load_7 | 11 | 0.0045815 | 0.0011482 | 0 | 0 |  | 1 | TRUE | wye
5 | LV_250-6_0_4_load_20 | 13 | 0.013073 | 0.0032763 | 0 | 0 |  | 1 | TRUE | wye
6 | LV_250-6_0_4_load_88 | 14 | 0.0053806 | 0.0013485 | 0 | 0 |  | 1 | TRUE | wye
7 | LV_250-6_0_4_load_11 | 16 | 0.0052053 | 0.0013046 | 0 | 0 |  | 1 | TRUE | wye
8 | LV_250-6_0_4_load_12 | 17 | 0.0049303 | 0.0012356 | 0 | 0 |  | 1 | TRUE | wye
9 | LV_250-6_0_4_load_13 | 18 | 0.0026834 | 0.00067252 | 0 | 0 |  | 1 | TRUE | wye
10 | LV_250-6_0_4_load_14 | 19 | 0.0054703 | 0.001371 | 0 | 0 |  | 1 | TRUE | wye
11 | LV_250-6_0_4_load_15 | 20 | 0.0046886 | 0.0011751 | 0 | 0 |  | 1 | TRUE | wye
12 | LV_250-6_0_4_load_26 | 21 | 0.015218 | 0.003814 | 0 | 0 |  | 1 | TRUE | wye
13 | LV_250-6_0_4_load_16 | 22 | 0.0052182 | 0.0013078 | 0 | 0 |  | 1 | TRUE | wye
14 | LV_250-6_0_4_load_27 | 23 | 0.0048834 | 0.0012239 | 0 | 0 |  | 1 | TRUE | wye
15 | LV_250-6_0_4_load_25 | 24 | 0.021774 | 0.005457 | 0 | 0 |  | 1 | TRUE | wye
16 | LV_250-6_0_4_load_17 | 25 | 0.0047553 | 0.0011918 | 0 | 0 |  | 1 | TRUE | wye
17 | LV_250-6_0_4_load_78 | 26 | 0.0028285 | 0.00070889 | 0 | 0 |  | 1 | TRUE | wye
18 | LV_250-6_0_4_load_118 | 28 | 0.0049071 | 0.0012298 | 0 | 0 |  | 1 | TRUE | wye
19 | LV_250-6_0_4_load_22 | 30 | 0.017704 | 0.004437 | 0 | 0 |  | 1 | TRUE | wye
20 | LV_250-6_0_4_load_119 | 32 | 0.0095624 | 0.0023966 | 0 | 0 |  | 1 | TRUE | wye
21 | LV_250-6_0_4_load_64 | 33 | 0.010666 | 0.0026731 | 0 | 0 |  | 1 | TRUE | wye
22 | LV_250-6_0_4_load_63 | 34 | 0.0042617 | 0.0010681 | 0 | 0 |  | 1 | TRUE | wye
23 | LV_250-6_0_4_load_28 | 35 | 0.0021134 | 0.00052966 | 0 | 0 |  | 1 | TRUE | wye
24 | LV_250-6_0_4_load_30 | 37 | 0.0053412 | 0.0013386 | 0 | 0 |  | 1 | TRUE | wye
25 | LV_250-6_0_4_load_32 | 38 | 0.0085188 | 0.002135 | 0 | 0 |  | 1 | TRUE | wye
26 | LV_250-6_0_4_load_31 | 39 | 0.01958 | 0.0049072 | 0 | 0 |  | 1 | TRUE | wye
27 | LV_250-6_0_4_load_34 | 41 | 0.020142 | 0.0050479 | 0 | 0 |  | 1 | TRUE | wye
28 | LV_250-6_0_4_load_50 | 43 | 0.014976 | 0.0037533 | 0 | 0 |  | 1 | TRUE | wye
29 | LV_250-6_0_4_load_65 | 44 | 0.0078662 | 0.0019715 | 0 | 0 |  | 1 | TRUE | wye
30 | LV_250-6_0_4_load_66 | 45 | 0.0015075 | 0.00037781 | 0 | 0 |  | 1 | TRUE | wye
31 | LV_250-6_0_4_load_87 | 47 | 0.0027791 | 0.0006965 | 0 | 0 |  | 1 | TRUE | wye
32 | LV_250-6_0_4_load_89 | 48 | 0.0033714 | 0.00084495 | 0 | 0 |  | 1 | TRUE | wye
33 | LV_250-6_0_4_load_36 | 49 | 0.0013413 | 0.00033617 | 0 | 0 |  | 1 | TRUE | wye
34 | LV_250-6_0_4_load_37 | 50 | 0.0010189 | 0.00025536 | 0 | 0 |  | 1 | TRUE | wye
35 | LV_250-6_0_4_load_38 | 51 | 0.0015142 | 0.00037949 | 0 | 0 |  | 1 | TRUE | wye
36 | LV_250-6_0_4_load_39 | 52 | 0.00095718 | 0.00023989 | 0 | 0 |  | 1 | TRUE | wye
37 | LV_250-6_0_4_load_40 | 53 | 0.0020588 | 0.00051599 | 0 | 0 |  | 1 | TRUE | wye
38 | LV_250-6_0_4_load_92 | 54 | 0.0025657 | 0.00064302 | 0 | 0 |  | 1 | TRUE | wye
39 | LV_250-6_0_4_load_49 | 55 | 0.0020832 | 0.00052209 | 0 | 0 |  | 1 | TRUE | wye
40 | LV_250-6_0_4_load_47 | 57 | 0.0017592 | 0.0004409 | 0 | 0 |  | 1 | TRUE | wye
41 | LV_250-6_0_4_load_41 | 58 | 0.001051 | 0.00026342 | 0 | 0 |  | 1 | TRUE | wye
42 | LV_250-6_0_4_load_42 | 59 | 0.0014724 | 0.00036901 | 0 | 0 |  | 1 | TRUE | wye
43 | LV_250-6_0_4_load_43 | 60 | 0.0049283 | 0.0012352 | 0 | 0 |  | 1 | TRUE | wye
44 | LV_250-6_0_4_load_44 | 61 | 0.0020548 | 0.00051498 | 0 | 0 |  | 1 | TRUE | wye
45 | LV_250-6_0_4_load_73 | 62 | 0.001889 | 0.00047343 | 0 | 0 |  | 1 | TRUE | wye
46 | LV_250-6_0_4_load_74 | 63 | 0.001453 | 0.00036416 | 0 | 0 |  | 1 | TRUE | wye
47 | LV_250-6_0_4_load_45 | 64 | 0.0025697 | 0.00064403 | 0 | 0 |  | 1 | TRUE | wye
48 | LV_250-6_0_4_load_46 | 65 | 0.0018887 | 0.00047335 | 0 | 0 |  | 1 | TRUE | wye
49 | LV_250-6_0_4_load_48 | 66 | 0.002492 | 0.00062456 | 0 | 0 |  | 1 | TRUE | wye
50 | LV_250-6_0_4_load_52 | 67 | 0.027852 | 0.0069804 | 0 | 0 |  | 1 | TRUE | wye
51 | LV_250-6_0_4_load_53 | 68 | 0.0047348 | 0.0011867 | 0 | 0 |  | 1 | TRUE | wye
52 | LV_250-6_0_4_load_54 | 69 | 0.0016801 | 0.00042107 | 0 | 0 |  | 1 | TRUE | wye
53 | LV_250-6_0_4_load_55 | 70 | 0.0022726 | 0.00056957 | 0 | 0 |  | 1 | TRUE | wye
54 | LV_250-6_0_4_load_56 | 71 | 0.0013211 | 0.0003311 | 0 | 0 |  | 1 | TRUE | wye
55 | LV_250-6_0_4_load_57 | 72 | 0.0020108 | 0.00050394 | 0 | 0 |  | 1 | TRUE | wye
56 | LV_250-6_0_4_load_84 | 73 | 0.0009197 | 0.0002305 | 0 | 0 |  | 1 | TRUE | wye
57 | LV_250-6_0_4_load_79 | 74 | 0.0020936 | 0.00052471 | 0 | 0 |  | 1 | TRUE | wye
58 | LV_250-6_0_4_load_82 | 75 | 0.00086012 | 0.00021557 | 0 | 0 |  | 1 | TRUE | wye
59 | LV_250-6_0_4_load_80 | 76 | 0.0015169 | 0.00038017 | 0 | 0 |  | 1 | TRUE | wye
60 | LV_250-6_0_4_load_58 | 77 | 0.0034175 | 0.00085652 | 0 | 0 |  | 1 | TRUE | wye
61 | LV_250-6_0_4_load_59 | 78 | 0.0076493 | 0.0019171 | 0 | 0 |  | 1 | TRUE | wye
62 | LV_250-6_0_4_load_60 | 79 | 0.0039706 | 0.00099512 | 0 | 0 |  | 1 | TRUE | wye
63 | LV_250-6_0_4_load_61 | 80 | 0.0068178 | 0.0017087 | 0 | 0 |  | 1 | TRUE | wye
64 | LV_250-6_0_4_load_103 | 81 | 0.0032084 | 0.0008041 | 0 | 0 |  | 1 | TRUE | wye
65 | LV_250-6_0_4_load_62 | 82 | 0.0031202 | 0.000782 | 0 | 0 |  | 1 | TRUE | wye
66 | LV_250-6_0_4_load_76 | 83 | 0.0019147 | 0.00047987 | 0 | 0 |  | 1 | TRUE | wye
67 | LV_250-6_0_4_load_102 | 84 | 0.0025516 | 0.00063949 | 0 | 0 |  | 1 | TRUE | wye
68 | LV_250-6_0_4_load_70 | 85 | 0.0041713 | 0.0010454 | 0 | 0 |  | 1 | TRUE | wye
69 | LV_250-6_0_4_load_94 | 87 | 0.0013963 | 0.00034994 | 0 | 0 |  | 1 | TRUE | wye
70 | LV_250-6_0_4_load_95 | 88 | 0.0038276 | 0.00095928 | 0 | 0 |  | 1 | TRUE | wye
71 | LV_250-6_0_4_load_93 | 89 | 0.0031197 | 0.00078188 | 0 | 0 |  | 1 | TRUE | wye
72 | LV_250-6_0_4_load_116 | 90 | 0.0021401 | 0.00053636 | 0 | 0 |  | 1 | TRUE | wye
73 | LV_250-6_0_4_load_68 | 91 | 0.0043055 | 0.0010791 | 0 | 0 |  | 1 | TRUE | wye
74 | LV_250-6_0_4_load_111 | 92 | 0.0015965 | 0.00040011 | 0 | 0 |  | 1 | TRUE | wye
75 | LV_250-6_0_4_load_67 | 95 | 0.0035876 | 0.00089915 | 0 | 0 |  | 1 | TRUE | wye
76 | LV_250-6_0_4_load_71 | 97 | 0.0034149 | 0.00085585 | 0 | 0 |  | 1 | TRUE | wye
77 | LV_250-6_0_4_load_110 | 99 | 0.0019212 | 0.0004815 | 0 | 0 |  | 1 | TRUE | wye
78 | LV_250-6_0_4_load_86 | 100 | 0.012613 | 0.0031612 | 0 | 0 |  | 1 | TRUE | wye
79 | LV_250-6_0_4_load_117 | 101 | 0.0027439 | 0.00068768 | 0 | 0 |  | 1 | TRUE | wye
80 | LV_250-6_0_4_load_75 | 102 | 0.0021891 | 0.00054863 | 0 | 0 |  | 1 | TRUE | wye
81 | LV_250-6_0_4_load_81 | 103 | 0.0019739 | 0.0004947 | 0 | 0 |  | 1 | TRUE | wye
82 | LV_250-6_0_4_load_83 | 104 | 0.006474 | 0.0016225 | 0 | 0 |  | 1 | TRUE | wye
83 | LV_250-6_0_4_load_105 | 105 | 0.0017994 | 0.00045097 | 0 | 0 |  | 1 | TRUE | wye
84 | LV_250-6_0_4_load_106 | 106 | 0.0014118 | 0.00035383 | 0 | 0 |  | 1 | TRUE | wye
85 | LV_250-6_0_4_load_96 | 107 | 0.0013858 | 0.00034732 | 0 | 0 |  | 1 | TRUE | wye
86 | LV_250-6_0_4_load_97 | 108 | 0.0011697 | 0.00029315 | 0 | 0 |  | 1 | TRUE | wye
87 | LV_250-6_0_4_load_99 | 110 | 0.0013058 | 0.00032727 | 0 | 0 |  | 1 | TRUE | wye
88 | LV_250-6_0_4_load_101 | 112 | 0.0024475 | 0.0006134 | 0 | 0 |  | 1 | TRUE | wye
89 | LV_250-6_0_4_load_108 | 114 | 0.0015196 | 0.00038086 | 0 | 0 |  | 1 | TRUE | wye
90 | LV_250-6_0_4_load_113 | 115 | 0.0014673 | 0.00036774 | 0 | 0 |  | 1 | TRUE | wye
91 | LV_250-6_0_4_load_112 | 116 | 0.0020879 | 0.00052327 | 0 | 0 |  | 1 | TRUE | wye
92 | LV_250-6_0_4_load_114 | 117 | 0.0039285 | 0.00098457 | 0 | 0 |  | 1 | TRUE | wye
93 | LV_250-6_0_4_load_107 | 118 | 0.00090445 | 0.00022668 | 0 | 0 |  | 1 | TRUE | wye

## ext_grid
| name | bus | vm_pu | va_degree | slack_weight | in_service
0 |  | 33 | 1 | 0 | 1 | TRUE

## line
| name | std_type | from_bus | to_bus | length_km | r_ohm_per_km | x_ohm_per_km | c_nf_per_km | g_us_per_km | max_i_ka | df | parallel | type | in_service
0 | LV_250-6_0_4_line_0 |  | 0 | 1 | 0.016907 | 0.125 | 0.08 | 261 | 0 | 0.364 | 1 | 1 | cs | TRUE
1 | LV_250-6_0_4_line_1 |  | 1 | 2 | 0.034292 | 0.125 | 0.08 | 261 | 0 | 0.364 | 1 | 1 | cs | TRUE
2 | LV_250-6_0_4_line_2 |  | 2 | 6 | 0.017768 | 0.125 | 0.08 | 261 | 0 | 0.364 | 1 | 1 | cs | TRUE
3 | LV_250-6_0_4_line_3 |  | 2 | 7 | 0.0033391 | 0.125 | 0.08 | 261 | 0 | 0.364 | 1 | 1 | cs | TRUE
4 | LV_250-6_0_4_line_4 |  | 3 | 4 | 0.001475 | 0.125 | 0.08 | 261 | 0 | 0.364 | 1 | 1 | cs | TRUE
5 | LV_250-6_0_4_line_5 |  | 3 | 5 | 0.020717 | 0.125 | 0.08 | 261 | 0 | 0.364 | 1 | 1 | cs | TRUE
6 | LV_250-6_0_4_line_6 |  | 5 | 11 | 0.0013302 | 0.125 | 0.08 | 261 | 0 | 0.364 | 1 | 1 | cs | TRUE
7 | LV_250-6_0_4_line_7 |  | 6 | 12 | 0.015587 | 0.125 | 0.08 | 261 | 0 | 0.364 | 1 | 1 | cs | TRUE
8 | LV_250-6_0_4_line_8 |  | 6 | 13 | 0.019461 | 0.125 | 0.08 | 261 | 0 | 0.364 | 1 | 1 | cs | TRUE
9 | LV_250-6_0_4_line_9 |  | 7 | 10 | 0.012264 | 0.125 | 0.08 | 261 | 0 | 0.364 | 1 | 1 | cs | TRUE
10 | LV_250-6_0_4_line_10 |  | 8 | 9 | 0.001396 | 0.125 | 0.08 | 261 | 0 | 0.364 | 1 | 1 | cs | TRUE
11 | LV_250-6_0_4_line_11 |  | 8 | 10 | 0.010163 | 0.125 | 0.08 | 261 | 0 | 0.364 | 1 | 1 | cs | TRUE
12 | LV_250-6_0_4_line_12 |  | 10 | 11 | 0.017146 | 0.125 | 0.08 | 261 | 0 | 0.364 | 1 | 1 | cs | TRUE
13 | LV_250-6_0_4_line_13 |  | 12 | 28 | 0.008228 | 0.125 | 0.08 | 261 | 0 | 0.364 | 1 | 1 | cs | TRUE
14 | LV_250-6_0_4_line_14 |  | 13 | 29 | 0.0053389 | 0.125 | 0.08 | 261 | 0 | 0.364 | 1 | 1 | cs | TRUE
15 | LV_250-6_0_4_line_15 |  | 14 | 15 | 0.018244 | 0.125 | 0.08 | 261 | 0 | 0.364 | 1 | 1 | cs | TRUE
16 | LV_250-6_0_4_line_16 |  | 15 | 26 | 0.036092 | 0.125 | 0.08 | 261 | 0 | 0.364 | 1 | 2 | cs | TRUE
17 | LV_250-6_0_4_line_17 |  | 15 | 25 | 0.025908 | 0.125 | 0.08 | 261 | 0 | 0.364 | 1 | 2 | cs | TRUE
18 | LV_250-6_0_4_line_18 |  | 16 | 17 | 0.0154 | 0.125 | 0.08 | 261 | 0 | 0.364 | 1 | 2 | cs | TRUE
19 | LV_250-6_0_4_line_19 |  | 16 | 18 | 0.014365 | 0.125 | 0.08 | 261 | 0 | 0.364 | 1 | 2 | cs | TRUE
20 | LV_250-6_0_4_line_20 |  | 17 | 19 | 0.00044106 | 0.125 | 0.08 | 261 | 0 | 0.364 | 1 | 2 | cs | TRUE
21 | LV_250-6_0_4_line_21 |  | 18 | 20 | 0.0021387 | 0.125 | 0.08 | 261 | 0 | 0.364 | 1 | 2 | cs | TRUE
22 | LV_250-6_0_4_line_22 |  | 19 | 21 | 0.033659 | 0.125 | 0.08 | 261 | 0 | 0.364 | 1 | 2 | cs | TRUE
23 | LV_250-6_0_4_line_23 |  | 20 | 22 | 0.013603 | 0.125 | 0.08 | 261 | 0 | 0.364 | 1 | 2 | cs | TRUE
24 | LV_250-6_0_4_line_24 |  | 21 | 23 | 0.037686 | 0.125 | 0.08 | 261 | 0 | 0.364 | 1 | 2 | cs | TRUE
25 | LV_250-6_0_4_line_25 |  | 21 | 24 | 0.025855 | 0.125 | 0.08 | 261 | 0 | 0.364 | 1 | 1 | cs | TRUE
26 | LV_250-6_0_4_line_26 |  | 22 | 25 | 0.01709 | 0.125 | 0.08 | 261 | 0 | 0.364 | 1 | 2 | cs | TRUE
27 | LV_250-6_0_4_line_27 |  | 23 | 33 | 0.0021057 | 0.125 | 0.08 | 261 | 0 | 0.364 | 1 | 2 | cs | TRUE
28 | LV_250-6_0_4_line_28 |  | 24 | 30 | 0.019912 | 0.125 | 0.08 | 261 | 0 | 0.364 | 1 | 1 | cs | TRUE
29 | LV_250-6_0_4_line_29 |  | 26 | 27 | 0.043054 | 0.125 | 0.08 | 261 | 0 | 0.364 | 1 | 1 | cs | TRUE
30 | LV_250-6_0_4_line_30 |  | 27 | 83 | 0.018575 | 0.125 | 0.08 | 261 | 0 | 0.364 | 1 | 1 | cs | TRUE
31 | LV_250-6_0_4_line_31 |  | 29 | 30 | 0.016778 | 0.125 | 0.08 | 261 | 0 | 0.364 | 1 | 1 | cs | TRUE
32 | LV_250-6_0_4_line_32 |  | 29 | 31 | 0.020739 | 0.125 | 0.08 | 261 | 0 | 0.364 | 1 | 1 | cs | TRUE
33 | LV_250-6_0_4_line_33 |  | 31 | 32 | 0.003235 | 0.125 | 0.08 | 261 | 0 | 0.364 | 1 | 1 | cs | TRUE
34 | LV_250-6_0_4_line_34 |  | 33 | 34 | 0.020403 | 0.125 | 0.08 | 261 | 0 | 0.364 | 1 | 2 | cs | TRUE
35 | LV_250-6_0_4_line_35 |  | 34 | 42 | 0.027481 | 0.125 | 0.08 | 261 | 0 | 0.364 | 1 | 2 | cs | TRUE
36 | LV_250-6_0_4_line_36 |  | 35 | 36 | 0.022913 | 0.125 | 0.08 | 261 | 0 | 0.364 | 1 | 1 | cs | TRUE
37 | LV_250-6_0_4_line_37 |  | 36 | 37 | 0.0037553 | 0.125 | 0.08 | 261 | 0 | 0.364 | 1 | 1 | cs | TRUE
38 | LV_250-6_0_4_line_38 |  | 37 | 38 | 0.0168 | 0.125 | 0.08 | 261 | 0 | 0.364 | 1 | 1 | cs | TRUE
39 | LV_250-6_0_4_line_39 |  | 38 | 39 | 0.043171 | 0.125 | 0.08 | 261 | 0 | 0.364 | 1 | 1 | cs | TRUE
40 | LV_250-6_0_4_line_40 |  | 39 | 40 | 0.0026842 | 0.125 | 0.08 | 261 | 0 | 0.364 | 1 | 1 | cs | TRUE
41 | LV_250-6_0_4_line_41 |  | 40 | 41 | 0.031621 | 0.125 | 0.08 | 261 | 0 | 0.364 | 1 | 1 | cs | TRUE
42 | LV_250-6_0_4_line_42 |  | 40 | 42 | 0.021377 | 0.125 | 0.08 | 261 | 0 | 0.364 | 1 | 1 | cs | TRUE
43 | LV_250-6_0_4_line_43 |  | 41 | 43 | 0.0029972 | 0.125 | 0.08 | 261 | 0 | 0.364 | 1 | 1 | cs | TRUE
44 | LV_250-6_0_4_line_44 |  | 42 | 44 | 0.013696 | 0.125 | 0.08 | 261 | 0 | 0.364 | 1 | 1 | cs | TRUE
45 | LV_250-6_0_4_line_45 |  | 42 | 45 | 0.027879 | 0.125 | 0.08 | 261 | 0 | 0.364 | 1 | 1 | cs | TRUE
46 | LV_250-6_0_4_line_46 |  | 43 | 46 | 0.013121 | 0.125 | 0.08 | 261 | 0 | 0.364 | 1 | 1 | cs | TRUE
47 | LV_250-6_0_4_line_47 |  | 44 | 47 | 0.018096 | 0.125 | 0.08 | 261 | 0 | 0.364 | 1 | 1 | cs | TRUE
48 | LV_250-6_0_4_line_48 |  | 45 | 48 | 0.025195 | 0.125 | 0.08 | 261 | 0 | 0.364 | 1 | 1 | cs | TRUE
49 | LV_250-6_0_4_line_49 |  | 46 | 67 | 0.023378 | 0.125 | 0.08 | 261 | 0 | 0.364 | 1 | 1 | cs | TRUE
50 | LV_250-6_0_4_line_50 |  | 47 | 93 | 0.024809 | 0.125 | 0.08 | 261 | 0 | 0.364 | 1 | 1 | cs | TRUE
51 | LV_250-6_0_4_line_51 |  | 48 | 94 | 0.021158 | 0.125 | 0.08 | 261 | 0 | 0.364 | 1 | 1 | cs | TRUE
52 | LV_250-6_0_4_line_52 |  | 49 | 50 | 0.02235 | 0.125 | 0.08 | 261 | 0 | 0.364 | 1 | 1 | cs | TRUE
53 | LV_250-6_0_4_line_53 |  | 49 | 51 | 0.020781 | 0.125 | 0.08 | 261 | 0 | 0.364 | 1 | 1 | cs | TRUE
54 | LV_250-6_0_4_line_54 |  | 50 | 52 | 0.0068203 | 0.125 | 0.08 | 261 | 0 | 0.364 | 1 | 1 | cs | TRUE
55 | LV_250-6_0_4_line_55 |  | 51 | 53 | 0.0028038 | 0.125 | 0.08 | 261 | 0 | 0.364 | 1 | 1 | cs | TRUE
56 | LV_250-6_0_4_line_56 |  | 52 | 54 | 0.021684 | 0.125 | 0.08 | 261 | 0 | 0.364 | 1 | 1 | cs | TRUE
57 | LV_250-6_0_4_line_57 |  | 53 | 55 | 0.025187 | 0.125 | 0.08 | 261 | 0 | 0.364 | 1 | 1 | cs | TRUE
58 | LV_250-6_0_4_line_58 |  | 54 | 56 | 0.014257 | 0.125 | 0.08 | 261 | 0 | 0.364 | 1 | 1 | cs | TRUE
59 | LV_250-6_0_4_line_59 |  | 55 | 57 | 0.004314 | 0.125 | 0.08 | 261 | 0 | 0.364 | 1 | 1 | cs | TRUE
60 | LV_250-6_0_4_line_60 |  | 56 | 94 | 0.007705 | 0.125 | 0.08 | 261 | 0 | 0.364 | 1 | 1 | cs | TRUE
61 | LV_250-6_0_4_line_61 |  | 57 | 64 | 0.015485 | 0.125 | 0.08 | 261 | 0 | 0.364 | 1 | 1 | cs | TRUE
62 | LV_250-6_0_4_line_62 |  | 58 | 59 | 0.013597 | 0.125 | 0.08 | 261 | 0 | 0.364 | 1 | 1 | cs | TRUE
63 | LV_250-6_0_4_line_63 |  | 58 | 60 | 0.0040894 | 0.125 | 0.08 | 261 | 0 | 0.364 | 1 | 1 | cs | TRUE
64 | LV_250-6_0_4_line_64 |  | 59 | 61 | 0.0042868 | 0.125 | 0.08 | 261 | 0 | 0.364 | 1 | 1 | cs | TRUE
65 | LV_250-6_0_4_line_65 |  | 61 | 62 | 0.016459 | 0.125 | 0.08 | 261 | 0 | 0.364 | 1 | 1 | cs | TRUE
66 | LV_250-6_0_4_line_66 |  | 62 | 63 | 0.005397 | 0.125 | 0.08 | 261 | 0 | 0.364 | 1 | 1 | cs | TRUE
67 | LV_250-6_0_4_line_67 |  | 63 | 102 | 0.016556 | 0.125 | 0.08 | 261 | 0 | 0.364 | 1 | 1 | cs | TRUE
68 | LV_250-6_0_4_line_68 |  | 64 | 65 | 0.0063877 | 0.125 | 0.08 | 261 | 0 | 0.364 | 1 | 1 | cs | TRUE
69 | LV_250-6_0_4_line_69 |  | 65 | 66 | 0.014205 | 0.125 | 0.08 | 261 | 0 | 0.364 | 1 | 1 | cs | TRUE
70 | LV_250-6_0_4_line_70 |  | 68 | 69 | 7.172e-05 | 0.125 | 0.08 | 261 | 0 | 0.364 | 1 | 1 | cs | TRUE
71 | LV_250-6_0_4_line_71 |  | 68 | 70 | 0.016427 | 0.125 | 0.08 | 261 | 0 | 0.364 | 1 | 1 | cs | TRUE
72 | LV_250-6_0_4_line_72 |  | 69 | 71 | 0.00012694 | 0.125 | 0.08 | 261 | 0 | 0.364 | 1 | 1 | cs | TRUE
73 | LV_250-6_0_4_line_73 |  | 70 | 72 | 0.0013119 | 0.125 | 0.08 | 261 | 0 | 0.364 | 1 | 1 | cs | TRUE
74 | LV_250-6_0_4_line_74 |  | 71 | 73 | 0.01234 | 0.125 | 0.08 | 261 | 0 | 0.364 | 1 | 1 | cs | TRUE
75 | LV_250-6_0_4_line_75 |  | 72 | 74 | 0.014822 | 0.125 | 0.08 | 261 | 0 | 0.364 | 1 | 1 | cs | TRUE
76 | LV_250-6_0_4_line_76 |  | 73 | 75 | 0.0023073 | 0.125 | 0.08 | 261 | 0 | 0.364 | 1 | 1 | cs | TRUE
77 | LV_250-6_0_4_line_77 |  | 74 | 76 | 0.0016061 | 0.125 | 0.08 | 261 | 0 | 0.364 | 1 | 1 | cs | TRUE
78 | LV_250-6_0_4_line_78 |  | 75 | 104 | 0.011898 | 0.125 | 0.08 | 261 | 0 | 0.364 | 1 | 1 | cs | TRUE
79 | LV_250-6_0_4_line_79 |  | 76 | 103 | 0.00097769 | 0.125 | 0.08 | 261 | 0 | 0.364 | 1 | 1 | cs | TRUE
80 | LV_250-6_0_4_line_80 |  | 77 | 78 | 0.030807 | 0.125 | 0.08 | 261 | 0 | 0.364 | 1 | 1 | cs | TRUE
81 | LV_250-6_0_4_line_81 |  | 77 | 79 | 0.02104 | 0.125 | 0.08 | 261 | 0 | 0.364 | 1 | 1 | cs | TRUE
82 | LV_250-6_0_4_line_82 |  | 78 | 80 | 0.030772 | 0.125 | 0.08 | 261 | 0 | 0.364 | 1 | 1 | cs | TRUE
83 | LV_250-6_0_4_line_83 |  | 78 | 81 | 0.039842 | 0.125 | 0.08 | 261 | 0 | 0.364 | 1 | 1 | cs | TRUE
84 | LV_250-6_0_4_line_84 |  | 79 | 82 | 0.019842 | 0.125 | 0.08 | 261 | 0 | 0.364 | 1 | 1 | cs | TRUE
85 | LV_250-6_0_4_line_85 |  | 80 | 83 | 0.026014 | 0.125 | 0.08 | 261 | 0 | 0.364 | 1 | 1 | cs | TRUE
86 | LV_250-6_0_4_line_86 |  | 81 | 84 | 0.024075 | 0.125 | 0.08 | 261 | 0 | 0.364 | 1 | 1 | cs | TRUE
87 | LV_250-6_0_4_line_87 |  | 82 | 85 | 0.018592 | 0.125 | 0.08 | 261 | 0 | 0.364 | 1 | 1 | cs | TRUE
88 | LV_250-6_0_4_line_88 |  | 82 | 86 | 0.033929 | 0.125 | 0.08 | 261 | 0 | 0.364 | 1 | 1 | cs | TRUE
89 | LV_250-6_0_4_line_89 |  | 85 | 91 | 0.016678 | 0.125 | 0.08 | 261 | 0 | 0.364 | 1 | 1 | cs | TRUE
90 | LV_250-6_0_4_line_90 |  | 86 | 92 | 0.0307 | 0.125 | 0.08 | 261 | 0 | 0.364 | 1 | 1 | cs | TRUE
91 | LV_250-6_0_4_line_91 |  | 86 | 90 | 0.021142 | 0.125 | 0.08 | 261 | 0 | 0.364 | 1 | 1 | cs | TRUE
92 | LV_250-6_0_4_line_92 |  | 87 | 88 | 0.0095343 | 0.125 | 0.08 | 261 | 0 | 0.364 | 1 | 1 | cs | TRUE
93 | LV_250-6_0_4_line_93 |  | 87 | 89 | 0.018801 | 0.125 | 0.08 | 261 | 0 | 0.364 | 1 | 1 | cs | TRUE
94 | LV_250-6_0_4_line_94 |  | 88 | 90 | 0.01307 | 0.125 | 0.08 | 261 | 0 | 0.364 | 1 | 1 | cs | TRUE
95 | LV_250-6_0_4_line_95 |  | 89 | 105 | 0.073717 | 0.125 | 0.08 | 261 | 0 | 0.364 | 1 | 1 | cs | TRUE
96 | LV_250-6_0_4_line_96 |  | 91 | 95 | 0.00029402 | 0.125 | 0.08 | 261 | 0 | 0.364 | 1 | 1 | cs | TRUE
97 | LV_250-6_0_4_line_97 |  | 92 | 99 | 0.032934 | 0.125 | 0.08 | 261 | 0 | 0.364 | 1 | 1 | cs | TRUE
98 | LV_250-6_0_4_line_98 |  | 93 | 100 | 0.00036375 | 0.125 | 0.08 | 261 | 0 | 0.364 | 1 | 1 | cs | TRUE
99 | LV_250-6_0_4_line_99 |  | 93 | 104 | 0.016642 | 0.125 | 0.08 | 261 | 0 | 0.364 | 1 | 1 | cs | TRUE
100 | LV_250-6_0_4_line_100 |  | 96 | 97 | 0.021207 | 0.125 | 0.08 | 261 | 0 | 0.364 | 1 | 1 | cs | TRUE
101 | LV_250-6_0_4_line_101 |  | 96 | 98 | 0.062663 | 0.125 | 0.08 | 261 | 0 | 0.364 | 1 | 1 | cs | TRUE
102 | LV_250-6_0_4_line_102 |  | 97 | 100 | 0.018004 | 0.125 | 0.08 | 261 | 0 | 0.364 | 1 | 1 | cs | TRUE
103 | LV_250-6_0_4_line_103 |  | 98 | 101 | 0.048807 | 0.125 | 0.08 | 261 | 0 | 0.364 | 1 | 1 | cs | TRUE
104 | LV_250-6_0_4_line_104 |  | 102 | 103 | 0.0017036 | 0.125 | 0.08 | 261 | 0 | 0.364 | 1 | 1 | cs | TRUE
105 | LV_250-6_0_4_line_105 |  | 105 | 106 | 0.028862 | 0.125 | 0.08 | 261 | 0 | 0.364 | 1 | 1 | cs | TRUE
106 | LV_250-6_0_4_line_106 |  | 106 | 118 | 0.027388 | 0.125 | 0.08 | 261 | 0 | 0.364 | 1 | 1 | cs | TRUE
107 | LV_250-6_0_4_line_107 |  | 107 | 108 | 0.007992 | 0.125 | 0.08 | 261 | 0 | 0.364 | 1 | 1 | cs | TRUE
108 | LV_250-6_0_4_line_108 |  | 107 | 109 | 0.020201 | 0.125 | 0.08 | 261 | 0 | 0.364 | 1 | 1 | cs | TRUE
109 | LV_250-6_0_4_line_109 |  | 108 | 110 | 0.0064643 | 0.125 | 0.08 | 261 | 0 | 0.364 | 1 | 1 | cs | TRUE
110 | LV_250-6_0_4_line_110 |  | 109 | 111 | 0.029879 | 0.125 | 0.08 | 261 | 0 | 0.364 | 1 | 1 | cs | TRUE
111 | LV_250-6_0_4_line_111 |  | 109 | 112 | 0.033622 | 0.125 | 0.08 | 261 | 0 | 0.364 | 1 | 1 | cs | TRUE
112 | LV_250-6_0_4_line_112 |  | 111 | 113 | 0.016149 | 0.125 | 0.08 | 261 | 0 | 0.364 | 1 | 1 | cs | TRUE
113 | LV_250-6_0_4_line_113 |  | 111 | 114 | 0.015547 | 0.125 | 0.08 | 261 | 0 | 0.364 | 1 | 1 | cs | TRUE
114 | LV_250-6_0_4_line_114 |  | 112 | 115 | 0.025284 | 0.125 | 0.08 | 261 | 0 | 0.364 | 1 | 1 | cs | TRUE
115 | LV_250-6_0_4_line_115 |  | 113 | 116 | 0.029887 | 0.125 | 0.08 | 261 | 0 | 0.364 | 1 | 1 | cs | TRUE
116 | LV_250-6_0_4_line_116 |  | 115 | 117 | 0.0052043 | 0.125 | 0.08 | 261 | 0 | 0.364 | 1 | 1 | cs | TRUE
117 | LV_250-6_0_4_line_117 |  | 117 | 118 | 0.0028224 | 0.125 | 0.08 | 261 | 0 | 0.364 | 1 | 1 | cs | TRUE

## trafo
| name | std_type | hv_bus | lv_bus | sn_mva | vn_hv_kv | vn_lv_kv | vk_percent | vkr_percent | pfe_kw | i0_percent | shift_degree | tap_side | tap_neutral | tap_min | tap_max | tap_step_percent | tap_step_degree | tap_pos | tap_phase_shifter | parallel | df | in_service
0 | LV_250-6_0_4_trafo_64 | 0.63 MVA 20/0.4 kV | 119 | 33 | 0.63 | 20 | 0.4 | 6 | 1.206 | 1.65 | 0.2619 | 150 | hv | 0 | -2 | 2 | 2.5 | 0 | 0 | FALSE | 1 | 1 | TRUE

## line_geodata
| x0 | y0 | x1 | y1 | x2 | y2 | x3 | y3 | x4 | y4 | x5 | y5 | x6 | y6
0 | 2674737.3676 | 1249205.1692 | 2674732.4085 | 1249200.2254 | 2674727.5367 | 1249193.7482 | 2674727.1337 | 1249191.9945
1 | 2674768.4586 | 1249191.14 | 2674748.4131 | 1249202.3064 | 2674741.7197 | 1249204.3568 | 2674737.3676 | 1249205.1692
2 | 2674778.8708 | 1249205.5595 | 2674768.4586 | 1249191.14
3 | 2674768.4586 | 1249191.14 | 2674766.8537 | 1249188.2119
4 | 2674732.7127 | 1249167.728 | 2674733.6574 | 1249168.8629
5 | 2674733.6574 | 1249168.8629 | 2674735.2783 | 1249169.6617 | 2674740.1984 | 1249167.5222 | 2674752.1787 | 1249161.202
6 | 2674752.1787 | 1249161.202 | 2674752.8109 | 1249162.3723
7 | 2674768.5966 | 1249217.305 | 2674778.8708 | 1249205.5595
8 | 2674778.8708 | 1249205.5595 | 2674784.6005 | 1249209.8682 | 2674792.4724 | 1249214.3596 | 2674795.4269 | 1249215.6624
9 | 2674760.9594 | 1249177.4577 | 2674766.8537 | 1249188.2119
10 | 2674751.0671 | 1249183.4707 | 2674752.3282 | 1249182.8639
11 | 2674752.3282 | 1249182.8639 | 2674760.9594 | 1249177.4577
12 | 2674760.9594 | 1249177.4577 | 2674752.8109 | 1249162.3723
13 | 2674763.4696 | 1249213.7045 | 2674764.6512 | 1249215.2093 | 2674763.7327 | 1249216.1874 | 2674768.5966 | 1249217.305
14 | 2674800.312 | 1249217.8165 | 2674795.4269 | 1249215.6624
15 | 2674800.4635 | 1249101.1453 | 2674782.8818 | 1249106.0147
16 | 2674800.4635 | 1249101.1453 | 2674806.4296 | 1249108.2702 | 2674830.3162 | 1249096.1198
17 | 2674800.4635 | 1249101.1453 | 2674812.4019 | 1249124.1387
18 | 2674835.0165 | 1249165.5413 | 2674842.9602 | 1249178.734
19 | 2674827.6066 | 1249153.2352 | 2674835.0165 | 1249165.5413
20 | 2674843.1877 | 1249179.1118 | 2674842.9602 | 1249178.734
21 | 2674827.6066 | 1249153.2352 | 2674826.899 | 1249152.0601 | 2674826.5455 | 1249151.3793
22 | 2674860.5504 | 1249207.9474 | 2674843.1877 | 1249179.1118
23 | 2674820.2772 | 1249139.3065 | 2674826.5455 | 1249151.3793
24 | 2674860.5504 | 1249207.9474 | 2674882.5255 | 1249238.5629
25 | 2674860.5504 | 1249207.9474 | 2674849.4598 | 1249211.9881 | 2674836.8459 | 1249216.4655 | 2674836.2019 | 1249216.6368
26 | 2674820.2772 | 1249139.3065 | 2674812.4019 | 1249124.1387
27 | 2674882.5255 | 1249238.5629 | 2674883.7533 | 1249240.2735
28 | 2674836.2019 | 1249216.6368 | 2674826.951 | 1249219.098 | 2674818.8703 | 1249220.3748 | 2674816.7127 | 1249220.4246
29 | 2674866.3749 | 1249072.6788 | 2674836.4191 | 1249093.0154 | 2674830.3162 | 1249096.1198
30 | 2674866.3749 | 1249072.6788 | 2674877.0641 | 1249087.8695
31 | 2674800.312 | 1249217.8165 | 2674805.7022 | 1249219.7081 | 2674812.0196 | 1249220.5329 | 2674816.7127 | 1249220.4246
32 | 2674800.312 | 1249217.8165 | 2674799.2639 | 1249222.4845 | 2674795.8795 | 1249225.5996 | 2674795.4719 | 1249236.9471
33 | 2674792.4435 | 1249235.7858 | 2674795.4719 | 1249236.9471
34 | 2674895.6478 | 1249256.8507 | 2674885.8243 | 1249243.1587 | 2674883.7533 | 1249240.2735
35 | 2674910.2841 | 1249280.0165 | 2674907.5212 | 1249273.9884 | 2674898.2384 | 1249260.4613 | 2674895.6478 | 1249256.8507
36 | 2674822.8039 | 1249287.9844 | 2674814.058 | 1249288.7301 | 2674799.9528 | 1249289.6606
37 | 2674822.8039 | 1249287.9844 | 2674826.5345 | 1249287.5543
38 | 2674826.5345 | 1249287.5543 | 2674834.54 | 1249286.6315 | 2674843.2524 | 1249285.9167
39 | 2674886.2561 | 1249282.1261 | 2674858.6147 | 1249284.6562 | 2674843.2524 | 1249285.9167
40 | 2674888.9291 | 1249281.8814 | 2674886.2561 | 1249282.1261
41 | 2674888.9291 | 1249281.8814 | 2674887.8319 | 1249273.1057 | 2674880.61 | 1249269.7676 | 2674867.153 | 1249263.5574
42 | 2674888.9291 | 1249281.8814 | 2674893.8144 | 1249281.2983 | 2674910.2841 | 1249280.0165
43 | 2674864.4316 | 1249262.3015 | 2674867.153 | 1249263.5574
44 | 2674910.2841 | 1249280.0165 | 2674923.9448 | 1249279.0405
45 | 2674910.2841 | 1249280.0165 | 2674913.2407 | 1249286.2584 | 2674913.8928 | 1249307.2206
46 | 2674852.5181 | 1249256.8035 | 2674864.4316 | 1249262.3015
47 | 2674923.9448 | 1249279.0405 | 2674941.9949 | 1249277.7508
48 | 2674911.3952 | 1249332.1419 | 2674912.7823 | 1249326.6929 | 2674914.1802 | 1249316.4588 | 2674913.8928 | 1249307.2206
49 | 2674852.5181 | 1249256.8035 | 2674852.4177 | 1249245.0271 | 2674843.841 | 1249245.5303 | 2674840.8358 | 1249245.6918
50 | 2674966.7408 | 1249275.9827 | 2674941.9949 | 1249277.7508
51 | 2674906.827 | 1249352.781 | 2674907.9832 | 1249345.5459 | 2674911.3952 | 1249332.1419
52 | 2674969.6993 | 1249384.8274 | 2674948.9918 | 1249376.4166
53 | 2674969.6993 | 1249384.8274 | 2674970.1635 | 1249385.0159 | 2674988.6827 | 1249393.2822
54 | 2674942.6728 | 1249373.85 | 2674948.9918 | 1249376.4166
55 | 2674991.2431 | 1249394.4251 | 2674988.6827 | 1249393.2822
56 | 2674942.6728 | 1249373.85 | 2674928.7411 | 1249368.1913 | 2674922.5563 | 1249365.7573
57 | 2674991.2431 | 1249394.4251 | 2674997.7494 | 1249397.3293 | 2675014.2834 | 1249404.5991
58 | 2674909.56 | 1249359.9874 | 2674912.7149 | 1249361.8842 | 2674922.5563 | 1249365.7573
59 | 2675018.2325 | 1249406.3355 | 2675014.2834 | 1249404.5991
60 | 2674909.56 | 1249359.9874 | 2674906.827 | 1249352.781
61 | 2675032.4074 | 1249412.5681 | 2675018.2325 | 1249406.3355
62 | 2675078.7131 | 1249349.5903 | 2675066.7288 | 1249343.1677
63 | 2675082.3175 | 1249351.522 | 2675078.7131 | 1249349.5903
64 | 2675066.7288 | 1249343.1677 | 2675062.9504 | 1249341.1428
65 | 2675048.4435 | 1249333.3682 | 2675062.9504 | 1249341.1428
66 | 2675048.4435 | 1249333.3682 | 2675043.6866 | 1249330.8188
67 | 2675043.6866 | 1249330.8188 | 2675029.0942 | 1249322.9985
68 | 2675032.4074 | 1249412.5681 | 2675038.2548 | 1249415.1391
69 | 2675051.2584 | 1249420.8567 | 2675038.2548 | 1249415.1391
70 | 2674996.4003 | 1249306.0107 | 2674996.3362 | 1249305.9787
71 | 2674996.4003 | 1249306.0107 | 2675011.094 | 1249313.3546
72 | 2674996.3362 | 1249305.9787 | 2674996.2226 | 1249305.9219
73 | 2675012.2515 | 1249313.9721 | 2675011.1727 | 1249313.3939 | 2675011.094 | 1249313.3546
74 | 2674996.2226 | 1249305.9219 | 2674990.5157 | 1249303.0696 | 2674985.5399 | 1249299.7896
75 | 2675025.3153 | 1249320.9733 | 2675012.2515 | 1249313.9721
76 | 2674983.6136 | 1249298.5198 | 2674985.5399 | 1249299.7896
77 | 2675025.3153 | 1249320.9733 | 2675026.7309 | 1249321.7319
78 | 2674983.6136 | 1249298.5198 | 2674982.3982 | 1249297.7186 | 2674975.1892 | 1249290.9893 | 2674974.8963 | 1249290.4876
79 | 2675027.5927 | 1249322.1937 | 2675026.7309 | 1249321.7319
80 | 2674927.0085 | 1249159.8277 | 2674909.5177 | 1249134.4676
81 | 2674927.0085 | 1249159.8277 | 2674937.7635 | 1249175.4215 | 2674938.9435 | 1249177.155
82 | 2674909.5177 | 1249134.4676 | 2674892.9238 | 1249110.408 | 2674892.0347 | 1249109.1444
83 | 2674909.5177 | 1249134.4676 | 2674948.1449 | 1249124.7061
84 | 2674938.9435 | 1249177.155 | 2674950.1083 | 1249193.5577
85 | 2674877.0641 | 1249087.8695 | 2674892.0347 | 1249109.1444
86 | 2674937.2403 | 1249103.266 | 2674944.6338 | 1249118.8008 | 2674948.1449 | 1249124.7061
87 | 2674960.5627 | 1249208.9315 | 2674959.0248 | 1249206.6573 | 2674950.1083 | 1249193.5577
88 | 2674950.1083 | 1249193.5577 | 2674979.9489 | 1249177.4118
89 | 2674960.5627 | 1249208.9315 | 2674969.9053 | 1249222.7476
90 | 2674979.9489 | 1249177.4118 | 2674986.3076 | 1249186.3098 | 2674998.892 | 1249201.549
91 | 2674979.9489 | 1249177.4118 | 2674986.7465 | 1249171.3156 | 2674989.5032 | 1249165.9021 | 2674990.57 | 1249160.0621
92 | 2674992.4144 | 1249147.1336 | 2674993.3777 | 1249137.648
93 | 2674994.2705 | 1249118.8689 | 2674993.4144 | 1249137.2864 | 2674993.3777 | 1249137.648
94 | 2674992.4144 | 1249147.1336 | 2674991.7668 | 1249153.5107 | 2674990.57 | 1249160.0621
95 | 2675061.3934 | 1249149.3435 | 2674994.2705 | 1249118.8689
96 | 2674969.9053 | 1249222.7476 | 2674970.07 | 1249222.9912
97 | 2675022.3105 | 1249224.5131 | 2675019.4896 | 1249222.4779 | 2675007.3247 | 1249211.7607 | 2674998.892 | 1249201.549
98 | 2674967.1038 | 1249275.9605 | 2674966.7408 | 1249275.9827
99 | 2674966.7408 | 1249275.9827 | 2674971.0947 | 1249283.9769 | 2674974.8963 | 1249290.4876
100 | 2675006.1196 | 1249272.3559 | 2674996.7936 | 1249273.5944 | 2674990.5523 | 1249274.5272 | 2674985.0742 | 1249274.8621
101 | 2675006.1196 | 1249272.3559 | 2675017.903 | 1249279.2099 | 2675034.6481 | 1249290.1742 | 2675040.9236 | 1249294.2899 | 2675047.9283 | 1249296.8804 | 2675054.9587 | 1249298.0369 | 2675061.8721 | 1249298.2913
102 | 2674967.1038 | 1249275.9605 | 2674985.0742 | 1249274.8621
103 | 2675100.1707 | 1249328.0533 | 2675082.3205 | 1249317.92 | 2675066.5481 | 1249303.4987 | 2675061.8721 | 1249298.2913
104 | 2675027.5927 | 1249322.1937 | 2675029.0942 | 1249322.9985
105 | 2675061.3934 | 1249149.3435 | 2675063.996 | 1249158.0612 | 2675068.5734 | 1249167.4816 | 2675073.3154 | 1249175.4711
106 | 2675073.3154 | 1249175.4711 | 2675076.1737 | 1249180.287 | 2675084.0756 | 1249192.5293 | 2675087.7603 | 1249198.7345
107 | 2675129.0917 | 1249238.2187 | 2675133.5308 | 1249231.5729
108 | 2675121.2367 | 1249256.6686 | 2675122.842 | 1249250.3621 | 2675126.8805 | 1249241.5291 | 2675129.0917 | 1249238.2187
109 | 2675133.5308 | 1249231.5729 | 2675133.5308 | 1249231.5729 | 2675137.619 | 1249226.5655
110 | 2675127.7771 | 1249285.7503 | 2675126.9866 | 1249280.8033 | 2675124.9166 | 1249268.3792 | 2675121.2367 | 1249256.6686
111 | 2675121.2367 | 1249256.6686 | 2675113.7405 | 1249242.2187 | 2675104.8009 | 1249227.3569
112 | 2675127.7771 | 1249285.7503 | 2675128.2511 | 1249290.6487 | 2675118.2194 | 1249285.6068
113 | 2675127.7771 | 1249285.7503 | 2675137.123 | 1249286.5137 | 2675143.2301 | 1249287.392
114 | 2675091.8586 | 1249205.6361 | 2675101.3462 | 1249221.6135 | 2675104.8009 | 1249227.3569
115 | 2675118.2194 | 1249285.6068 | 2675101.1146 | 1249275.6274 | 2675092.8282 | 1249269.8806
116 | 2675091.8586 | 1249205.6361 | 2675089.2014 | 1249201.1613
117 | 2675089.2014 | 1249201.1613 | 2675087.7603 | 1249198.7345

## bus_geodata
| x | y | coords
0 | 2674727.1337 | 1249191.9945
1 | 2674737.3676 | 1249205.1692
2 | 2674768.4586 | 1249191.14
3 | 2674733.6574 | 1249168.8629
4 | 2674732.7127 | 1249167.728
5 | 2674752.1787 | 1249161.202
6 | 2674778.8708 | 1249205.5595
7 | 2674766.8537 | 1249188.2119
8 | 2674752.3282 | 1249182.8639
9 | 2674751.0671 | 1249183.4707
10 | 2674760.9594 | 1249177.4577
11 | 2674752.8109 | 1249162.3723
12 | 2674768.5966 | 1249217.305
13 | 2674795.4269 | 1249215.6624
14 | 2674782.8818 | 1249106.0147
15 | 2674800.4635 | 1249101.1453
16 | 2674835.0165 | 1249165.5413
17 | 2674842.9602 | 1249178.734
18 | 2674827.6066 | 1249153.2352
19 | 2674843.1877 | 1249179.1118
20 | 2674826.5455 | 1249151.3793
21 | 2674860.5504 | 1249207.9474
22 | 2674820.2772 | 1249139.3065
23 | 2674882.5255 | 1249238.5629
24 | 2674836.2019 | 1249216.6368
25 | 2674812.4019 | 1249124.1387
26 | 2674830.3162 | 1249096.1198
27 | 2674866.3749 | 1249072.6788
28 | 2674763.4696 | 1249213.7045
29 | 2674800.312 | 1249217.8165
30 | 2674816.7127 | 1249220.4246
31 | 2674795.4719 | 1249236.9471
32 | 2674792.4435 | 1249235.7858
33 | 2674883.7533 | 1249240.2735
34 | 2674895.6478 | 1249256.8507
35 | 2674799.9528 | 1249289.6606
36 | 2674822.8039 | 1249287.9844
37 | 2674826.5345 | 1249287.5543
38 | 2674843.2524 | 1249285.9167
39 | 2674886.2561 | 1249282.1261
40 | 2674888.9291 | 1249281.8814
41 | 2674867.153 | 1249263.5574
42 | 2674910.2841 | 1249280.0165
43 | 2674864.4316 | 1249262.3015
44 | 2674923.9448 | 1249279.0405
45 | 2674913.8928 | 1249307.2206
46 | 2674852.5181 | 1249256.8035
47 | 2674941.9949 | 1249277.7508
48 | 2674911.3952 | 1249332.1419
49 | 2674969.6993 | 1249384.8274
50 | 2674948.9918 | 1249376.4166
51 | 2674988.6827 | 1249393.2822
52 | 2674942.6728 | 1249373.85
53 | 2674991.2431 | 1249394.4251
54 | 2674922.5563 | 1249365.7573
55 | 2675014.2834 | 1249404.5991
56 | 2674909.56 | 1249359.9874
57 | 2675018.2325 | 1249406.3355
58 | 2675078.7131 | 1249349.5903
59 | 2675066.7288 | 1249343.1677
60 | 2675082.3175 | 1249351.522
61 | 2675062.9504 | 1249341.1428
62 | 2675048.4435 | 1249333.3682
63 | 2675043.6866 | 1249330.8188
64 | 2675032.4074 | 1249412.5681
65 | 2675038.2548 | 1249415.1391
66 | 2675051.2584 | 1249420.8567
67 | 2674840.8358 | 1249245.6918
68 | 2674996.4003 | 1249306.0107
69 | 2674996.3362 | 1249305.9787
70 | 2675011.094 | 1249313.3546
71 | 2674996.2226 | 1249305.9219
72 | 2675012.2515 | 1249313.9721
73 | 2674985.5399 | 1249299.7896
74 | 2675025.3153 | 1249320.9733
75 | 2674983.6136 | 1249298.5198
76 | 2675026.7309 | 1249321.7319
77 | 2674927.0085 | 1249159.8277
78 | 2674909.5177 | 1249134.4676
79 | 2674938.9435 | 1249177.155
80 | 2674892.0347 | 1249109.1444
81 | 2674948.1449 | 1249124.7061
82 | 2674950.1083 | 1249193.5577
83 | 2674877.0641 | 1249087.8695
84 | 2674937.2403 | 1249103.266
85 | 2674960.5627 | 1249208.9315
86 | 2674979.9489 | 1249177.4118
87 | 2674993.3777 | 1249137.648
88 | 2674992.4144 | 1249147.1336
89 | 2674994.2705 | 1249118.8689
90 | 2674990.57 | 1249160.0621
91 | 2674969.9053 | 1249222.7476
92 | 2674998.892 | 1249201.549
93 | 2674966.7408 | 1249275.9827
94 | 2674906.827 | 1249352.781
95 | 2674970.07 | 1249222.9912
96 | 2675006.1196 | 1249272.3559
97 | 2674985.0742 | 1249274.8621
98 | 2675061.8721 | 1249298.2913
99 | 2675022.3105 | 1249224.5131
100 | 2674967.1038 | 1249275.9605
101 | 2675100.1707 | 1249328.0533
102 | 2675029.0942 | 1249322.9985
103 | 2675027.5927 | 1249322.1937
104 | 2674974.8963 | 1249290.4876
105 | 2675061.3934 | 1249149.3435
106 | 2675073.3154 | 1249175.4711
107 | 2675129.0917 | 1249238.2187
108 | 2675133.5308 | 1249231.5729
109 | 2675121.2367 | 1249256.6686
110 | 2675137.619 | 1249226.5655
111 | 2675127.7771 | 1249285.7503
112 | 2675104.8009 | 1249227.3569
113 | 2675118.2194 | 1249285.6068
114 | 2675143.2301 | 1249287.392
115 | 2675091.8586 | 1249205.6361
116 | 2675092.8282 | 1249269.8806
117 | 2675089.2014 | 1249201.1613
118 | 2675087.7603 | 1249198.7345
119 | 2674860.5504 | 1249207.9474

## line_std_types
| c_nf_per_km | r_ohm_per_km | x_ohm_per_km | max_i_ka | type | q_mm2 | alpha | voltage_rating
NAYY 4x50 SE | 210 | 0.642 | 0.083 | 0.142 | cs | 50 | 0.00403 | LV
NAYY 4x120 SE | 264 | 0.225 | 0.08 | 0.242 | cs | 120 | 0.00403 | LV
NAYY 4x150 SE | 261 | 0.208 | 0.08 | 0.27 | cs | 150 | 0.00403 | LV
NA2XS2Y 1x95 RM/25 12/20 kV | 216 | 0.313 | 0.132 | 0.252 | cs | 95 | 0.00403 | MV
NA2XS2Y 1x185 RM/25 12/20 kV | 273 | 0.161 | 0.117 | 0.362 | cs | 185 | 0.00403 | MV
NA2XS2Y 1x240 RM/25 12/20 kV | 304 | 0.122 | 0.112 | 0.421 | cs | 240 | 0.00403 | MV
NA2XS2Y 1x95 RM/25 6/10 kV | 315 | 0.313 | 0.123 | 0.249 | cs | 95 | 0.00403 | MV
NA2XS2Y 1x185 RM/25 6/10 kV | 406 | 0.161 | 0.11 | 0.358 | cs | 185 | 0.00403 | MV
NA2XS2Y 1x240 RM/25 6/10 kV | 456 | 0.122 | 0.105 | 0.416 | cs | 240 | 0.00403 | MV
NA2XS2Y 1x150 RM/25 12/20 kV | 250 | 0.206 | 0.116 | 0.319 | cs | 150 | 0.00403 | MV
NA2XS2Y 1x120 RM/25 12/20 kV | 230 | 0.253 | 0.119 | 0.283 | cs | 120 | 0.00403 | MV
NA2XS2Y 1x70 RM/25 12/20 kV | 190 | 0.443 | 0.132 | 0.22 | cs | 70 | 0.00403 | MV
NA2XS2Y 1x150 RM/25 6/10 kV | 360 | 0.206 | 0.11 | 0.315 | cs | 150 | 0.00403 | MV
NA2XS2Y 1x120 RM/25 6/10 kV | 340 | 0.253 | 0.113 | 0.28 | cs | 120 | 0.00403 | MV
NA2XS2Y 1x70 RM/25 6/10 kV | 280 | 0.443 | 0.123 | 0.217 | cs | 70 | 0.00403 | MV
N2XS(FL)2Y 1x120 RM/35 64/110 kV | 112 | 0.153 | 0.166 | 0.366 | cs | 120 | 0.00393 | HV
N2XS(FL)2Y 1x185 RM/35 64/110 kV | 125 | 0.099 | 0.156 | 0.457 | cs | 185 | 0.00393 | HV
N2XS(FL)2Y 1x240 RM/35 64/110 kV | 135 | 0.075 | 0.149 | 0.526 | cs | 240 | 0.00393 | HV
N2XS(FL)2Y 1x300 RM/35 64/110 kV | 144 | 0.06 | 0.144 | 0.588 | cs | 300 | 0.00393 | HV
15-AL1/3-ST1A 0.4 | 11 | 1.8769 | 0.35 | 0.105 | ol | 16 | 0.00403 | LV
24-AL1/4-ST1A 0.4 | 11.25 | 1.2012 | 0.335 | 0.14 | ol | 24 | 0.00403 | LV
48-AL1/8-ST1A 0.4 | 12.2 | 0.5939 | 0.3 | 0.21 | ol | 48 | 0.00403 | LV
94-AL1/15-ST1A 0.4 | 13.2 | 0.306 | 0.29 | 0.35 | ol | 94 | 0.00403 | LV
34-AL1/6-ST1A 10.0 | 9.7 | 0.8342 | 0.36 | 0.17 | ol | 34 | 0.00403 | MV
48-AL1/8-ST1A 10.0 | 10.1 | 0.5939 | 0.35 | 0.21 | ol | 48 | 0.00403 | MV
70-AL1/11-ST1A 10.0 | 10.4 | 0.4132 | 0.339 | 0.29 | ol | 70 | 0.00403 | MV
94-AL1/15-ST1A 10.0 | 10.75 | 0.306 | 0.33 | 0.35 | ol | 94 | 0.00403 | MV
122-AL1/20-ST1A 10.0 | 11.1 | 0.2376 | 0.323 | 0.41 | ol | 122 | 0.00403 | MV
149-AL1/24-ST1A 10.0 | 11.25 | 0.194 | 0.315 | 0.47 | ol | 149 | 0.00403 | MV
34-AL1/6-ST1A 20.0 | 9.15 | 0.8342 | 0.382 | 0.17 | ol | 34 | 0.00403 | MV
48-AL1/8-ST1A 20.0 | 9.5 | 0.5939 | 0.372 | 0.21 | ol | 48 | 0.00403 | MV
70-AL1/11-ST1A 20.0 | 9.7 | 0.4132 | 0.36 | 0.29 | ol | 70 | 0.00403 | MV
94-AL1/15-ST1A 20.0 | 10 | 0.306 | 0.35 | 0.35 | ol | 94 | 0.00403 | MV
122-AL1/20-ST1A 20.0 | 10.3 | 0.2376 | 0.344 | 0.41 | ol | 122 | 0.00403 | MV
149-AL1/24-ST1A 20.0 | 10.5 | 0.194 | 0.337 | 0.47 | ol | 149 | 0.00403 | MV
184-AL1/30-ST1A 20.0 | 10.75 | 0.1571 | 0.33 | 0.535 | ol | 184 | 0.00403 | MV
243-AL1/39-ST1A 20.0 | 11 | 0.1188 | 0.32 | 0.645 | ol | 243 | 0.00403 | MV
48-AL1/8-ST1A 110.0 | 8 | 0.5939 | 0.46 | 0.21 | ol | 48 | 0.00403 | HV
70-AL1/11-ST1A 110.0 | 8.4 | 0.4132 | 0.45 | 0.29 | ol | 70 | 0.00403 | HV
94-AL1/15-ST1A 110.0 | 8.65 | 0.306 | 0.44 | 0.35 | ol | 94 | 0.00403 | HV
122-AL1/20-ST1A 110.0 | 8.5 | 0.2376 | 0.43 | 0.41 | ol | 122 | 0.00403 | HV
149-AL1/24-ST1A 110.0 | 8.75 | 0.194 | 0.41 | 0.47 | ol | 149 | 0.00403 | HV
184-AL1/30-ST1A 110.0 | 8.8 | 0.1571 | 0.4 | 0.535 | ol | 184 | 0.00403 | HV
243-AL1/39-ST1A 110.0 | 9 | 0.1188 | 0.39 | 0.645 | ol | 243 | 0.00403 | HV
305-AL1/39-ST1A 110.0 | 9.2 | 0.0949 | 0.38 | 0.74 | ol | 305 | 0.00403 | HV
490-AL1/64-ST1A 110.0 | 9.75 | 0.059 | 0.37 | 0.96 | ol | 490 | 0.00403 | HV
679-AL1/86-ST1A 110.0 | 9.95 | 0.042 | 0.36 | 1.15 | ol | 679 | 0.00403 | HV
490-AL1/64-ST1A 220.0 | 10 | 0.059 | 0.285 | 0.96 | ol | 490 | 0.00403 | HV
679-AL1/86-ST1A 220.0 | 11.7 | 0.042 | 0.275 | 1.15 | ol | 679 | 0.00403 | HV
490-AL1/64-ST1A 380.0 | 11 | 0.059 | 0.253 | 0.96 | ol | 490 | 0.00403 | HV
679-AL1/86-ST1A 380.0 | 14.6 | 0.042 | 0.25 | 1.15 | ol | 679 | 0.00403 | HV

## trafo_std_types
| i0_percent | pfe_kw | vkr_percent | sn_mva | vn_lv_kv | vn_hv_kv | vk_percent | shift_degree | vector_group | tap_side | tap_neutral | tap_min | tap_max | tap_step_degree | tap_step_percent | tap_phase_shifter
160 MVA 380/110 kV | 0.06 | 60 | 0.25 | 160 | 110 | 380 | 12.2 | 0 | Yy0 | hv | 0 | -9 | 9 | 0 | 1.5 | FALSE
100 MVA 220/110 kV | 0.06 | 55 | 0.26 | 100 | 110 | 220 | 12 | 0 | Yy0 | hv | 0 | -9 | 9 | 0 | 1.5 | FALSE
63 MVA 110/20 kV | 0.04 | 22 | 0.32 | 63 | 20 | 110 | 18 | 150 | YNd5 | hv | 0 | -9 | 9 | 0 | 1.5 | FALSE
40 MVA 110/20 kV | 0.05 | 18 | 0.34 | 40 | 20 | 110 | 16.2 | 150 | YNd5 | hv | 0 | -9 | 9 | 0 | 1.5 | FALSE
25 MVA 110/20 kV | 0.07 | 14 | 0.41 | 25 | 20 | 110 | 12 | 150 | YNd5 | hv | 0 | -9 | 9 | 0 | 1.5 | FALSE
63 MVA 110/10 kV | 0.04 | 22 | 0.32 | 63 | 10 | 110 | 18 | 150 | YNd5 | hv | 0 | -9 | 9 | 0 | 1.5 | FALSE
40 MVA 110/10 kV | 0.05 | 18 | 0.34 | 40 | 10 | 110 | 16.2 | 150 | YNd5 | hv | 0 | -9 | 9 | 0 | 1.5 | FALSE
25 MVA 110/10 kV | 0.07 | 14 | 0.41 | 25 | 10 | 110 | 12 | 150 | YNd5 | hv | 0 | -9 | 9 | 0 | 1.5 | FALSE
0.25 MVA 20/0.4 kV | 0.32 | 0.8 | 1.44 | 0.25 | 0.4 | 20 | 6 | 150 | Yzn5 | hv | 0 | -2 | 2 | 0 | 2.5 | FALSE
0.4 MVA 20/0.4 kV | 0.3375 | 1.35 | 1.425 | 0.4 | 0.4 | 20 | 6 | 150 | Dyn5 | hv | 0 | -2 | 2 | 0 | 2.5 | FALSE
0.63 MVA 20/0.4 kV | 0.2619 | 1.65 | 1.206 | 0.63 | 0.4 | 20 | 6 | 150 | Dyn5 | hv | 0 | -2 | 2 | 0 | 2.5 | FALSE
0.25 MVA 10/0.4 kV | 0.24 | 0.6 | 1.2 | 0.25 | 0.4 | 10 | 4 | 150 | Dyn5 | hv | 0 | -2 | 2 | 0 | 2.5 | FALSE
0.4 MVA 10/0.4 kV | 0.2375 | 0.95 | 1.325 | 0.4 | 0.4 | 10 | 4 | 150 | Dyn5 | hv | 0 | -2 | 2 | 0 | 2.5 | FALSE
0.63 MVA 10/0.4 kV | 0.1873 | 1.18 | 1.0794 | 0.63 | 0.4 | 10 | 4 | 150 | Dyn5 | hv | 0 | -2 | 2 | 0 | 2.5 | FALSE

## trafo3w_std_types
| sn_hv_mva | sn_mv_mva | sn_lv_mva | vn_hv_kv | vn_mv_kv | vn_lv_kv | vk_hv_percent | vk_mv_percent | vk_lv_percent | vkr_hv_percent | vkr_mv_percent | vkr_lv_percent | pfe_kw | i0_percent | shift_mv_degree | shift_lv_degree | vector_group | tap_side | tap_neutral | tap_min | tap_max | tap_step_percent
63/25/38 MVA 110/20/10 kV | 63 | 25 | 38 | 110 | 20 | 10 | 10.4 | 10.4 | 10.4 | 0.28 | 0.32 | 0.35 | 35 | 0.89 | 0 | 0 | YN0yn0yn0 | hv | 0 | -10 | 10 | 1.2
63/25/38 MVA 110/10/10 kV | 63 | 25 | 38 | 110 | 10 | 10 | 10.4 | 10.4 | 10.4 | 0.28 | 0.32 | 0.35 | 35 | 0.89 | 0 | 0 | YN0yn0yn0 | hv | 0 | -10 | 10 | 1.2

## fuse_std_types
| fuse_type | i_rated_a | t_avg | t_min | t_total | x_avg | x_min | x_total
HV 100A | HV 100A | 100 | 0 | [10.0, 3.64, 0.854, 0.281, 0.1, 0.0531, 0.022, 0.01] | [10.0, 4.267, 1.21, 0.403, 0.1, 0.058, 0.022, 0.01] | 0 | [300.0, 350.0, 450.0, 550.0, 700.0, 850.0, 1200.0, 1752.0] | [600.0, 700.0, 900.0, 1150.0, 1665.0, 2000.0, 3000.0, 4313.0]
HV 10A | HV 10A | 10 | 0 | [10.0, 1675.0, 0.344, 0.156, 0.1, 0.0417, 0.0171, 0.01] | [10.0, 1.3, 0.3, 0.155, 0.1, 0.0555, 0.023, 0.01] | 0 | [30.0, 32.0, 35.0, 37.0, 39.0, 50.0, 70.0, 88.0] | [60.0, 70.0, 80.0, 87.0, 94.0, 110.0, 150.0, 216.0]
HV 125A | HV 125A | 125 | 0 | [10.0, 1.82, 0.344, 0.1, 0.0467, 0.0269, 0.01] | [10.0, 2.478, 0.426, 0.1, 0.0427, 0.0211, 0.01] | 0 | [375.0, 500.0, 700.0, 925.0, 1200.0, 1500.0, 2341.0] | [750.0, 1000.0, 1500.0, 2200.0, 3000.0, 4000.0, 5765.0]
HV 160A | HV 160A | 160 | 0 | [10.0, 4.15, 1.03, 0.198, 0.1, 0.051, 0.0172, 0.01] | [10.0, 2.3, 0.734, 0.274, 0.1, 0.046, 0.0177, 0.01] | 0 | [480.0, 550.0, 700.0, 1000.0, 1260.0, 1600.0, 2500.0, 3227.0] | [960.0, 1300.0, 1700.0, 2200.0, 2996.0, 4000.0, 6000.0, 7946.0]
HV 16A | HV 16A | 16 | 0 | [10.0, 0.352, 0.164, 0.1, 0.0649, 0.0342, 0.01] | [10.0, 2.34, 0.722, 0.181, 0.1, 0.055, 0.0296, 0.01] | 0 | [48.0, 60.0, 65.0, 71.0, 80.0, 100.0, 162.0] | [96.0, 110.0, 125.0, 150.0, 168.0, 200.0, 250.0, 398.0]
HV 200A | HV 200A | 200 | 0 | [10.0, 4.267, 1.21, 0.403, 0.1, 0.058, 0.022, 0.01] | [10.0, 3.73, 1.654, 0.328, 0.1, 0.0531, 0.019, 0.01] | 0 | [600.0, 700.0, 900.0, 1150.0, 1665.0, 2000.0, 3000.0, 4313.0] | [1200.0, 1500.0, 1800.0, 2700.0, 3960.0, 5000.0, 7500.0, 10620.0]
HV 20A | HV 20A | 20 | 0 | [10.0, 1.3, 0.3, 0.155, 0.1, 0.0555, 0.023, 0.01] | [10.0, 1.3, 0.161, 0.1, 0.0611, 0.0399, 0.0141, 0.01] | 0 | [60.0, 70.0, 80.0, 87.0, 94.0, 110.0, 150.0, 216.0] | [120.0, 150.0, 200.0, 223.0, 260.0, 300.0, 450.0, 532.0]
HV 25A | HV 25A | 25 | 0 | [10.0, 2.512, 0.833, 0.299, 0.1, 0.0372, 0.0223, 0.01] | [10.0, 3.125, 0.597, 0.198, 0.1, 0.0378, 0.022, 0.01] | 0 | [75.0, 82.0, 90.0, 100.0, 124.0, 170.0, 200.0, 289.0] | [150.0, 170.0, 210.0, 250.0, 294.0, 400.0, 500.0, 711.0]
HV 31.5A | HV 31.5A | 31.5 | 0 | [10.0, 2.34, 0.722, 0.181, 0.1, 0.055, 0.0296, 0.01] | [10.0, 2.84, 0.368, 0.164, 0.1, 0.0621, 0.0378, 0.0195, 0.01] | 0 | [95.0, 110.0, 125.0, 150.0, 165.0, 200.0, 250.0, 390.0] | [189.0, 220.0, 300.0, 350.0, 393.0, 450.0, 530.0, 700.0, 960.0]
HV 40A | HV 40A | 40 | 0 | [10.0, 1.3, 0.161, 0.1, 0.0611, 0.0399, 0.0141, 0.01] | [10.0, 2.05, 0.369, 0.198, 0.1, 0.051, 0.0298, 0.01] | 0 | [120.0, 150.0, 200.0, 223.0, 260.0, 300.0, 450.0, 532.0] | [240.0, 300.0, 400.0, 450.0, 530.0, 650.0, 800.0, 1311.0]
HV 50A | HV 50A | 50 | 0 | [10.0, 3.215, 0.597, 0.198, 0.1, 0.0378, 0.022, 0.01] | [10.0, 3.64, 0.854, 0.281, 0.1, 0.0531, 0.022, 0.01] | 0 | [150.0, 170.0, 210.0, 250.0, 294.0, 400.0, 500.0, 711.0] | [300.0, 350.0, 450.0, 550.0, 700.0, 850.0, 1200.0, 1752.0]
HV 6.3A | HV 6.3A | 6.3 | 0 | [10.0, 1.39, 0.344, 0.168, 0.1, 0.056, 0.0263, 0.01] | [10.0, 1.711, 0.516, 0.198, 0.1, 0.0634, 0.0303, 0.01] | 0 | [19.0, 19.5, 20.4, 20.8, 22.0, 25.0, 32.0, 48.0] | [38.0, 40.0, 43.0, 48.0, 53.0, 60.0, 75.0, 118.0]
HV 63A | HV 63A | 63 | 0 | [10.0, 2.84, 0.368, 0.164, 0.1, 0.0621, 0.0378, 0.0195, 0.01] | [10.0, 1.82, 0.344, 0.1, 0.0467, 0.0269, 0.01] | 0 | [189.0, 220.0, 300.0, 350.0, 393.0, 450.0, 530.0, 700.0, 961.0] | [378.0, 500.0, 700.0, 934.0, 1200.0, 1500.0, 2366.0]
HV 80A | HV 80A | 80 | 0 | [10.0, 2.05, 0.369, 0.198, 0.1, 0.051, 0.0298, 0.01] | [10.0, 4.15, 1.03, 0.198, 0.1, 0.051, 0.0172, 0.01] | 0 | [240.0, 300.0, 400.0, 450.0, 530.0, 650.0, 800.0, 1311.0] | [480.0, 550.0, 700.0, 1000.0, 1260.0, 1600.0, 2500.0, 3227.0]
Siemens NH-1-100 | Siemens NH-1-100 | 100 | [5400.0, 2000.0, 400.0, 20.0, 1.0, 0.2, 0.012, 0.004] | 0 | 0 | [150.0, 190.0, 250.0, 430.0, 900.0, 1250.0, 2700.0, 3600.0] | 0 | 0
Siemens NH-1-125 | Siemens NH-1-125 | 125 | [4800.0, 120.0, 7.0, 0.1, 0.004] | 0 | 0 | [180.0, 400.0, 740.0, 2000.0, 4250.0] | 0 | 0
Siemens NH-1-16 | Siemens NH-1-16 | 16 | [4000.0, 400.0, 2.0, 0.1, 0.04, 0.01] | 0 | 0 | [26.0, 35.0, 75.0, 150.0, 200.0, 300.0] | 0 | 0
Siemens NH-1-160 | Siemens NH-1-160 | 160 | [4800.0, 120.0, 7.0, 0.1, 0.004] | 0 | 0 | [210.0, 500.0, 900.0, 2300.0, 5000.0] | 0 | 0
Siemens NH-1-25 | Siemens NH-1-25 | 25 | [4000.0, 1000.0, 10.0, 0.2, 0.02, 0.01] | 0 | 0 | [40.0, 50.0, 100.0, 210.0, 400.0, 500.0] | 0 | 0
Siemens NH-1-50 | Siemens NH-1-50 | 50 | [4000.0, 40.0, 4.0, 1.0, 0.02, 0.01] | 0 | 0 | [86.0, 200.0, 300.0, 400.0, 1000.0, 1280.0] | 0 | 0
Siemens NH-1-63 | Siemens NH-1-63 | 63 | [4000.0, 100.0, 10.0, 2.0, 0.04, 0.01] | 0 | 0 | [100.0, 200.0, 300.0, 400.0, 1000.0, 1500.0] | 0 | 0
Siemens NH-1-80 | Siemens NH-1-80 | 80 | [4800.0, 120.0, 7.0, 0.1, 0.01] | 0 | 0 | [150.58, 250.0, 450.0, 1150.0, 2470.0] | 0 | 0
Siemens NH-2-1000 | Siemens NH-2-1000 | 1000 | [4800.0, 120.0, 7.0, 0.1, 0.004] | 0 | 0 | [1900.0, 3500.0, 8400.0, 24000.0, 52000.0] | 0 | 0
Siemens NH-2-200 | Siemens NH-2-200 | 200 | [4800.0, 120.0, 7.0, 0.1, 0.004] | 0 | 0 | [280.0, 650.0, 1200.0, 3000.0, 7000.0] | 0 | 0
Siemens NH-2-224 | Siemens NH-2-224 | 224 | [4800.0, 120.0, 7.0, 0.2, 0.04, 0.004] | 0 | 0 | [400.0, 750.0, 1453.0, 3025.0, 4315.0, 7600.0] | 0 | 0
Siemens NH-2-250 | Siemens NH-2-250 | 250 | [4800.0, 120.0, 7.0, 0.1, 0.004] | 0 | 0 | [450.0, 800.0, 1650.0, 4000.0, 8500.0] | 0 | 0
Siemens NH-2-315 | Siemens NH-2-315 | 315 | [4800.0, 120.0, 7.0, 0.1, 0.004] | 0 | 0 | [550.0, 920.0, 1900.0, 5000.0, 11000.0] | 0 | 0
Siemens NH-2-355 | Siemens NH-2-355 | 355 | [4800.0, 120.0, 6.0, 0.1, 0.004] | 0 | 0 | [650.0, 1116.27, 2350.0, 5840.0, 12790.0] | 0 | 0
Siemens NH-2-400 | Siemens NH-2-400 | 400 | [4800.0, 120.0, 7.0, 0.1, 0.004] | 0 | 0 | [720.0, 1350.0, 2800.0, 6500.0, 15000.0] | 0 | 0
Siemens NH-2-425 | Siemens NH-2-425 | 425 | [4800.0, 120.0, 7.0, 0.1, 0.004] | 0 | 0 | [850.0, 1500.0, 3050.0, 7500.0, 16500.0] | 0 | 0
Siemens NH-2-630 | Siemens NH-2-630 | 630 | [4800.0, 120.0, 7.0, 0.1, 0.004] | 0 | 0 | [1200.0, 2000.0, 4800.0, 12000.0, 26000.0] | 0 | 0

## res_bus
| vm_pu | va_degree | p_mw | q_mvar
0 | 0.99012 | -0.18965 | 0.00549 | 0.0013759
1 | 0.99021 | -0.188 | 0 | 0
2 | 0.99038 | -0.18466 | 0 | 0
3 | 0.98987 | -0.1945 | 0 | 0
4 | 0.98987 | -0.19465 | 0.0055346 | 0.0013871
5 | 0.98998 | -0.19246 | 0 | 0
6 | 0.99079 | -0.17661 | 0 | 0
7 | 0.99032 | -0.18585 | 0.0044057 | 0.0011042
8 | 0.99009 | -0.19024 | 0 | 0
9 | 0.99008 | -0.19038 | 0.0054959 | 0.0013774
10 | 0.99014 | -0.18925 | 0 | 0
11 | 0.98998 | -0.19233 | 0.0045815 | 0.0011482
12 | 0.99072 | -0.17796 | 0 | 0
13 | 0.99134 | -0.1661 | 0.013073 | 0.0032763
14 | 0.98994 | -0.19191 | 0.0053806 | 0.0013485
15 | 0.99003 | -0.19016 | 0 | 0
16 | 0.99318 | -0.12979 | 0.0052053 | 0.0013046
17 | 0.99396 | -0.11498 | 0.0049303 | 0.0012356
18 | 0.99249 | -0.14296 | 0.0026834 | 0.00067252
19 | 0.99398 | -0.11453 | 0.0054703 | 0.001371
20 | 0.99239 | -0.14487 | 0.0046886 | 0.0011751
21 | 0.99584 | -0.079169 | 0.015218 | 0.003814
22 | 0.99179 | -0.15648 | 0.0052182 | 0.0013078
23 | 0.99978 | -0.0042578 | 0.0048834 | 0.0012239
24 | 0.99365 | -0.12131 | 0.021774 | 0.005457
25 | 0.99106 | -0.17029 | 0.0047553 | 0.0011918
26 | 0.98867 | -0.21619 | 0.0028285 | 0.00070889
27 | 0.98554 | -0.27639 | 0 | 0
28 | 0.99069 | -0.17868 | 0.0049071 | 0.0012298
29 | 0.99155 | -0.16198 | 0 | 0
30 | 0.99236 | -0.14622 | 0.017704 | 0.004437
31 | 0.99137 | -0.1655 | 0 | 0
32 | 0.99134 | -0.16605 | 0.0095624 | 0.0023966
33 | 1 | 0 | -0.43601 | -0.11047
34 | 0.99815 | -0.035316 | 0.0042617 | 0.0010681
35 | 0.99291 | -0.13624 | 0.0021134 | 0.00052966
36 | 0.99295 | -0.13538 | 0 | 0
37 | 0.99296 | -0.13524 | 0.0053412 | 0.0013386
38 | 0.99307 | -0.13302 | 0.0085188 | 0.002135
39 | 0.9937 | -0.12084 | 0.01958 | 0.0049072
40 | 0.99379 | -0.11916 | 0 | 0
41 | 0.99197 | -0.15436 | 0.020142 | 0.0050479
42 | 0.99571 | -0.08206 | 0 | 0
43 | 0.99185 | -0.15664 | 0.014976 | 0.0037533
44 | 0.99483 | -0.099007 | 0.0078662 | 0.0019715
45 | 0.99507 | -0.094387 | 0.0015075 | 0.00037781
46 | 0.99152 | -0.16312 | 0 | 0
47 | 0.9938 | -0.11893 | 0.0027791 | 0.0006965
48 | 0.99453 | -0.10487 | 0.0033714 | 0.00084495
49 | 0.99296 | -0.13527 | 0.0013413 | 0.00033617
50 | 0.99328 | -0.12906 | 0.0010189 | 0.00025536
51 | 0.99269 | -0.14055 | 0.0015142 | 0.00037949
52 | 0.99338 | -0.12705 | 0.00095718 | 0.00023989
53 | 0.99265 | -0.14118 | 0.0020588 | 0.00051599
54 | 0.99373 | -0.12027 | 0.0025657 | 0.00064302
55 | 0.9924 | -0.14599 | 0.0020832 | 0.00052209
56 | 0.994 | -0.11518 | 0 | 0
57 | 0.99237 | -0.14666 | 0.0017592 | 0.0004409
58 | 0.98976 | -0.19721 | 0.001051 | 0.00026342
59 | 0.98983 | -0.19577 | 0.0014724 | 0.00036901
60 | 0.98974 | -0.19757 | 0.0049283 | 0.0012352
61 | 0.98986 | -0.1952 | 0.0020548 | 0.00051498
62 | 0.99 | -0.19241 | 0.001889 | 0.00047343
63 | 0.99006 | -0.19132 | 0.001453 | 0.00036416
64 | 0.99227 | -0.14856 | 0.0025697 | 0.00064403
65 | 0.99225 | -0.14906 | 0.0018887 | 0.00047335
66 | 0.99221 | -0.14969 | 0.002492 | 0.00062456
67 | 0.99092 | -0.17467 | 0.027852 | 0.0069804
68 | 0.991 | -0.17304 | 0.0047348 | 0.0011867
69 | 0.991 | -0.173 | 0.0016801 | 0.00042107
70 | 0.99063 | -0.1803 | 0.0022726 | 0.00056957
71 | 0.99101 | -0.17293 | 0.0013211 | 0.0003311
72 | 0.9906 | -0.18083 | 0.0020108 | 0.00050394
73 | 0.99138 | -0.16578 | 0.0009197 | 0.0002305
74 | 0.99032 | -0.18626 | 0.0020936 | 0.00052471
75 | 0.99145 | -0.16441 | 0.00086012 | 0.00021557
76 | 0.99029 | -0.18679 | 0.0015169 | 0.00038017
77 | 0.97876 | -0.40826 | 0.0034175 | 0.00085652
78 | 0.98036 | -0.37691 | 0.0076493 | 0.0019171
79 | 0.97773 | -0.42842 | 0.0039706 | 0.00099512
80 | 0.98235 | -0.33824 | 0.0068178 | 0.0017087
81 | 0.98015 | -0.38107 | 0.0032084 | 0.0008041
82 | 0.97683 | -0.44602 | 0.0031202 | 0.000782
83 | 0.98419 | -0.30248 | 0.0019147 | 0.00047987
84 | 0.9801 | -0.38219 | 0.0025516 | 0.00063949
85 | 0.97662 | -0.45012 | 0.0041713 | 0.0010454
86 | 0.97578 | -0.46677 | 0 | 0
87 | 0.97463 | -0.48921 | 0.0013963 | 0.00034994
88 | 0.97485 | -0.48502 | 0.0038276 | 0.00095928
89 | 0.97424 | -0.49699 | 0.0031197 | 0.00078188
90 | 0.97519 | -0.47836 | 0.0021401 | 0.00053636
91 | 0.9765 | -0.45253 | 0.0043055 | 0.0010791
92 | 0.97567 | -0.46875 | 0.0015965 | 0.00040011
93 | 0.99245 | -0.1451 | 0 | 0
94 | 0.99414 | -0.11243 | 0 | 0
95 | 0.9765 | -0.45255 | 0.0035876 | 0.00089915
96 | 0.99229 | -0.14821 | 0 | 0
97 | 0.99234 | -0.14718 | 0.0034149 | 0.00085585
98 | 0.99213 | -0.15126 | 0 | 0
99 | 0.97562 | -0.46991 | 0.0019212 | 0.0004815
100 | 0.99244 | -0.14522 | 0.012613 | 0.0031612
101 | 0.99201 | -0.15363 | 0.0027439 | 0.00068768
102 | 0.99026 | -0.18754 | 0.0021891 | 0.00054863
103 | 0.99028 | -0.18708 | 0.0019739 | 0.0004947
104 | 0.99182 | -0.15715 | 0.006474 | 0.0016225
105 | 0.9729 | -0.52334 | 0.0017994 | 0.00045097
106 | 0.97243 | -0.53272 | 0.0014118 | 0.00035383
107 | 0.97138 | -0.55351 | 0.0013858 | 0.00034732
108 | 0.97136 | -0.55388 | 0.0011697 | 0.00029315
109 | 0.97145 | -0.55207 | 0 | 0
110 | 0.97135 | -0.55403 | 0.0013058 | 0.00032727
111 | 0.97135 | -0.55406 | 0 | 0
112 | 0.97168 | -0.54743 | 0.0024475 | 0.0006134
113 | 0.97132 | -0.55469 | 0 | 0
114 | 0.97133 | -0.5545 | 0.0015196 | 0.00038086
115 | 0.97192 | -0.5428 | 0.0014673 | 0.00036774
116 | 0.97126 | -0.55584 | 0.0020879 | 0.00052327
117 | 0.97197 | -0.54171 | 0.0039285 | 0.00098457
118 | 0.97201 | -0.54091 | 0.00090445 | 0.00022668
119 | 0.99998 | 149.9956 | 0 | 0

## res_line
| p_from_mw | q_from_mvar | p_to_mw | q_to_mvar | pl_mw | ql_mvar | i_from_ka | i_to_ka | i_ka | vm_from_pu | va_from_degree | vm_to_pu | va_to_degree | loading_percent
0 | -0.00549 | -0.0013759 | 0.0054904 | 0.001376 | 4.3159e-07 | 5.8753e-08 | 0.0082507 | 0.0082506 | 0.0082507 | 0.99012 | -0.18965 | 0.99021 | -0.188 | 2.2667
1 | -0.0054904 | -0.001376 | 0.0054913 | 0.0013761 | 8.7536e-07 | 1.1904e-07 | 0.0082506 | 0.0082505 | 0.0082506 | 0.99021 | -0.188 | 0.99038 | -0.18466 | 2.2667
2 | -0.025515 | -0.006396 | 0.025525 | 0.006402 | 9.7923e-06 | 6.0383e-06 | 0.038336 | 0.038336 | 0.038336 | 0.99038 | -0.18466 | 0.99079 | -0.17661 | 10.5319
3 | 0.020024 | 0.0050199 | -0.020023 | -0.0050192 | 1.1334e-06 | 6.824e-07 | 0.030086 | 0.030086 | 0.030086 | 0.99038 | -0.18466 | 0.99032 | -0.18585 | 8.2653
4 | 0.0055346 | 0.0013871 | -0.0055346 | -0.0013871 | 3.8287e-08 | 5.5431e-09 | 0.0083199 | 0.0083199 | 0.0083199 | 0.98987 | -0.1945 | 0.98987 | -0.19465 | 2.2857
5 | -0.0055346 | -0.0013871 | 0.0055352 | 0.0013872 | 5.3777e-07 | 7.7822e-08 | 0.0083199 | 0.0083198 | 0.0083199 | 0.98987 | -0.1945 | 0.98998 | -0.19246 | 2.2857
6 | -0.0055352 | -0.0013872 | 0.0055352 | 0.0013872 | 3.4527e-08 | 4.9945e-09 | 0.0083198 | 0.0083198 | 0.0083198 | 0.98998 | -0.19246 | 0.98998 | -0.19233 | 2.2857
7 | 0.0049076 | 0.0012298 | -0.0049073 | -0.0012298 | 3.1752e-07 | 2.4856e-09 | 0.0073704 | 0.0073704 | 0.0073704 | 0.99079 | -0.17661 | 0.99072 | -0.17796 | 2.0248
8 | -0.030432 | -0.0076319 | 0.030448 | 0.0076414 | 1.5246e-05 | 9.5066e-06 | 0.045706 | 0.045706 | 0.045706 | 0.99079 | -0.17661 | 0.99134 | -0.1661 | 12.5567
9 | 0.015617 | 0.003915 | -0.015614 | -0.0039136 | 2.5323e-06 | 1.4629e-06 | 0.023466 | 0.023466 | 0.023466 | 0.99032 | -0.18585 | 0.99014 | -0.18925 | 6.4466
10 | 0.0054959 | 0.0013774 | -0.0054959 | -0.0013774 | 3.5716e-08 | 4.905e-09 | 0.0082599 | 0.0082599 | 0.0082599 | 0.99009 | -0.19024 | 0.99008 | -0.19038 | 2.2692
11 | -0.0054959 | -0.0013774 | 0.0054962 | 0.0013774 | 2.6001e-07 | 3.57e-08 | 0.0082599 | 0.0082598 | 0.0082599 | 0.99009 | -0.19024 | 0.99014 | -0.18925 | 2.2692
12 | 0.010118 | 0.0025361 | -0.010117 | -0.0025354 | 1.4867e-06 | 7.3098e-07 | 0.015206 | 0.015206 | 0.015206 | 0.99014 | -0.18925 | 0.98998 | -0.19233 | 4.1775
13 | 0.0049073 | 0.0012298 | -0.0049071 | -0.0012298 | 1.6761e-07 | 1.3251e-09 | 0.0073704 | 0.0073705 | 0.0073705 | 0.99072 | -0.17796 | 0.99069 | -0.17868 | 2.0249
14 | -0.04352 | -0.010918 | 0.043529 | 0.010923 | 8.5447e-06 | 5.3997e-06 | 0.065329 | 0.065329 | 0.065329 | 0.99134 | -0.1661 | 0.99155 | -0.16198 | 17.9475
15 | -0.0053806 | -0.0013485 | 0.005381 | 0.0013485 | 4.475e-07 | 5.1829e-08 | 0.0080878 | 0.0080877 | 0.0080878 | 0.98994 | -0.19191 | 0.99003 | -0.19016 | 2.2219
16 | 0.081961 | 0.020916 | -0.081859 | -0.020851 | 0.00010292 | 6.4942e-05 | 0.12332 | 0.12332 | 0.12332 | 0.99003 | -0.19016 | 0.98867 | -0.21619 | 16.94
17 | -0.087342 | -0.022265 | 0.087426 | 0.022318 | 8.3886e-05 | 5.302e-05 | 0.13141 | 0.13141 | 0.13141 | 0.99003 | -0.19016 | 0.99106 | -0.17029 | 18.0508
18 | -0.11017 | -0.028091 | 0.11025 | 0.028141 | 7.8829e-05 | 5.0052e-05 | 0.16523 | 0.16523 | 0.16523 | 0.99318 | -0.12979 | 0.99396 | -0.11498 | 22.6964
19 | 0.10496 | 0.026787 | -0.1049 | -0.026744 | 6.6755e-05 | 4.2352e-05 | 0.15743 | 0.15743 | 0.15743 | 0.99318 | -0.12979 | 0.99249 | -0.14296 | 21.6252
20 | -0.11518 | -0.029377 | 0.11518 | 0.029379 | 2.4639e-06 | 1.5655e-06 | 0.17261 | 0.17261 | 0.17261 | 0.99396 | -0.11498 | 0.99398 | -0.11453 | 23.7102
21 | 0.10221 | 0.026072 | -0.1022 | -0.026066 | 9.4375e-06 | 5.9847e-06 | 0.15341 | 0.15341 | 0.15341 | 0.99249 | -0.14296 | 0.99239 | -0.14487 | 21.0726
22 | -0.12065 | -0.03075 | 0.12086 | 0.030881 | 0.0002063 | 0.00013116 | 0.1808 | 0.1808 | 0.1808 | 0.99398 | -0.11453 | 0.99584 | -0.079169 | 24.8351
23 | 0.097516 | 0.024891 | -0.097461 | -0.024856 | 5.465e-05 | 3.4625e-05 | 0.14638 | 0.14638 | 0.14638 | 0.99239 | -0.14487 | 0.99179 | -0.15648 | 20.1069
24 | -0.22896 | -0.058108 | 0.22979 | 0.058637 | 0.00082828 | 0.00052911 | 0.34237 | 0.34237 | 0.34237 | 0.99584 | -0.079169 | 0.99978 | -0.0042578 | 47.0292
25 | 0.092882 | 0.023413 | -0.092695 | -0.023294 | 0.00018688 | 0.00011927 | 0.13883 | 0.13883 | 0.13883 | 0.99584 | -0.079169 | 0.99365 | -0.12131 | 38.1414
26 | 0.092243 | 0.023548 | -0.092182 | -0.023509 | 6.1513e-05 | 3.8927e-05 | 0.13855 | 0.13855 | 0.13855 | 0.99179 | -0.15648 | 0.99106 | -0.17029 | 19.0315
27 | -0.23467 | -0.059861 | 0.23472 | 0.059891 | 4.8265e-05 | 3.0834e-05 | 0.34964 | 0.34964 | 0.34964 | 0.99978 | -0.0042578 | 1 | 0 | 48.0275
28 | 0.070921 | 0.017837 | -0.070837 | -0.017783 | 8.426e-05 | 5.3669e-05 | 0.10623 | 0.10623 | 0.10623 | 0.99365 | -0.12131 | 0.99236 | -0.14622 | 29.1836
29 | 0.07903 | 0.020142 | -0.078801 | -0.019996 | 0.00022889 | 0.00014594 | 0.11907 | 0.11907 | 0.11907 | 0.98867 | -0.21619 | 0.98554 | -0.27639 | 32.7104
30 | 0.078801 | 0.019996 | -0.078702 | -0.019933 | 9.8748e-05 | 6.2962e-05 | 0.11907 | 0.11907 | 0.11907 | 0.98554 | -0.27639 | 0.98419 | -0.30248 | 32.7105
31 | -0.053093 | -0.013321 | 0.053133 | 0.013346 | 3.9947e-05 | 2.535e-05 | 0.079682 | 0.079682 | 0.079682 | 0.99155 | -0.16198 | 0.99236 | -0.14622 | 21.8906
32 | 0.0095642 | 0.0023974 | -0.0095626 | -0.0023967 | 1.6022e-06 | 7.5795e-07 | 0.014353 | 0.014353 | 0.014353 | 0.99155 | -0.16198 | 0.99137 | -0.1655 | 3.9432
33 | 0.0095626 | 0.0023967 | -0.0095624 | -0.0023966 | 2.4992e-07 | 1.1824e-07 | 0.014353 | 0.014353 | 0.014353 | 0.99137 | -0.1655 | 0.99134 | -0.16605 | 3.9432
34 | 0.19965 | 0.050578 | -0.19931 | -0.050362 | 0.00033805 | 0.00021582 | 0.29727 | 0.29727 | 0.29727 | 1 | 0 | 0.99815 | -0.035316 | 40.8333
35 | 0.19505 | 0.049294 | -0.19461 | -0.049015 | 0.00043607 | 0.00027837 | 0.29091 | 0.29091 | 0.29091 | 0.99815 | -0.035316 | 0.99571 | -0.08206 | 39.9606
36 | -0.0021134 | -0.00052966 | 0.0021134 | 0.00052942 | 8.6189e-08 | -2.4121e-07 | 0.0031672 | 0.0031671 | 0.0031672 | 0.99291 | -0.13624 | 0.99295 | -0.13538 | 0.8701
37 | -0.0021134 | -0.00052942 | 0.0021135 | 0.00052938 | 1.4125e-08 | -3.9535e-08 | 0.0031671 | 0.0031671 | 0.0031671 | 0.99295 | -0.13538 | 0.99296 | -0.13524 | 0.87007
38 | -0.0074547 | -0.001868 | 0.0074554 | 0.0018683 | 7.8622e-07 | 2.8584e-07 | 0.011171 | 0.011171 | 0.011171 | 0.99296 | -0.13524 | 0.99307 | -0.13302 | 3.069
39 | -0.015974 | -0.0040033 | 0.015984 | 0.0040087 | 9.2749e-06 | 5.377e-06 | 0.023936 | 0.023935 | 0.023936 | 0.99307 | -0.13302 | 0.9937 | -0.12084 | 6.5757
40 | -0.035563 | -0.0089159 | 0.035566 | 0.0089177 | 2.8547e-06 | 1.7923e-06 | 0.053255 | 0.053255 | 0.053255 | 0.9937 | -0.12084 | 0.99379 | -0.11916 | 14.6306
41 | 0.063104 | 0.015867 | -0.062998 | -0.015799 | 0.0001059 | 6.737e-05 | 0.094505 | 0.094505 | 0.094505 | 0.99379 | -0.11916 | 0.99197 | -0.15436 | 25.9629
42 | -0.09867 | -0.024784 | 0.098845 | 0.024896 | 0.00017502 | 0.00011174 | 0.14776 | 0.14776 | 0.14776 | 0.99379 | -0.11916 | 0.99571 | -0.08206 | 40.5934
43 | 0.042857 | 0.010751 | -0.042852 | -0.010749 | 4.6457e-06 | 2.9346e-06 | 0.064291 | 0.064291 | 0.064291 | 0.99197 | -0.15436 | 0.99185 | -0.15664 | 17.6625
44 | 0.070575 | 0.017785 | -0.070518 | -0.017749 | 5.7167e-05 | 3.6409e-05 | 0.1055 | 0.1055 | 0.1055 | 0.99571 | -0.08206 | 0.99483 | -0.099007 | 28.9845
45 | 0.025189 | 0.0063337 | -0.025174 | -0.0063245 | 1.482e-05 | 9.1223e-06 | 0.03765 | 0.03765 | 0.03765 | 0.99571 | -0.08206 | 0.99507 | -0.094387 | 10.3435
46 | 0.027876 | 0.0069952 | -0.027867 | -0.0069899 | 8.6068e-06 | 5.3391e-06 | 0.041824 | 0.041824 | 0.041824 | 0.99185 | -0.15664 | 0.99152 | -0.16312 | 11.4901
47 | 0.062652 | 0.015778 | -0.062592 | -0.01574 | 5.9627e-05 | 3.7927e-05 | 0.093738 | 0.093738 | 0.093738 | 0.99483 | -0.099007 | 0.9938 | -0.11893 | 25.7521
48 | 0.023667 | 0.0059467 | -0.023655 | -0.0059395 | 1.1837e-05 | 7.2487e-06 | 0.035396 | 0.035396 | 0.035396 | 0.99507 | -0.094387 | 0.99453 | -0.10487 | 9.7242
49 | 0.027867 | 0.0069899 | -0.027852 | -0.0069804 | 1.5335e-05 | 9.5131e-06 | 0.041824 | 0.041824 | 0.041824 | 0.99152 | -0.16312 | 0.99092 | -0.17467 | 11.4901
50 | 0.059813 | 0.015043 | -0.059738 | -0.014996 | 7.465e-05 | 4.7455e-05 | 0.089577 | 0.089577 | 0.089577 | 0.9938 | -0.11893 | 0.99245 | -0.1451 | 24.609
51 | 0.020283 | 0.0050945 | -0.020276 | -0.0050901 | 7.3094e-06 | 4.4036e-06 | 0.030352 | 0.030352 | 0.030352 | 0.99453 | -0.10487 | 0.99414 | -0.11243 | 8.3384
52 | -0.015715 | -0.0039403 | 0.015719 | 0.003943 | 4.6484e-06 | 2.6858e-06 | 0.02355 | 0.02355 | 0.02355 | 0.99296 | -0.13527 | 0.99328 | -0.12906 | 6.4698
53 | 0.014373 | 0.0036041 | -0.01437 | -0.003602 | 3.6158e-06 | 2.0454e-06 | 0.02154 | 0.02154 | 0.02154 | 0.99296 | -0.13527 | 0.99269 | -0.14055 | 5.9176
54 | -0.016738 | -0.0041983 | 0.01674 | 0.0041993 | 1.6083e-06 | 9.4102e-07 | 0.025076 | 0.025076 | 0.025076 | 0.99328 | -0.12906 | 0.99338 | -0.12705 | 6.8891
55 | 0.012856 | 0.0032226 | -0.012855 | -0.0032223 | 3.9045e-07 | 2.1364e-07 | 0.01927 | 0.01927 | 0.01927 | 0.99269 | -0.14055 | 0.99265 | -0.14118 | 5.2941
56 | -0.017697 | -0.0044391 | 0.017703 | 0.0044425 | 5.7146e-06 | 3.3765e-06 | 0.02651 | 0.02651 | 0.02651 | 0.99338 | -0.12705 | 0.99373 | -0.12027 | 7.283
57 | 0.010796 | 0.0027064 | -0.010794 | -0.0027051 | 2.4739e-06 | 1.2578e-06 | 0.016184 | 0.016184 | 0.016184 | 0.99265 | -0.14118 | 0.9924 | -0.14599 | 4.4462
58 | -0.020268 | -0.0050855 | 0.020273 | 0.0050885 | 4.9254e-06 | 2.9675e-06 | 0.030352 | 0.030352 | 0.030352 | 0.99373 | -0.12027 | 0.994 | -0.11518 | 8.3385
59 | 0.0087107 | 0.002183 | -0.0087104 | -0.0021829 | 2.7597e-07 | 1.2088e-07 | 0.013061 | 0.013061 | 0.013061 | 0.9924 | -0.14599 | 0.99237 | -0.14666 | 3.5881
60 | -0.020273 | -0.0050885 | 0.020276 | 0.0050901 | 2.6618e-06 | 1.6037e-06 | 0.030352 | 0.030352 | 0.030352 | 0.994 | -0.11518 | 0.99414 | -0.11243 | 8.3384
61 | 0.0069512 | 0.001742 | -0.0069506 | -0.0017418 | 6.3084e-07 | 2.037e-07 | 0.010423 | 0.010423 | 0.010423 | 0.99237 | -0.14666 | 0.99227 | -0.14856 | 2.8635
62 | -0.0059795 | -0.0014986 | 0.0059799 | 0.0014987 | 4.1205e-07 | 8.8952e-08 | 0.0089896 | 0.0089895 | 0.0089896 | 0.98976 | -0.19721 | 0.98983 | -0.19577 | 2.4697
63 | 0.0049284 | 0.0012352 | -0.0049283 | -0.0012352 | 8.419e-08 | 1.3264e-09 | 0.0074094 | 0.0074095 | 0.0074095 | 0.98976 | -0.19721 | 0.98974 | -0.19757 | 2.0356
64 | -0.0074522 | -0.0018677 | 0.0074524 | 0.0018677 | 2.0176e-07 | 7.4021e-08 | 0.011203 | 0.011203 | 0.011203 | 0.98983 | -0.19577 | 0.98986 | -0.1952 | 3.0777
65 | -0.0095072 | -0.0023827 | 0.0095085 | 0.0023833 | 1.2607e-06 | 5.9523e-07 | 0.014292 | 0.014292 | 0.014292 | 0.98986 | -0.1952 | 0.99 | -0.19241 | 3.9263
66 | -0.011398 | -0.0028568 | 0.011398 | 0.0028571 | 5.9395e-07 | 3.1073e-07 | 0.017131 | 0.017131 | 0.017131 | 0.99 | -0.19241 | 0.99006 | -0.19132 | 4.7063
67 | -0.012851 | -0.0032212 | 0.012853 | 0.0032225 | 2.3161e-06 | 1.2694e-06 | 0.019315 | 0.019315 | 0.019315 | 0.99006 | -0.19132 | 0.99026 | -0.18754 | 5.3063
68 | 0.0043809 | 0.0010978 | -0.0043808 | -0.0010978 | 1.0338e-07 | -1.6345e-08 | 0.0065695 | 0.0065695 | 0.0065695 | 0.99227 | -0.14856 | 0.99225 | -0.14906 | 1.8048
69 | 0.0024921 | 0.00062442 | -0.002492 | -0.00062456 | 7.4399e-08 | -1.3586e-07 | 0.0037372 | 0.0037372 | 0.0037372 | 0.99225 | -0.14906 | 0.99221 | -0.14969 | 1.0267
70 | -0.029661 | -0.0074404 | 0.029661 | 0.0074404 | 5.3352e-08 | 3.3221e-08 | 0.044539 | 0.044539 | 0.044539 | 0.991 | -0.17304 | 0.991 | -0.173 | 12.2359
71 | 0.024926 | 0.0062537 | -0.024917 | -0.0062484 | 8.6298e-06 | 5.3115e-06 | 0.037429 | 0.037429 | 0.037429 | 0.991 | -0.17304 | 0.99063 | -0.1803 | 10.2828
72 | -0.031341 | -0.0078615 | 0.031341 | 0.0078615 | 1.0543e-07 | 6.5838e-08 | 0.047061 | 0.047061 | 0.047061 | 0.991 | -0.173 | 0.99101 | -0.17293 | 12.9289
73 | 0.022645 | 0.0056788 | -0.022644 | -0.0056785 | 5.6924e-07 | 3.4742e-07 | 0.034016 | 0.034016 | 0.034016 | 0.99063 | -0.1803 | 0.9906 | -0.18083 | 9.3449
74 | -0.032662 | -0.0081926 | 0.032673 | 0.0081996 | 1.1131e-05 | 6.9646e-06 | 0.049045 | 0.049045 | 0.049045 | 0.99101 | -0.17293 | 0.99138 | -0.16578 | 13.4739
75 | 0.020633 | 0.0051745 | -0.020628 | -0.0051713 | 5.3396e-06 | 3.2266e-06 | 0.030995 | 0.030995 | 0.030995 | 0.9906 | -0.18083 | 0.99032 | -0.18626 | 8.5152
76 | -0.033593 | -0.0084301 | 0.033595 | 0.0084315 | 2.2e-06 | 1.3783e-06 | 0.050425 | 0.050425 | 0.050425 | 0.99138 | -0.16578 | 0.99145 | -0.16441 | 13.8531
77 | 0.018534 | 0.0046466 | -0.018534 | -0.0046463 | 4.6713e-07 | 2.783e-07 | 0.027849 | 0.027849 | 0.027849 | 0.99032 | -0.18626 | 0.99029 | -0.18679 | 7.6509
78 | -0.034455 | -0.008647 | 0.034467 | 0.0086545 | 1.1934e-05 | 7.484e-06 | 0.051716 | 0.051716 | 0.051716 | 0.99145 | -0.16441 | 0.99182 | -0.15715 | 14.2078
79 | 0.017017 | 0.0042662 | -0.017017 | -0.004266 | 2.3972e-07 | 1.4084e-07 | 0.02557 | 0.02557 | 0.02557 | 0.99029 | -0.18679 | 0.99028 | -0.18708 | 7.0248
80 | -0.056214 | -0.014164 | 0.056298 | 0.014218 | 8.4432e-05 | 5.3648e-05 | 0.08549 | 0.085489 | 0.08549 | 0.97876 | -0.40826 | 0.98036 | -0.37691 | 23.4862
81 | 0.052796 | 0.013308 | -0.052745 | -0.013275 | 5.0868e-05 | 3.2291e-05 | 0.080294 | 0.080294 | 0.080294 | 0.97876 | -0.40826 | 0.97773 | -0.42842 | 22.0588
82 | -0.069709 | -0.017578 | 0.069838 | 0.017661 | 0.00012928 | 8.2349e-05 | 0.10584 | 0.10584 | 0.10584 | 0.98036 | -0.37691 | 0.98235 | -0.33824 | 29.0781
83 | 0.0057613 | 0.0014436 | -0.0057601 | -0.0014434 | 1.1425e-06 | 2.2892e-07 | 0.0087445 | 0.0087446 | 0.0087446 | 0.98036 | -0.37691 | 0.98015 | -0.38107 | 2.4024
84 | 0.048775 | 0.01228 | -0.048734 | -0.012254 | 4.1022e-05 | 2.6006e-05 | 0.074251 | 0.074251 | 0.074251 | 0.97773 | -0.42842 | 0.97683 | -0.44602 | 20.3987
85 | -0.076656 | -0.01937 | 0.076788 | 0.019453 | 0.00013166 | 8.393e-05 | 0.11617 | 0.11617 | 0.11617 | 0.98235 | -0.33824 | 0.98419 | -0.30248 | 31.9152
86 | 0.0025517 | 0.00063927 | -0.0025516 | -0.00063949 | 1.3548e-07 | -2.167e-07 | 0.0038738 | 0.0038739 | 0.0038739 | 0.98015 | -0.38107 | 0.9801 | -0.38219 | 1.0643
87 | 0.012068 | 0.0030253 | -0.012065 | -0.003024 | 2.3561e-06 | 1.2752e-06 | 0.018383 | 0.018383 | 0.018383 | 0.97683 | -0.44602 | 0.97662 | -0.45012 | 5.0503
88 | 0.033546 | 0.0084469 | -0.033513 | -0.0084261 | 3.3243e-05 | 2.0851e-05 | 0.051115 | 0.051115 | 0.051115 | 0.97683 | -0.44602 | 0.97578 | -0.46677 | 14.0427
89 | 0.007894 | 0.0019786 | -0.0078931 | -0.0019782 | 9.0479e-07 | 3.704e-07 | 0.012028 | 0.012028 | 0.012028 | 0.97662 | -0.45012 | 0.9765 | -0.45253 | 3.3043
90 | 0.0035181 | 0.00088109 | -0.0035178 | -0.00088126 | 3.3134e-07 | -1.7139e-07 | 0.0053647 | 0.0053649 | 0.0053649 | 0.97578 | -0.46677 | 0.97567 | -0.46875 | 1.4739
91 | 0.029995 | 0.007545 | -0.029978 | -0.0075346 | 1.6595e-05 | 1.0357e-05 | 0.045751 | 0.045751 | 0.045751 | 0.97578 | -0.46677 | 0.97519 | -0.47836 | 12.5689
92 | -0.023997 | -0.0060305 | 0.024002 | 0.0060335 | 4.8006e-06 | 2.9535e-06 | 0.036643 | 0.036643 | 0.036643 | 0.97463 | -0.48921 | 0.97485 | -0.48502 | 10.0667
93 | 0.0226 | 0.0056806 | -0.022592 | -0.0056754 | 8.397e-06 | 5.1399e-06 | 0.034511 | 0.034511 | 0.034511 | 0.97463 | -0.48921 | 0.97424 | -0.49699 | 9.4811
94 | -0.027829 | -0.0069928 | 0.027838 | 0.0069983 | 8.8465e-06 | 5.4988e-06 | 0.042485 | 0.042485 | 0.042485 | 0.97485 | -0.48502 | 0.97519 | -0.47836 | 11.6718
95 | 0.019472 | 0.0048936 | -0.019448 | -0.0048788 | 2.446e-05 | 1.4738e-05 | 0.029746 | 0.029746 | 0.029746 | 0.97424 | -0.49699 | 0.9729 | -0.52334 | 8.1721
96 | 0.0035876 | 0.00089914 | -0.0035876 | -0.00089915 | 3.2956e-09 | -1.5691e-09 | 0.0054669 | 0.0054669 | 0.0054669 | 0.9765 | -0.45253 | 0.9765 | -0.45255 | 1.5019
97 | 0.0019213 | 0.00048116 | -0.0019212 | -0.0004815 | 1.0604e-07 | -3.4342e-07 | 0.0029301 | 0.0029302 | 0.0029302 | 0.97567 | -0.46875 | 0.97562 | -0.46991 | 0.80501
98 | 0.018774 | 0.0047038 | -0.018774 | -0.0047037 | 1.0807e-07 | 6.4466e-08 | 0.028148 | 0.028148 | 0.028148 | 0.99245 | -0.1451 | 0.99244 | -0.14522 | 7.7329
99 | 0.040965 | 0.010292 | -0.040941 | -0.010277 | 2.355e-05 | 1.4857e-05 | 0.061429 | 0.061429 | 0.061429 | 0.99245 | -0.1451 | 0.99182 | -0.15715 | 16.8761
100 | -0.0027446 | -0.00068669 | 0.0027447 | 0.0006865 | 1.3468e-07 | -1.8776e-07 | 0.0041153 | 0.0041152 | 0.0041153 | 0.99229 | -0.14821 | 0.99234 | -0.14718 | 1.1306
101 | 0.0027446 | 0.00068669 | -0.0027442 | -0.00068725 | 3.98e-07 | -5.5461e-07 | 0.0041153 | 0.0041156 | 0.0041156 | 0.99229 | -0.14821 | 0.99213 | -0.15126 | 1.1307
102 | -0.0061596 | -0.0015424 | 0.0061602 | 0.0015425 | 5.759e-07 | 1.3596e-07 | 0.0092359 | 0.0092358 | 0.0092359 | 0.99234 | -0.14718 | 0.99244 | -0.14522 | 2.5373
103 | 0.0027442 | 0.00068725 | -0.0027439 | -0.00068768 | 3.1003e-07 | -4.3178e-07 | 0.0041156 | 0.0041158 | 0.0041158 | 0.99213 | -0.15126 | 0.99201 | -0.15363 | 1.1307
104 | -0.015042 | -0.0037711 | 0.015043 | 0.0037713 | 3.2642e-07 | 1.8699e-07 | 0.022604 | 0.022604 | 0.022604 | 0.99026 | -0.18754 | 0.99028 | -0.18708 | 6.2099
105 | 0.017648 | 0.0044279 | -0.017641 | -0.0044232 | 7.8869e-06 | 4.6894e-06 | 0.026994 | 0.026994 | 0.026994 | 0.9729 | -0.52334 | 0.97243 | -0.53272 | 7.4161
106 | 0.016229 | 0.0040693 | -0.016222 | -0.0040656 | 6.3342e-06 | 3.7142e-06 | 0.024834 | 0.024834 | 0.024834 | 0.97243 | -0.53272 | 0.97201 | -0.54091 | 6.8226
107 | 0.0024755 | 0.00062027 | -0.0024755 | -0.00062034 | 4.3098e-08 | -7.1348e-08 | 0.0037921 | 0.0037922 | 0.0037922 | 0.97138 | -0.55351 | 0.97136 | -0.55388 | 1.0418
108 | -0.0038614 | -0.00096759 | 0.0038616 | 0.00096751 | 2.6504e-07 | -8.0463e-08 | 0.005915 | 0.0059149 | 0.005915 | 0.97138 | -0.55351 | 0.97145 | -0.55207 | 1.625
109 | 0.0013058 | 0.00032719 | -0.0013058 | -0.00032727 | 9.7e-09 | -7.381e-08 | 0.0020003 | 0.0020004 | 0.0020004 | 0.97136 | -0.55388 | 0.97135 | -0.55403 | 0.54955
110 | 0.0036081 | 0.00090335 | -0.0036077 | -0.0009035 | 3.422e-07 | -1.5088e-07 | 0.0055263 | 0.0055264 | 0.0055264 | 0.97145 | -0.55207 | 0.97135 | -0.55406 | 1.5183
111 | -0.0074697 | -0.0018709 | 0.0074713 | 0.0018715 | 1.6504e-06 | 6.3989e-07 | 0.011441 | 0.011441 | 0.011441 | 0.97145 | -0.55207 | 0.97168 | -0.54743 | 3.1432
112 | 0.002088 | 0.00052281 | -0.002088 | -0.00052297 | 6.1955e-08 | -1.6024e-07 | 0.0031985 | 0.0031986 | 0.0031986 | 0.97135 | -0.55406 | 0.97132 | -0.55469 | 0.87873
113 | 0.0015197 | 0.00038069 | -0.0015196 | -0.00038086 | 3.1596e-08 | -1.7222e-07 | 0.0023279 | 0.002328 | 0.002328 | 0.97135 | -0.55406 | 0.97133 | -0.5545 | 0.63956
114 | -0.0099188 | -0.0024849 | 0.009921 | 0.002486 | 2.1875e-06 | 1.0867e-06 | 0.015189 | 0.015189 | 0.015189 | 0.97168 | -0.54743 | 0.97192 | -0.5428 | 4.1728
115 | 0.002088 | 0.00052297 | -0.0020879 | -0.00052327 | 1.1467e-07 | -2.9652e-07 | 0.0031986 | 0.0031987 | 0.0031987 | 0.97132 | -0.55469 | 0.97126 | -0.55584 | 0.87877
116 | -0.011388 | -0.0028537 | 0.011389 | 0.002854 | 5.9328e-07 | 3.152e-07 | 0.017435 | 0.017435 | 0.017435 | 0.97192 | -0.5428 | 0.97197 | -0.54171 | 4.79
117 | -0.015317 | -0.0038386 | 0.015318 | 0.0038389 | 5.82e-07 | 3.375e-07 | 0.02345 | 0.02345 | 0.02345 | 0.97197 | -0.54171 | 0.97201 | -0.54091 | 6.4422

## res_trafo
| p_hv_mw | q_hv_mvar | p_lv_mw | q_lv_mvar | pl_mw | ql_mvar | i_hv_ka | i_lv_ka | vm_hv_pu | va_hv_degree | vm_lv_pu | va_lv_degree | loading_percent
0 | -1.2729e-15 | -1.3162e-15 | 0.00165 | 1.2699e-07 | 0.00165 | 1.2699e-07 | 5.2857e-17 | 0.0023815 | 0.99998 | 149.9956 | 1 | 0 | 0.2619

## res_ext_grid
| p_mw | q_mvar
0 | 0.44668 | 0.11314

## res_load
| p_mw | q_mvar
0 | 0.00549 | 0.0013759
1 | 0.0055346 | 0.0013871
2 | 0.0044057 | 0.0011042
3 | 0.0054959 | 0.0013774
4 | 0.0045815 | 0.0011482
5 | 0.013073 | 0.0032763
6 | 0.0053806 | 0.0013485
7 | 0.0052053 | 0.0013046
8 | 0.0049303 | 0.0012356
9 | 0.0026834 | 0.00067252
10 | 0.0054703 | 0.001371
11 | 0.0046886 | 0.0011751
12 | 0.015218 | 0.003814
13 | 0.0052182 | 0.0013078
14 | 0.0048834 | 0.0012239
15 | 0.021774 | 0.005457
16 | 0.0047553 | 0.0011918
17 | 0.0028285 | 0.00070889
18 | 0.0049071 | 0.0012298
19 | 0.017704 | 0.004437
20 | 0.0095624 | 0.0023966
21 | 0.010666 | 0.0026731
22 | 0.0042617 | 0.0010681
23 | 0.0021134 | 0.00052966
24 | 0.0053412 | 0.0013386
25 | 0.0085188 | 0.002135
26 | 0.01958 | 0.0049072
27 | 0.020142 | 0.0050479
28 | 0.014976 | 0.0037533
29 | 0.0078662 | 0.0019715
30 | 0.0015075 | 0.00037781
31 | 0.0027791 | 0.0006965
32 | 0.0033714 | 0.00084495
33 | 0.0013413 | 0.00033617
34 | 0.0010189 | 0.00025536
35 | 0.0015142 | 0.00037949
36 | 0.00095718 | 0.00023989
37 | 0.0020588 | 0.00051599
38 | 0.0025657 | 0.00064302
39 | 0.0020832 | 0.00052209
40 | 0.0017592 | 0.0004409
41 | 0.001051 | 0.00026342
42 | 0.0014724 | 0.00036901
43 | 0.0049283 | 0.0012352
44 | 0.0020548 | 0.00051498
45 | 0.001889 | 0.00047343
46 | 0.001453 | 0.00036416
47 | 0.0025697 | 0.00064403
48 | 0.0018887 | 0.00047335
49 | 0.002492 | 0.00062456
50 | 0.027852 | 0.0069804
51 | 0.0047348 | 0.0011867
52 | 0.0016801 | 0.00042107
53 | 0.0022726 | 0.00056957
54 | 0.0013211 | 0.0003311
55 | 0.0020108 | 0.00050394
56 | 0.0009197 | 0.0002305
57 | 0.0020936 | 0.00052471
58 | 0.00086012 | 0.00021557
59 | 0.0015169 | 0.00038017
60 | 0.0034175 | 0.00085652
61 | 0.0076493 | 0.0019171
62 | 0.0039706 | 0.00099512
63 | 0.0068178 | 0.0017087
64 | 0.0032084 | 0.0008041
65 | 0.0031202 | 0.000782
66 | 0.0019147 | 0.00047987
67 | 0.0025516 | 0.00063949
68 | 0.0041713 | 0.0010454
69 | 0.0013963 | 0.00034994
70 | 0.0038276 | 0.00095928
71 | 0.0031197 | 0.00078188
72 | 0.0021401 | 0.00053636
73 | 0.0043055 | 0.0010791
74 | 0.0015965 | 0.00040011
75 | 0.0035876 | 0.00089915
76 | 0.0034149 | 0.00085585
77 | 0.0019212 | 0.0004815
78 | 0.012613 | 0.0031612
79 | 0.0027439 | 0.00068768
80 | 0.0021891 | 0.00054863
81 | 0.0019739 | 0.0004947
82 | 0.006474 | 0.0016225
83 | 0.0017994 | 0.00045097
84 | 0.0014118 | 0.00035383
85 | 0.0013858 | 0.00034732
86 | 0.0011697 | 0.00029315
87 | 0.0013058 | 0.00032727
88 | 0.0024475 | 0.0006134
89 | 0.0015196 | 0.00038086
90 | 0.0014673 | 0.00036774
91 | 0.0020879 | 0.00052327
92 | 0.0039285 | 0.00098457
93 | 0.00090445 | 0.00022668

## dtypes
| element | column | dtype
0 | bus | name | object
1 | bus | vn_kv | float64
2 | bus | type | object
3 | bus | zone | object
4 | bus | in_service | bool
5 | load | name | object
6 | load | bus | uint32
7 | load | p_mw | float64
8 | load | q_mvar | float64
9 | load | const_z_percent | float64
10 | load | const_i_percent | float64
11 | load | sn_mva | float64
12 | load | scaling | float64
13 | load | in_service | bool
14 | load | type | object
15 | ext_grid | name | object
16 | ext_grid | bus | uint32
17 | ext_grid | vm_pu | float64
18 | ext_grid | va_degree | float64
19 | ext_grid | slack_weight | float64
20 | ext_grid | in_service | bool
21 | line | name | object
22 | line | std_type | object
23 | line | from_bus | uint32
24 | line | to_bus | uint32
25 | line | length_km | float64
26 | line | r_ohm_per_km | float64
27 | line | x_ohm_per_km | float64
28 | line | c_nf_per_km | float64
29 | line | g_us_per_km | float64
30 | line | max_i_ka | float64
31 | line | df | float64
32 | line | parallel | uint32
33 | line | type | object
34 | line | in_service | bool
35 | trafo | name | object
36 | trafo | std_type | object
37 | trafo | hv_bus | uint32
38 | trafo | lv_bus | uint32
39 | trafo | sn_mva | float64
40 | trafo | vn_hv_kv | float64
41 | trafo | vn_lv_kv | float64
42 | trafo | vk_percent | float64
43 | trafo | vkr_percent | float64
44 | trafo | pfe_kw | float64
45 | trafo | i0_percent | float64
46 | trafo | shift_degree | float64
47 | trafo | tap_side | object
48 | trafo | tap_neutral | int32
49 | trafo | tap_min | int32
50 | trafo | tap_max | int32
51 | trafo | tap_step_percent | float64
52 | trafo | tap_step_degree | float64
53 | trafo | tap_pos | int32
54 | trafo | tap_phase_shifter | bool
55 | trafo | parallel | uint32
56 | trafo | df | float64
57 | trafo | in_service | bool
58 | line_geodata | coords | object
59 | bus_geodata | x | float64
60 | bus_geodata | y | float64
61 | bus_geodata | coords | object
62 | res_bus | vm_pu | float64
63 | res_bus | va_degree | float64
64 | res_bus | p_mw | float64
65 | res_bus | q_mvar | float64
66 | res_line | p_from_mw | float64
67 | res_line | q_from_mvar | float64
68 | res_line | p_to_mw | float64
69 | res_line | q_to_mvar | float64
70 | res_line | pl_mw | float64
71 | res_line | ql_mvar | float64
72 | res_line | i_from_ka | float64
73 | res_line | i_to_ka | float64
74 | res_line | i_ka | float64
75 | res_line | vm_from_pu | float64
76 | res_line | va_from_degree | float64
77 | res_line | vm_to_pu | float64
78 | res_line | va_to_degree | float64
79 | res_line | loading_percent | float64
80 | res_trafo | p_hv_mw | float64
81 | res_trafo | q_hv_mvar | float64
82 | res_trafo | p_lv_mw | float64
83 | res_trafo | q_lv_mvar | float64
84 | res_trafo | pl_mw | float64
85 | res_trafo | ql_mvar | float64
86 | res_trafo | i_hv_ka | float64
87 | res_trafo | i_lv_ka | float64
88 | res_trafo | vm_hv_pu | float64
89 | res_trafo | va_hv_degree | float64
90 | res_trafo | vm_lv_pu | float64
91 | res_trafo | va_lv_degree | float64
92 | res_trafo | loading_percent | float64
93 | res_ext_grid | p_mw | float64
94 | res_ext_grid | q_mvar | float64
95 | res_load | p_mw | float64
96 | res_load | q_mvar | float64

## parameters
| version | format_version | converged | OPF_converged | name | f_hz | sn_mva
0 | 2.14.6 | 2.14.0 | TRUE | FALSE |  | 50 | 1