## bus
| name | vn_kv | type | zone | in_service
0 | bus_LV_2503-8_0_4_node_0 | 0.4 | n |  | TRUE
1 | bus_LV_2503-8_0_4_node_1 | 0.4 | n |  | TRUE
2 | bus_LV_2503-8_0_4_node_3 | 0.4 | n |  | TRUE
3 | bus_LV_2503-8_0_4_node_4 | 0.4 | n |  | TRUE
4 | bus_LV_2503-8_0_4_node_5 | 0.4 | n |  | TRUE
5 | bus_LV_2503-8_0_4_node_2 | 0.4 | n |  | TRUE
6 | bus_LV_2503-8_0_4_node_7 | 0.4 | n |  | TRUE
7 | bus_LV_2503-8_0_4_node_8 | 0.4 | n |  | TRUE
8 | bus_LV_2503-8_0_4_node_9 | 0.4 | n |  | TRUE
9 | bus_LV_2503-8_0_4_node_10 | 0.4 | n |  | TRUE
10 | bus_LV_2503-8_0_4_node_11 | 0.4 | n |  | TRUE
11 | bus_LV_2503-8_0_4_node_12 | 0.4 | n |  | TRUE
12 | bus_LV_2503-8_0_4_node_6 | 0.4 | n |  | TRUE
13 | bus_LV_2503-8_0_4_node_13 | 0.4 | n |  | TRUE
14 | bus_LV_2503-8_0_4_node_14 | 0.4 | n |  | TRUE
15 | bus_LV_2503-8_0_4_node_15 | 0.4 | n |  | TRUE
16 | bus_LV_2503-8_0_4_node_16 | 0.4 | n |  | TRUE
17 | bus_LV_2503-8_0_4_node_56 | 0.4 | n |  | TRUE
18 | bus_LV_2503-8_0_4_node_72 | 0.4 | n |  | TRUE
19 | bus_LV_2503-8_0_4_node_121 | 0.4 | n |  | TRUE
20 | bus_LV_2503-8_0_4_node_57 | 0.4 | n |  | TRUE
21 | bus_LV_2503-8_0_4_node_54 | 0.4 | n |  | TRUE
22 | bus_LV_2503-8_0_4_node_70 | 0.4 | n |  | TRUE
23 | bus_LV_2503-8_0_4_node_61 | 0.4 | n |  | TRUE
24 | bus_LV_2503-8_0_4_node_45 | 0.4 | n |  | TRUE
25 | bus_LV_2503-8_0_4_node_55 | 0.4 | n |  | TRUE
26 | bus_LV_2503-8_0_4_node_60 | 0.4 | n |  | TRUE
27 | bus_LV_2503-8_0_4_node_17 | 0.4 | n |  | TRUE
28 | bus_LV_2503-8_0_4_node_18 | 0.4 | n |  | TRUE
29 | bus_LV_2503-8_0_4_node_19 | 0.4 | n |  | TRUE
30 | bus_LV_2503-8_0_4_node_20 | 0.4 | n |  | TRUE
31 | bus_LV_2503-8_0_4_node_21 | 0.4 | n |  | TRUE
32 | bus_LV_2503-8_0_4_node_22 | 0.4 | n |  | TRUE
33 | bus_LV_2503-8_0_4_node_23 | 0.4 | n |  | TRUE
34 | bus_LV_2503-8_0_4_node_24 | 0.4 | n |  | TRUE
35 | bus_LV_2503-8_0_4_node_30 | 0.4 | n |  | TRUE
36 | bus_LV_2503-8_0_4_node_115 | 0.4 | n |  | TRUE
37 | bus_LV_2503-8_0_4_node_31 | 0.4 | n |  | TRUE
38 | bus_LV_2503-8_0_4_node_67 | 0.4 | n |  | TRUE
39 | bus_LV_2503-8_0_4_node_28 | 0.4 | n |  | TRUE
40 | bus_LV_2503-8_0_4_node_77 | 0.4 | n |  | TRUE
41 | bus_LV_2503-8_0_4_node_38 | 0.4 | n |  | TRUE
42 | bus_LV_2503-8_0_4_node_25 | 0.4 | n |  | TRUE
43 | bus_LV_2503-8_0_4_node_26 | 0.4 | n |  | TRUE
44 | bus_LV_2503-8_0_4_node_27 | 0.4 | n |  | TRUE
45 | bus_LV_2503-8_0_4_node_29 | 0.4 | n |  | TRUE
46 | bus_LV_2503-8_0_4_node_32 | 0.4 | n |  | TRUE
47 | bus_LV_2503-8_0_4_node_125 | 0.4 | n |  | TRUE
48 | bus_LV_2503-8_0_4_node_79 | 0.4 | n |  | TRUE
49 | bus_LV_2503-8_0_4_node_65 | 0.4 | n |  | TRUE
50 | bus_LV_2503-8_0_4_node_75 | 0.4 | n |  | TRUE
51 | bus_LV_2503-8_0_4_node_129 | 0.4 | n |  | TRUE
52 | bus_LV_2503-8_0_4_node_95 | 0.4 | n |  | TRUE
53 | bus_LV_2503-8_0_4_node_78 | 0.4 | n |  | TRUE
54 | bus_LV_2503-8_0_4_node_33 | 0.4 | n |  | TRUE
55 | bus_LV_2503-8_0_4_node_34 | 0.4 | n |  | TRUE
56 | bus_LV_2503-8_0_4_node_36 | 0.4 | n |  | TRUE
57 | bus_LV_2503-8_0_4_node_120 | 0.4 | n |  | TRUE
58 | bus_LV_2503-8_0_4_node_103 | 0.4 | n |  | TRUE
59 | bus_LV_2503-8_0_4_node_40 | 0.4 | n |  | TRUE
60 | bus_LV_2503-8_0_4_node_41 | 0.4 | n |  | TRUE
61 | bus_LV_2503-8_0_4_node_42 | 0.4 | n |  | TRUE
62 | bus_LV_2503-8_0_4_node_43 | 0.4 | n |  | TRUE
63 | bus_LV_2503-8_0_4_node_44 | 0.4 | n |  | TRUE
64 | bus_LV_2503-8_0_4_node_47 | 0.4 | n |  | TRUE
65 | bus_LV_2503-8_0_4_node_59 | 0.4 | n |  | TRUE
66 | bus_LV_2503-8_0_4_node_46 | 0.4 | n |  | TRUE
67 | bus_LV_2503-8_0_4_node_119 | 0.4 | n |  | TRUE
68 | bus_LV_2503-8_0_4_node_74 | 0.4 | n |  | TRUE
69 | bus_LV_2503-8_0_4_node_64 | 0.4 | n |  | TRUE
70 | bus_LV_2503-8_0_4_node_109 | 0.4 | n |  | TRUE
71 | bus_LV_2503-8_0_4_node_76 | 0.4 | n |  | TRUE
72 | bus_LV_2503-8_0_4_node_48 | 0.4 | n |  | TRUE
73 | bus_LV_2503-8_0_4_node_49 | 0.4 | n |  | TRUE
74 | bus_LV_2503-8_0_4_node_50 | 0.4 | n |  | TRUE
75 | bus_LV_2503-8_0_4_node_52 | 0.4 | n |  | TRUE
76 | bus_LV_2503-8_0_4_node_53 | 0.4 | n |  | TRUE
77 | bus_LV_2503-8_0_4_node_69 | 0.4 | n |  | TRUE
78 | bus_LV_2503-8_0_4_node_68 | 0.4 | n |  | TRUE
79 | bus_LV_2503-8_0_4_node_58 | 0.4 | n |  | TRUE
80 | bus_LV_2503-8_0_4_node_123 | 0.4 | n |  | TRUE
81 | bus_LV_2503-8_0_4_node_101 | 0.4 | n |  | TRUE
82 | bus_LV_2503-8_0_4_node_62 | 0.4 | n |  | TRUE
83 | bus_LV_2503-8_0_4_node_63 | 0.4 | n |  | TRUE
84 | bus_LV_2503-8_0_4_node_66 | 0.4 | n |  | TRUE
85 | bus_LV_2503-8_0_4_node_102 | 0.4 | n |  | TRUE
86 | bus_LV_2503-8_0_4_node_80 | 0.4 | n |  | TRUE
87 | bus_LV_2503-8_0_4_node_81 | 0.4 | n |  | TRUE
88 | bus_LV_2503-8_0_4_node_82 | 0.4 | n |  | TRUE
89 | bus_LV_2503-8_0_4_node_83 | 0.4 | n |  | TRUE
90 | bus_LV_2503-8_0_4_node_84 | 0.4 | n |  | TRUE
91 | bus_LV_2503-8_0_4_node_98 | 0.4 | n |  | TRUE
92 | bus_LV_2503-8_0_4_node_104 | 0.4 | n |  | TRUE
93 | bus_LV_2503-8_0_4_node_106 | 0.4 | n |  | TRUE
94 | bus_LV_2503-8_0_4_node_105 | 0.4 | n |  | TRUE
95 | bus_LV_2503-8_0_4_node_130 | 0.4 | n |  | TRUE
96 | bus_LV_2503-8_0_4_node_133 | 0.4 | n |  | TRUE
97 | bus_LV_2503-8_0_4_node_132 | 0.4 | n |  | TRUE
98 | bus_LV_2503-8_0_4_node_128 | 0.4 | n |  | TRUE
99 | bus_LV_2503-8_0_4_node_96 | 0.4 | n |  | TRUE
100 | bus_LV_2503-8_0_4_node_85 | 0.4 | n |  | TRUE
101 | bus_LV_2503-8_0_4_node_86 | 0.4 | n |  | TRUE
102 | bus_LV_2503-8_0_4_node_88 | 0.4 | n |  | TRUE
103 | bus_LV_2503-8_0_4_node_94 | 0.4 | n |  | TRUE
104 | bus_LV_2503-8_0_4_node_91 | 0.4 | n |  | TRUE
105 | bus_LV_2503-8_0_4_node_111 | 0.4 | n |  | TRUE
106 | bus_LV_2503-8_0_4_node_108 | 0.4 | n |  | TRUE
107 | bus_LV_2503-8_0_4_node_92 | 0.4 | n |  | TRUE
108 | bus_LV_2503-8_0_4_node_110 | 0.4 | n |  | TRUE
109 | bus_LV_2503-8_0_4_node_113 | 0.4 | n |  | TRUE
110 | bus_LV_2503-8_0_4_node_112 | 0.4 | n |  | TRUE
111 | bus_LV_2503-8_0_4_node_114 | 0.4 | n |  | TRUE
112 | bus_LV_2503-8_0_4_node_107 | 0.4 | n |  | TRUE
113 | bus_LV_2503-8_0_4_node_97 | 0.4 | n |  | TRUE
114 | bus_LV_2503-8_0_4_node_99 | 0.4 | n |  | TRUE
115 | bus_LV_2503-8_0_4_node_100 | 0.4 | n |  | TRUE
116 | bus_LV_2503-8_0_4_node_126 | 0.4 | n |  | TRUE
117 | bus_LV_2503-8_0_4_node_127 | 0.4 | n |  | TRUE
118 | bus_LV_2503-8_0_4_node_117 | 0.4 | n |  | TRUE
119 | bus_LV_2503-8_0_4_node_116 | 0.4 | n |  | TRUE
120 | bus_LV_2503-8_0_4_node_118 | 0.4 | n |  | TRUE
121 | bus_LV_2503-8_0_4_node_131 | 0.4 | n |  | TRUE
122 | bus_LV_2503-8_0_4_node_134 | 0.4 | n |  | TRUE
123 | bus_MV_390_0_node_29 | 20 | n |  | TRUE

## load
| name | bus | p_mw | q_mvar | const_z_percent | const_i_percent | sn_mva | scaling | in_service | type
0 | LV_2503-8_0_4_load_0 | 0 | 0.0031307 | 0.00078464 | 0 | 0 |  | 1 | TRUE | wye
1 | LV_2503-8_0_4_load_4 | 3 | 0.010712 | 0.0026847 | 0 | 0 |  | 1 | TRUE | wye
2 | LV_2503-8_0_4_load_5 | 4 | 0.002696 | 0.00067567 | 0 | 0 |  | 1 | TRUE | wye
3 | LV_2503-8_0_4_load_7 | 6 | 0.003248 | 0.00081403 | 0 | 0 |  | 1 | TRUE | wye
4 | LV_2503-8_0_4_load_8 | 7 | 0.0074662 | 0.0018712 | 0 | 0 |  | 1 | TRUE | wye
5 | LV_2503-8_0_4_load_10 | 9 | 0.0028039 | 0.00070273 | 0 | 0 |  | 1 | TRUE | wye
6 | LV_2503-8_0_4_load_11 | 10 | 0.0092225 | 0.0023114 | 0 | 0 |  | 1 | TRUE | wye
7 | LV_2503-8_0_4_load_12 | 11 | 0.0016114 | 0.00040385 | 0 | 0 |  | 1 | TRUE | wye
8 | LV_2503-8_0_4_load_13 | 13 | 0.0051317 | 0.0012861 | 0 | 0 |  | 1 | TRUE | wye
9 | LV_2503-8_0_4_load_14 | 14 | 0.0037147 | 0.000931 | 0 | 0 |  | 1 | TRUE | wye
10 | LV_2503-8_0_4_load_15 | 15 | 0.0055826 | 0.0013991 | 0 | 0 |  | 1 | TRUE | wye
11 | LV_2503-8_0_4_load_16 | 16 | 0.00080292 | 0.00020123 | 0 | 0 |  | 1 | TRUE | wye
12 | LV_2503-8_0_4_load_56 | 17 | 0.0033597 | 0.00084201 | 0 | 0 |  | 1 | TRUE | wye
13 | LV_2503-8_0_4_load_72 | 18 | 0.019633 | 0.0049206 | 0 | 0 |  | 1 | TRUE | wye
14 | LV_2503-8_0_4_load_121 | 19 | 0.0016107 | 0.00040368 | 0 | 0 |  | 1 | TRUE | wye
15 | LV_2503-8_0_4_load_57 | 20 | 0.004515 | 0.0011316 | 0 | 0 |  | 1 | TRUE | wye
16 | LV_2503-8_0_4_load_70 | 22 | 0.0088245 | 0.0022116 | 0 | 0 |  | 1 | TRUE | wye
17 | LV_2503-8_0_4_load_61 | 23 | 0.0011407 | 0.0002859 | 0 | 0 |  | 1 | TRUE | wye
18 | LV_2503-8_0_4_load_55 | 25 | 0.0063128 | 0.0015821 | 0 | 0 |  | 1 | TRUE | wye
19 | LV_2503-8_0_4_load_60 | 26 | 0.0003545 | 8.8847e-05 | 0 | 0 |  | 1 | TRUE | wye
20 | LV_2503-8_0_4_load_17 | 27 | 0.0039731 | 0.00099575 | 0 | 0 |  | 1 | TRUE | wye
21 | LV_2503-8_0_4_load_18 | 28 | 0.0015888 | 0.00039819 | 0 | 0 |  | 1 | TRUE | wye
22 | LV_2503-8_0_4_load_20 | 30 | 0.0055114 | 0.0013813 | 0 | 0 |  | 1 | TRUE | wye
23 | LV_2503-8_0_4_load_21 | 31 | 0.0034132 | 0.00085542 | 0 | 0 |  | 1 | TRUE | wye
24 | LV_2503-8_0_4_load_22 | 32 | 0.0055583 | 0.0013931 | 0 | 0 |  | 1 | TRUE | wye
25 | LV_2503-8_0_4_load_23 | 33 | 0.0037091 | 0.00092958 | 0 | 0 |  | 1 | TRUE | wye
26 | LV_2503-8_0_4_load_115 | 36 | 0.0023428 | 0.00058715 | 0 | 0 |  | 1 | TRUE | wye
27 | LV_2503-8_0_4_load_67 | 38 | 0.0062507 | 0.0015666 | 0 | 0 |  | 1 | TRUE | wye
28 | LV_2503-8_0_4_load_28 | 39 | 0.0069649 | 0.0017456 | 0 | 0 |  | 1 | TRUE | wye
29 | LV_2503-8_0_4_load_77 | 40 | 0.0031622 | 0.00079252 | 0 | 0 |  | 1 | TRUE | wye
30 | LV_2503-8_0_4_load_38 | 41 | 0.005108 | 0.0012802 | 0 | 0 |  | 1 | TRUE | wye
31 | LV_2503-8_0_4_load_25 | 42 | 0.0044211 | 0.001108 | 0 | 0 |  | 1 | TRUE | wye
32 | LV_2503-8_0_4_load_26 | 43 | 0.0040415 | 0.0010129 | 0 | 0 |  | 1 | TRUE | wye
33 | LV_2503-8_0_4_load_27 | 44 | 0.0045118 | 0.0011308 | 0 | 0 |  | 1 | TRUE | wye
34 | LV_2503-8_0_4_load_125 | 47 | 0.0073499 | 0.0018421 | 0 | 0 |  | 1 | TRUE | wye
35 | LV_2503-8_0_4_load_79 | 48 | 0.011377 | 0.0028513 | 0 | 0 |  | 1 | TRUE | wye
36 | LV_2503-8_0_4_load_65 | 49 | 0.0011074 | 0.00027754 | 0 | 0 |  | 1 | TRUE | wye
37 | LV_2503-8_0_4_load_75 | 50 | 0.0071863 | 0.0018011 | 0 | 0 |  | 1 | TRUE | wye
38 | LV_2503-8_0_4_load_95 | 52 | 0.0086176 | 0.0021598 | 0 | 0 |  | 1 | TRUE | wye
39 | LV_2503-8_0_4_load_33 | 54 | 0.0060592 | 0.0015186 | 0 | 0 |  | 1 | TRUE | wye
40 | LV_2503-8_0_4_load_34 | 55 | 0.0031115 | 0.00077982 | 0 | 0 |  | 1 | TRUE | wye
41 | LV_2503-8_0_4_load_36 | 56 | 0.0058726 | 0.0014718 | 0 | 0 |  | 1 | TRUE | wye
42 | LV_2503-8_0_4_load_120 | 57 | 0.0054608 | 0.0013686 | 0 | 0 |  | 1 | TRUE | wye
43 | LV_2503-8_0_4_load_103 | 58 | 0.0023549 | 0.00059019 | 0 | 0 |  | 1 | TRUE | wye
44 | LV_2503-8_0_4_load_40 | 59 | 0.0007998 | 0.00020045 | 0 | 0 |  | 1 | TRUE | wye
45 | LV_2503-8_0_4_load_41 | 60 | 0.00065259 | 0.00016355 | 0 | 0 |  | 1 | TRUE | wye
46 | LV_2503-8_0_4_load_42 | 61 | 0.002 | 0.00050124 | 0 | 0 |  | 1 | TRUE | wye
47 | LV_2503-8_0_4_load_43 | 62 | 0.00072802 | 0.00018246 | 0 | 0 |  | 1 | TRUE | wye
48 | LV_2503-8_0_4_load_47 | 64 | 0.0010131 | 0.0002539 | 0 | 0 |  | 1 | TRUE | wye
49 | LV_2503-8_0_4_load_59 | 65 | 0.0017655 | 0.00044249 | 0 | 0 |  | 1 | TRUE | wye
50 | LV_2503-8_0_4_load_46 | 66 | 0.00078129 | 0.00019581 | 0 | 0 |  | 1 | TRUE | wye
51 | LV_2503-8_0_4_load_74 | 68 | 0.00347 | 0.00086966 | 0 | 0 |  | 1 | TRUE | wye
52 | LV_2503-8_0_4_load_64 | 69 | 0.00081674 | 0.00020469 | 0 | 0 |  | 1 | TRUE | wye
53 | LV_2503-8_0_4_load_76 | 71 | 0.0012932 | 0.00032411 | 0 | 0 |  | 1 | TRUE | wye
54 | LV_2503-8_0_4_load_48 | 72 | 0.0013767 | 0.00034504 | 0 | 0 |  | 1 | TRUE | wye
55 | LV_2503-8_0_4_load_52 | 75 | 0.010686 | 0.0026781 | 0 | 0 |  | 1 | TRUE | wye
56 | LV_2503-8_0_4_load_53 | 76 | 0.0021301 | 0.00053385 | 0 | 0 |  | 1 | TRUE | wye
57 | LV_2503-8_0_4_load_69 | 77 | 0.0051018 | 0.0012786 | 0 | 0 |  | 1 | TRUE | wye
58 | LV_2503-8_0_4_load_68 | 78 | 0.0018086 | 0.00045329 | 0 | 0 |  | 1 | TRUE | wye
59 | LV_2503-8_0_4_load_58 | 79 | 0.0050602 | 0.0012682 | 0 | 0 |  | 1 | TRUE | wye
60 | LV_2503-8_0_4_load_123 | 80 | 0.0065315 | 0.001637 | 0 | 0 |  | 1 | TRUE | wye
61 | LV_2503-8_0_4_load_62 | 82 | 0.0011601 | 0.00029076 | 0 | 0 |  | 1 | TRUE | wye
62 | LV_2503-8_0_4_load_63 | 83 | 0.00068219 | 0.00017097 | 0 | 0 |  | 1 | TRUE | wye
63 | LV_2503-8_0_4_load_66 | 84 | 0.0045649 | 0.0011441 | 0 | 0 |  | 1 | TRUE | wye
64 | LV_2503-8_0_4_load_80 | 86 | 0.0035241 | 0.00088322 | 0 | 0 |  | 1 | TRUE | wye
65 | LV_2503-8_0_4_load_81 | 87 | 0.011219 | 0.0028117 | 0 | 0 |  | 1 | TRUE | wye
66 | LV_2503-8_0_4_load_83 | 89 | 0.012642 | 0.0031685 | 0 | 0 |  | 1 | TRUE | wye
67 | LV_2503-8_0_4_load_130 | 95 | 0.021772 | 0.0054567 | 0 | 0 |  | 1 | TRUE | wye
68 | LV_2503-8_0_4_load_133 | 96 | 0.0088092 | 0.0022078 | 0 | 0 |  | 1 | TRUE | wye
69 | LV_2503-8_0_4_load_132 | 97 | 0.023099 | 0.0057891 | 0 | 0 |  | 1 | TRUE | wye
70 | LV_2503-8_0_4_load_128 | 98 | 0.031159 | 0.0078093 | 0 | 0 |  | 1 | TRUE | wye
71 | LV_2503-8_0_4_load_96 | 99 | 0.0099423 | 0.0024918 | 0 | 0 |  | 1 | TRUE | wye
72 | LV_2503-8_0_4_load_85 | 100 | 0.0020882 | 0.00052334 | 0 | 0 |  | 1 | TRUE | wye
73 | LV_2503-8_0_4_load_88 | 102 | 0.0072183 | 0.0018091 | 0 | 0 |  | 1 | TRUE | wye
74 | LV_2503-8_0_4_load_111 | 105 | 0.0036054 | 0.00090361 | 0 | 0 |  | 1 | TRUE | wye
75 | LV_2503-8_0_4_load_108 | 106 | 0.0039828 | 0.00099819 | 0 | 0 |  | 1 | TRUE | wye
76 | LV_2503-8_0_4_load_113 | 109 | 0.004313 | 0.001081 | 0 | 0 |  | 1 | TRUE | wye
77 | LV_2503-8_0_4_load_112 | 110 | 0.0079945 | 0.0020036 | 0 | 0 |  | 1 | TRUE | wye
78 | LV_2503-8_0_4_load_114 | 111 | 0.021538 | 0.0053979 | 0 | 0 |  | 1 | TRUE | wye
79 | LV_2503-8_0_4_load_107 | 112 | 0.0054021 | 0.0013539 | 0 | 0 |  | 1 | TRUE | wye
80 | LV_2503-8_0_4_load_97 | 113 | 0.016832 | 0.0042184 | 0 | 0 |  | 1 | TRUE | wye
81 | LV_2503-8_0_4_load_99 | 114 | 0.01696 | 0.0042505 | 0 | 0 |  | 1 | TRUE | wye
82 | LV_2503-8_0_4_load_100 | 115 | 0.013491 | 0.0033812 | 0 | 0 |  | 1 | TRUE | wye
83 | LV_2503-8_0_4_load_127 | 117 | 0.031656 | 0.0079338 | 0 | 0 |  | 1 | TRUE | wye
84 | LV_2503-8_0_4_load_117 | 118 | 0.0049244 | 0.0012342 | 0 | 0 |  | 1 | TRUE | wye
85 | LV_2503-8_0_4_load_116 | 119 | 0.0020906 | 0.00052397 | 0 | 0 |  | 1 | TRUE | wye
86 | LV_2503-8_0_4_load_118 | 120 | 0.0028903 | 0.00072439 | 0 | 0 |  | 1 | TRUE | wye
87 | LV_2503-8_0_4_load_134 | 122 | 0.011123 | 0.0027876 | 0 | 0 |  | 1 | TRUE | wye

## ext_grid
| name | bus | vm_pu | va_degree | slack_weight | in_service
0 |  | 52 | 1 | 0 | 1 | TRUE

## line
| name | std_type | from_bus | to_bus | length_km | r_ohm_per_km | x_ohm_per_km | c_nf_per_km | g_us_per_km | max_i_ka | df | parallel | type | in_service
0 | LV_2503-8_0_4_line_0 |  | 0 | 1 | 0.02034 | 0.125 | 0.08 | 261 | 0 | 0.364 | 1 | 1 | cs | TRUE
1 | LV_2503-8_0_4_line_1 |  | 1 | 2 | 0.036936 | 0.125 | 0.08 | 261 | 0 | 0.364 | 1 | 1 | cs | TRUE
2 | LV_2503-8_0_4_line_2 |  | 1 | 3 | 0.0203 | 0.125 | 0.08 | 261 | 0 | 0.364 | 1 | 1 | cs | TRUE
3 | LV_2503-8_0_4_line_3 |  | 1 | 4 | 0.010884 | 0.125 | 0.08 | 261 | 0 | 0.364 | 1 | 1 | cs | TRUE
4 | LV_2503-8_0_4_line_4 |  | 2 | 8 | 0.02457 | 0.125 | 0.08 | 261 | 0 | 0.364 | 1 | 1 | cs | TRUE
5 | LV_2503-8_0_4_line_5 |  | 2 | 9 | 0.017363 | 0.125 | 0.08 | 261 | 0 | 0.364 | 1 | 1 | cs | TRUE
6 | LV_2503-8_0_4_line_6 |  | 3 | 10 | 0.0062485 | 0.125 | 0.08 | 261 | 0 | 0.364 | 1 | 1 | cs | TRUE
7 | LV_2503-8_0_4_line_7 |  | 4 | 11 | 0.026667 | 0.125 | 0.08 | 261 | 0 | 0.364 | 1 | 1 | cs | TRUE
8 | LV_2503-8_0_4_line_8 |  | 5 | 6 | 0.024895 | 0.125 | 0.08 | 261 | 0 | 0.364 | 1 | 1 | cs | TRUE
9 | LV_2503-8_0_4_line_9 |  | 5 | 7 | 0.011208 | 0.125 | 0.08 | 261 | 0 | 0.364 | 1 | 1 | cs | TRUE
10 | LV_2503-8_0_4_line_10 |  | 6 | 15 | 0.0003121 | 0.125 | 0.08 | 261 | 0 | 0.364 | 1 | 1 | cs | TRUE
11 | LV_2503-8_0_4_line_11 |  | 7 | 16 | 0.049105 | 0.125 | 0.08 | 261 | 0 | 0.364 | 1 | 1 | cs | TRUE
12 | LV_2503-8_0_4_line_12 |  | 8 | 17 | 0.028274 | 0.125 | 0.08 | 261 | 0 | 0.364 | 1 | 1 | cs | TRUE
13 | LV_2503-8_0_4_line_13 |  | 10 | 18 | 0.032863 | 0.125 | 0.08 | 261 | 0 | 0.364 | 1 | 1 | cs | TRUE
14 | LV_2503-8_0_4_line_14 |  | 11 | 19 | 0.020719 | 0.125 | 0.08 | 261 | 0 | 0.364 | 1 | 1 | cs | TRUE
15 | LV_2503-8_0_4_line_15 |  | 12 | 13 | 0.010679 | 0.125 | 0.08 | 261 | 0 | 0.364 | 1 | 1 | cs | TRUE
16 | LV_2503-8_0_4_line_16 |  | 12 | 14 | 0.013916 | 0.125 | 0.08 | 261 | 0 | 0.364 | 1 | 1 | cs | TRUE
17 | LV_2503-8_0_4_line_17 |  | 13 | 20 | 0.0033297 | 0.125 | 0.08 | 261 | 0 | 0.364 | 1 | 1 | cs | TRUE
18 | LV_2503-8_0_4_line_18 |  | 14 | 21 | 0.0080987 | 0.125 | 0.08 | 261 | 0 | 0.364 | 1 | 1 | cs | TRUE
19 | LV_2503-8_0_4_line_19 |  | 15 | 22 | 0.010963 | 0.125 | 0.08 | 261 | 0 | 0.364 | 1 | 1 | cs | TRUE
20 | LV_2503-8_0_4_line_20 |  | 16 | 23 | 0.016516 | 0.125 | 0.08 | 261 | 0 | 0.364 | 1 | 1 | cs | TRUE
21 | LV_2503-8_0_4_line_21 |  | 17 | 21 | 0.0082802 | 0.125 | 0.08 | 261 | 0 | 0.364 | 1 | 1 | cs | TRUE
22 | LV_2503-8_0_4_line_22 |  | 20 | 24 | 0.040076 | 0.125 | 0.08 | 261 | 0 | 0.364 | 1 | 1 | cs | TRUE
23 | LV_2503-8_0_4_line_23 |  | 21 | 25 | 0.019072 | 0.125 | 0.08 | 261 | 0 | 0.364 | 1 | 1 | cs | TRUE
24 | LV_2503-8_0_4_line_24 |  | 23 | 26 | 0.0055119 | 0.125 | 0.08 | 261 | 0 | 0.364 | 1 | 1 | cs | TRUE
25 | LV_2503-8_0_4_line_25 |  | 24 | 65 | 0.016427 | 0.125 | 0.08 | 261 | 0 | 0.364 | 1 | 1 | cs | TRUE
26 | LV_2503-8_0_4_line_26 |  | 24 | 62 | 0.0067927 | 0.125 | 0.08 | 261 | 0 | 0.364 | 1 | 1 | cs | TRUE
27 | LV_2503-8_0_4_line_27 |  | 25 | 79 | 0.015395 | 0.125 | 0.08 | 261 | 0 | 0.364 | 1 | 1 | cs | TRUE
28 | LV_2503-8_0_4_line_28 |  | 26 | 82 | 0.01934 | 0.125 | 0.08 | 261 | 0 | 0.364 | 1 | 1 | cs | TRUE
29 | LV_2503-8_0_4_line_29 |  | 27 | 28 | 0.015966 | 0.125 | 0.08 | 261 | 0 | 0.364 | 1 | 1 | cs | TRUE
30 | LV_2503-8_0_4_line_30 |  | 27 | 29 | 0.012582 | 0.125 | 0.08 | 261 | 0 | 0.364 | 1 | 1 | cs | TRUE
31 | LV_2503-8_0_4_line_31 |  | 28 | 30 | 0.012346 | 0.125 | 0.08 | 261 | 0 | 0.364 | 1 | 1 | cs | TRUE
32 | LV_2503-8_0_4_line_32 |  | 29 | 31 | 0.024655 | 0.125 | 0.08 | 261 | 0 | 0.364 | 1 | 1 | cs | TRUE
33 | LV_2503-8_0_4_line_33 |  | 29 | 32 | 0.029087 | 0.125 | 0.08 | 261 | 0 | 0.364 | 1 | 1 | cs | TRUE
34 | LV_2503-8_0_4_line_34 |  | 30 | 33 | 0.0039602 | 0.125 | 0.08 | 261 | 0 | 0.364 | 1 | 1 | cs | TRUE
35 | LV_2503-8_0_4_line_35 |  | 32 | 34 | 0.025997 | 0.125 | 0.08 | 261 | 0 | 0.364 | 1 | 1 | cs | TRUE
36 | LV_2503-8_0_4_line_36 |  | 34 | 35 | 0.026069 | 0.125 | 0.08 | 261 | 0 | 0.364 | 1 | 1 | cs | TRUE
37 | LV_2503-8_0_4_line_37 |  | 34 | 36 | 0.034586 | 0.125 | 0.08 | 261 | 0 | 0.364 | 1 | 1 | cs | TRUE
38 | LV_2503-8_0_4_line_38 |  | 35 | 37 | 0.025048 | 0.125 | 0.08 | 261 | 0 | 0.364 | 1 | 1 | cs | TRUE
39 | LV_2503-8_0_4_line_39 |  | 35 | 38 | 0.014239 | 0.125 | 0.08 | 261 | 0 | 0.364 | 1 | 1 | cs | TRUE
40 | LV_2503-8_0_4_line_40 |  | 35 | 39 | 0.021489 | 0.125 | 0.08 | 261 | 0 | 0.364 | 1 | 1 | cs | TRUE
41 | LV_2503-8_0_4_line_41 |  | 36 | 41 | 0.024396 | 0.125 | 0.08 | 261 | 0 | 0.364 | 1 | 1 | cs | TRUE
42 | LV_2503-8_0_4_line_42 |  | 37 | 40 | 0.017204 | 0.125 | 0.08 | 261 | 0 | 0.364 | 1 | 1 | cs | TRUE
43 | LV_2503-8_0_4_line_43 |  | 38 | 49 | 0.023627 | 0.125 | 0.08 | 261 | 0 | 0.364 | 1 | 1 | cs | TRUE
44 | LV_2503-8_0_4_line_44 |  | 39 | 43 | 0.022564 | 0.125 | 0.08 | 261 | 0 | 0.364 | 1 | 1 | cs | TRUE
45 | LV_2503-8_0_4_line_45 |  | 40 | 50 | 0.00070485 | 0.125 | 0.08 | 261 | 0 | 0.364 | 1 | 1 | cs | TRUE
46 | LV_2503-8_0_4_line_46 |  | 41 | 56 | 0.0072601 | 0.125 | 0.08 | 261 | 0 | 0.364 | 1 | 1 | cs | TRUE
47 | LV_2503-8_0_4_line_47 |  | 42 | 43 | 0.035808 | 0.125 | 0.08 | 261 | 0 | 0.364 | 1 | 1 | cs | TRUE
48 | LV_2503-8_0_4_line_48 |  | 42 | 44 | 0.0030594 | 0.125 | 0.08 | 261 | 0 | 0.364 | 1 | 1 | cs | TRUE
49 | LV_2503-8_0_4_line_49 |  | 44 | 45 | 0.0028935 | 0.125 | 0.08 | 261 | 0 | 0.364 | 1 | 1 | cs | TRUE
50 | LV_2503-8_0_4_line_50 |  | 45 | 46 | 0.008695 | 0.125 | 0.08 | 261 | 0 | 0.364 | 1 | 1 | cs | TRUE
51 | LV_2503-8_0_4_line_51 |  | 46 | 47 | 0.026434 | 0.125 | 0.08 | 261 | 0 | 0.364 | 1 | 4 | cs | TRUE
52 | LV_2503-8_0_4_line_52 |  | 46 | 48 | 0.018809 | 0.125 | 0.08 | 261 | 0 | 0.364 | 1 | 4 | cs | TRUE
53 | LV_2503-8_0_4_line_53 |  | 47 | 51 | 0.021199 | 0.125 | 0.08 | 261 | 0 | 0.364 | 1 | 4 | cs | TRUE
54 | LV_2503-8_0_4_line_54 |  | 48 | 52 | 0.017345 | 0.125 | 0.08 | 261 | 0 | 0.364 | 1 | 4 | cs | TRUE
55 | LV_2503-8_0_4_line_55 |  | 48 | 53 | 0.017173 | 0.125 | 0.08 | 261 | 0 | 0.364 | 1 | 1 | cs | TRUE
56 | LV_2503-8_0_4_line_56 |  | 49 | 84 | 0.030701 | 0.125 | 0.08 | 261 | 0 | 0.364 | 1 | 1 | cs | TRUE
57 | LV_2503-8_0_4_line_57 |  | 51 | 121 | 0.049726 | 0.125 | 0.08 | 261 | 0 | 0.364 | 1 | 1 | cs | TRUE
58 | LV_2503-8_0_4_line_58 |  | 51 | 95 | 0.017109 | 0.125 | 0.08 | 261 | 0 | 0.364 | 1 | 4 | cs | TRUE
59 | LV_2503-8_0_4_line_59 |  | 53 | 71 | 0.017744 | 0.125 | 0.08 | 261 | 0 | 0.364 | 1 | 1 | cs | TRUE
60 | LV_2503-8_0_4_line_60 |  | 53 | 64 | 0.022981 | 0.125 | 0.08 | 261 | 0 | 0.364 | 1 | 1 | cs | TRUE
61 | LV_2503-8_0_4_line_61 |  | 54 | 55 | 0.0084429 | 0.125 | 0.08 | 261 | 0 | 0.364 | 1 | 1 | cs | TRUE
62 | LV_2503-8_0_4_line_62 |  | 55 | 56 | 0.019735 | 0.125 | 0.08 | 261 | 0 | 0.364 | 1 | 1 | cs | TRUE
63 | LV_2503-8_0_4_line_63 |  | 57 | 58 | 0.012282 | 0.125 | 0.08 | 261 | 0 | 0.364 | 1 | 1 | cs | TRUE
64 | LV_2503-8_0_4_line_64 |  | 58 | 81 | 0.051969 | 0.125 | 0.08 | 261 | 0 | 0.364 | 1 | 1 | cs | TRUE
65 | LV_2503-8_0_4_line_65 |  | 59 | 60 | 0.0099902 | 0.125 | 0.08 | 261 | 0 | 0.364 | 1 | 1 | cs | TRUE
66 | LV_2503-8_0_4_line_66 |  | 59 | 61 | 0.012692 | 0.125 | 0.08 | 261 | 0 | 0.364 | 1 | 1 | cs | TRUE
67 | LV_2503-8_0_4_line_67 |  | 60 | 62 | 0.0084316 | 0.125 | 0.08 | 261 | 0 | 0.364 | 1 | 1 | cs | TRUE
68 | LV_2503-8_0_4_line_68 |  | 61 | 63 | 0.016273 | 0.125 | 0.08 | 261 | 0 | 0.364 | 1 | 1 | cs | TRUE
69 | LV_2503-8_0_4_line_69 |  | 63 | 64 | 0.0081694 | 0.125 | 0.08 | 261 | 0 | 0.364 | 1 | 1 | cs | TRUE
70 | LV_2503-8_0_4_line_70 |  | 65 | 68 | 0.0011106 | 0.125 | 0.08 | 261 | 0 | 0.364 | 1 | 1 | cs | TRUE
71 | LV_2503-8_0_4_line_71 |  | 66 | 67 | 0.0022173 | 0.125 | 0.08 | 261 | 0 | 0.364 | 1 | 1 | cs | TRUE
72 | LV_2503-8_0_4_line_72 |  | 67 | 69 | 0.0096004 | 0.125 | 0.08 | 261 | 0 | 0.364 | 1 | 1 | cs | TRUE
73 | LV_2503-8_0_4_line_73 |  | 67 | 70 | 0.012908 | 0.125 | 0.08 | 261 | 0 | 0.364 | 1 | 1 | cs | TRUE
74 | LV_2503-8_0_4_line_74 |  | 68 | 81 | 0.019593 | 0.125 | 0.08 | 261 | 0 | 0.364 | 1 | 1 | cs | TRUE
75 | LV_2503-8_0_4_line_75 |  | 69 | 83 | 0.00037488 | 0.125 | 0.08 | 261 | 0 | 0.364 | 1 | 1 | cs | TRUE
76 | LV_2503-8_0_4_line_76 |  | 70 | 107 | 0.034183 | 0.125 | 0.08 | 261 | 0 | 0.364 | 1 | 1 | cs | TRUE
77 | LV_2503-8_0_4_line_77 |  | 72 | 73 | 0.078644 | 0.125 | 0.08 | 261 | 0 | 0.364 | 1 | 1 | cs | TRUE
78 | LV_2503-8_0_4_line_78 |  | 73 | 74 | 0.11827 | 0.125 | 0.08 | 261 | 0 | 0.364 | 1 | 1 | cs | TRUE
79 | LV_2503-8_0_4_line_79 |  | 74 | 75 | 0.14039 | 0.125 | 0.08 | 261 | 0 | 0.364 | 1 | 1 | cs | TRUE
80 | LV_2503-8_0_4_line_80 |  | 74 | 76 | 0.13112 | 0.125 | 0.08 | 261 | 0 | 0.364 | 1 | 1 | cs | TRUE
81 | LV_2503-8_0_4_line_81 |  | 76 | 77 | 0.037172 | 0.125 | 0.08 | 261 | 0 | 0.364 | 1 | 1 | cs | TRUE
82 | LV_2503-8_0_4_line_82 |  | 77 | 78 | 0.013187 | 0.125 | 0.08 | 261 | 0 | 0.364 | 1 | 1 | cs | TRUE
83 | LV_2503-8_0_4_line_83 |  | 78 | 84 | 0.0056343 | 0.125 | 0.08 | 261 | 0 | 0.364 | 1 | 1 | cs | TRUE
84 | LV_2503-8_0_4_line_84 |  | 79 | 80 | 0.0013488 | 0.125 | 0.08 | 261 | 0 | 0.364 | 1 | 1 | cs | TRUE
85 | LV_2503-8_0_4_line_85 |  | 81 | 85 | 0.011131 | 0.125 | 0.08 | 261 | 0 | 0.364 | 1 | 1 | cs | TRUE
86 | LV_2503-8_0_4_line_86 |  | 82 | 83 | 0.0028318 | 0.125 | 0.08 | 261 | 0 | 0.364 | 1 | 1 | cs | TRUE
87 | LV_2503-8_0_4_line_87 |  | 85 | 118 | 0.0055102 | 0.125 | 0.08 | 261 | 0 | 0.364 | 1 | 1 | cs | TRUE
88 | LV_2503-8_0_4_line_88 |  | 86 | 87 | 0.10294 | 0.125 | 0.08 | 261 | 0 | 0.364 | 1 | 1 | cs | TRUE
89 | LV_2503-8_0_4_line_89 |  | 86 | 88 | 0.014276 | 0.125 | 0.08 | 261 | 0 | 0.364 | 1 | 1 | cs | TRUE
90 | LV_2503-8_0_4_line_90 |  | 88 | 89 | 0.014632 | 0.125 | 0.08 | 261 | 0 | 0.364 | 1 | 1 | cs | TRUE
91 | LV_2503-8_0_4_line_91 |  | 89 | 90 | 0.057763 | 0.125 | 0.08 | 261 | 0 | 0.364 | 1 | 1 | cs | TRUE
92 | LV_2503-8_0_4_line_92 |  | 90 | 91 | 0.061689 | 0.125 | 0.08 | 261 | 0 | 0.364 | 1 | 1 | cs | TRUE
93 | LV_2503-8_0_4_line_93 |  | 91 | 99 | 0.011228 | 0.125 | 0.08 | 261 | 0 | 0.364 | 1 | 1 | cs | TRUE
94 | LV_2503-8_0_4_line_94 |  | 92 | 93 | 0.012523 | 0.125 | 0.08 | 261 | 0 | 0.364 | 1 | 4 | cs | TRUE
95 | LV_2503-8_0_4_line_95 |  | 92 | 94 | 0.0095614 | 0.125 | 0.08 | 261 | 0 | 0.364 | 1 | 1 | cs | TRUE
96 | LV_2503-8_0_4_line_96 |  | 92 | 95 | 0.015415 | 0.125 | 0.08 | 261 | 0 | 0.364 | 1 | 4 | cs | TRUE
97 | LV_2503-8_0_4_line_97 |  | 93 | 98 | 0.019636 | 0.125 | 0.08 | 261 | 0 | 0.364 | 1 | 2 | cs | TRUE
98 | LV_2503-8_0_4_line_98 |  | 94 | 96 | 0.022202 | 0.125 | 0.08 | 261 | 0 | 0.364 | 1 | 1 | cs | TRUE
99 | LV_2503-8_0_4_line_99 |  | 94 | 97 | 0.013192 | 0.125 | 0.08 | 261 | 0 | 0.364 | 1 | 1 | cs | TRUE
100 | LV_2503-8_0_4_line_100 |  | 96 | 111 | 0.0059382 | 0.125 | 0.08 | 261 | 0 | 0.364 | 1 | 1 | cs | TRUE
101 | LV_2503-8_0_4_line_101 |  | 97 | 108 | 0.018003 | 0.125 | 0.08 | 261 | 0 | 0.364 | 1 | 1 | cs | TRUE
102 | LV_2503-8_0_4_line_102 |  | 98 | 116 | 0.0086898 | 0.125 | 0.08 | 261 | 0 | 0.364 | 1 | 1 | cs | TRUE
103 | LV_2503-8_0_4_line_103 |  | 99 | 113 | 0.002491 | 0.125 | 0.08 | 261 | 0 | 0.364 | 1 | 1 | cs | TRUE
104 | LV_2503-8_0_4_line_104 |  | 100 | 101 | 0.0099241 | 0.125 | 0.08 | 261 | 0 | 0.364 | 1 | 1 | cs | TRUE
105 | LV_2503-8_0_4_line_105 |  | 101 | 102 | 0.034753 | 0.125 | 0.08 | 261 | 0 | 0.364 | 1 | 1 | cs | TRUE
106 | LV_2503-8_0_4_line_106 |  | 102 | 103 | 0.036811 | 0.125 | 0.08 | 261 | 0 | 0.364 | 1 | 1 | cs | TRUE
107 | LV_2503-8_0_4_line_107 |  | 103 | 108 | 0.025871 | 0.125 | 0.08 | 261 | 0 | 0.364 | 1 | 1 | cs | TRUE
108 | LV_2503-8_0_4_line_108 |  | 103 | 109 | 0.022058 | 0.125 | 0.08 | 261 | 0 | 0.364 | 1 | 1 | cs | TRUE
109 | LV_2503-8_0_4_line_109 |  | 103 | 107 | 0.026086 | 0.125 | 0.08 | 261 | 0 | 0.364 | 1 | 1 | cs | TRUE
110 | LV_2503-8_0_4_line_110 |  | 104 | 105 | 0.0079354 | 0.125 | 0.08 | 261 | 0 | 0.364 | 1 | 1 | cs | TRUE
111 | LV_2503-8_0_4_line_111 |  | 104 | 106 | 0.013912 | 0.125 | 0.08 | 261 | 0 | 0.364 | 1 | 1 | cs | TRUE
112 | LV_2503-8_0_4_line_112 |  | 105 | 107 | 0.0062799 | 0.125 | 0.08 | 261 | 0 | 0.364 | 1 | 1 | cs | TRUE
113 | LV_2503-8_0_4_line_113 |  | 106 | 112 | 0.020829 | 0.125 | 0.08 | 261 | 0 | 0.364 | 1 | 1 | cs | TRUE
114 | LV_2503-8_0_4_line_114 |  | 109 | 110 | 0.0036207 | 0.125 | 0.08 | 261 | 0 | 0.364 | 1 | 1 | cs | TRUE
115 | LV_2503-8_0_4_line_115 |  | 113 | 114 | 0.021452 | 0.125 | 0.08 | 261 | 0 | 0.364 | 1 | 1 | cs | TRUE
116 | LV_2503-8_0_4_line_116 |  | 114 | 115 | 0.0015544 | 0.125 | 0.08 | 261 | 0 | 0.364 | 1 | 1 | cs | TRUE
117 | LV_2503-8_0_4_line_117 |  | 115 | 116 | 0.012407 | 0.125 | 0.08 | 261 | 0 | 0.364 | 1 | 1 | cs | TRUE
118 | LV_2503-8_0_4_line_118 |  | 116 | 117 | 0.020991 | 0.125 | 0.08 | 261 | 0 | 0.364 | 1 | 1 | cs | TRUE
119 | LV_2503-8_0_4_line_119 |  | 118 | 119 | 0.038146 | 0.125 | 0.08 | 261 | 0 | 0.364 | 1 | 1 | cs | TRUE
120 | LV_2503-8_0_4_line_120 |  | 119 | 120 | 0.021644 | 0.125 | 0.08 | 261 | 0 | 0.364 | 1 | 1 | cs | TRUE
121 | LV_2503-8_0_4_line_121 |  | 121 | 122 | 0.021091 | 0.125 | 0.08 | 261 | 0 | 0.364 | 1 | 1 | cs | TRUE

## trafo
| name | std_type | hv_bus | lv_bus | sn_mva | vn_hv_kv | vn_lv_kv | vk_percent | vkr_percent | pfe_kw | i0_percent | shift_degree | tap_side | tap_neutral | tap_min | tap_max | tap_step_percent | tap_step_degree | tap_pos | tap_phase_shifter | parallel | df | in_service
0 | LV_2503-8_0_4_trafo_95 | 0.63 MVA 20/0.4 kV | 123 | 52 | 0.63 | 20 | 0.4 | 6 | 1.206 | 1.65 | 0.2619 | 150 | hv | 0 | -2 | 2 | 2.5 | 0 | 0 | FALSE | 1 | 1 | TRUE

## line_geodata
| x0 | y0 | x1 | y1 | x2 | y2 | x3 | y3 | x4 | y4 | x5 | y5 | x6 | y6 | x7 | y7 | x8 | y8 | x9 | y9 | x10 | y10 | x11 | y11 | x12 | y12 | x13 | y13
0 | 2642795.1174 | 1249613.421 | 2642798.702 | 1249617.8054 | 2642812.0518 | 1249623.9027
1 | 2642795.1174 | 1249613.421 | 2642811.1217 | 1249580.1142
2 | 2642795.1174 | 1249613.421 | 2642786.1126 | 1249631.6143
3 | 2642795.1174 | 1249613.421 | 2642789.1164 | 1249610.1422 | 2642785.2991 | 1249608.8007
4 | 2642823.9097 | 1249559.3814 | 2642817.8132 | 1249566.1864 | 2642811.1217 | 1249580.1142
5 | 2642811.1217 | 1249580.1142 | 2642795.0776 | 1249573.4756
6 | 2642786.1126 | 1249631.6143 | 2642783.3408 | 1249637.2144
7 | 2642760.1406 | 1249599.9588 | 2642785.2991 | 1249608.8007
8 | 2642856.9066 | 1249644.4212 | 2642851.106 | 1249668.6314
9 | 2642856.9066 | 1249644.4212 | 2642867.5643 | 1249647.8894
10 | 2642851.0332 | 1249668.9349 | 2642851.106 | 1249668.6314
11 | 2642867.5643 | 1249647.8894 | 2642867.5643 | 1249647.8894 | 2642879.6645 | 1249650.2451 | 2642893.2431 | 1249652.7783 | 2642904.8797 | 1249654.508 | 2642916.047 | 1249655.3646
12 | 2642823.9097 | 1249559.3814 | 2642833.1676 | 1249566.4419 | 2642847.8789 | 1249574.1978
13 | 2642771.8638 | 1249667.8815 | 2642777.3123 | 1249649.3945 | 2642783.3408 | 1249637.2144
14 | 2642740.9295 | 1249592.2008 | 2642759.4005 | 1249599.6987 | 2642760.1406 | 1249599.9588
15 | 2642876.111 | 1249585.1869 | 2642886.1865 | 1249588.7263
16 | 2642876.111 | 1249585.1869 | 2642863.1426 | 1249580.1381
17 | 2642889.328 | 1249589.8299 | 2642886.1865 | 1249588.7263
18 | 2642855.5957 | 1249577.2 | 2642863.1426 | 1249580.1381
19 | 2642850.1001 | 1249679.4733 | 2642849.0988 | 1249677.0089 | 2642851.0332 | 1249668.9349
20 | 2642916.047 | 1249655.3646 | 2642924.4074 | 1249656.0058 | 2642932.4416 | 1249657.2591
21 | 2642855.5957 | 1249577.2 | 2642847.8789 | 1249574.1978
22 | 2642927.1383 | 1249603.1123 | 2642889.328 | 1249589.8299
23 | 2642855.5957 | 1249577.2 | 2642863.6719 | 1249559.9222
24 | 2642932.4416 | 1249657.2591 | 2642937.8876 | 1249658.1086
25 | 2642927.1383 | 1249603.1123 | 2642931.1982 | 1249591.9009 | 2642932.8111 | 1249587.6966
26 | 2642927.1383 | 1249603.1123 | 2642933.5067 | 1249605.4755
27 | 2642863.6719 | 1249559.9222 | 2642870.191 | 1249545.9758
28 | 2642956.9864 | 1249661.1495 | 2642953.2598 | 1249660.5066 | 2642937.8876 | 1249658.1086
29 | 2642987.8112 | 1249516.4439 | 2642987.6178 | 1249512.7118 | 2642987.9446 | 1249500.4872
30 | 2642992.6543 | 1249527.1914 | 2642990.2441 | 1249525.3505 | 2642988.6278 | 1249523.3596 | 2642988.0218 | 1249520.5089 | 2642987.8112 | 1249516.4439
31 | 2642988.2745 | 1249488.1453 | 2642987.9446 | 1249500.4872
32 | 2642992.6543 | 1249527.1914 | 2642982.1492 | 1249549.508
33 | 2642992.6543 | 1249527.1914 | 2642994.8501 | 1249528.3859 | 2642997.1263 | 1249528.925 | 2642999.5224 | 1249529.5761 | 2643006.4189 | 1249530.1264 | 2643021.2616 | 1249529.7756
34 | 2642988.3803 | 1249484.1865 | 2642988.2745 | 1249488.1453
35 | 2643047.2412 | 1249530.078 | 2643034.1315 | 1249529.4714 | 2643021.2616 | 1249529.7756
36 | 2643047.2412 | 1249530.078 | 2643046.8056 | 1249536.0011 | 2643045.8727 | 1249551.1489 | 2643050.8257 | 1249551.0959
37 | 2643047.2412 | 1249530.078 | 2643048.9922 | 1249503.1171 | 2643049.093 | 1249495.549
38 | 2643044.9418 | 1249571.2223 | 2643045.8727 | 1249551.1489 | 2643050.8257 | 1249551.0959
39 | 2643050.8257 | 1249551.0959 | 2643064.8413 | 1249548.5848
40 | 2643050.8257 | 1249551.0959 | 2643048.6645 | 1249558.652 | 2643048.7394 | 1249563.9338 | 2643048.9667 | 1249572.278
41 | 2643049.4177 | 1249471.1556 | 2643049.093 | 1249495.549
42 | 2643044.9418 | 1249571.2223 | 2643028.5018 | 1249576.2922
43 | 2643064.8413 | 1249548.5848 | 2643071.2821 | 1249547.4308 | 2643080.8512 | 1249544.8652 | 2643086.8517 | 1249540.9284
44 | 2643047.1717 | 1249594.5189 | 2643047.3502 | 1249583.6925 | 2643049.1447 | 1249578.8134 | 2643048.9667 | 1249572.278
45 | 2643028.5018 | 1249576.2922 | 2643027.8282 | 1249576.4999
46 | 2643049.2935 | 1249463.8969 | 2643049.424 | 1249470.6874 | 2643049.4177 | 1249471.1556
47 | 2643045.1637 | 1249630.2574 | 2643046.9859 | 1249605.7936 | 2643047.1717 | 1249594.5189
48 | 2643045.1637 | 1249630.2574 | 2643044.9364 | 1249633.3083
49 | 2643042.0863 | 1249632.8095 | 2643044.9364 | 1249633.3083
50 | 2643041.2609 | 1249641.4649 | 2643042.0863 | 1249632.8095
51 | 2643041.2609 | 1249641.4649 | 2643039.2271 | 1249656.4268 | 2643036.9949 | 1249667.5398
52 | 2643041.2609 | 1249641.4649 | 2643035.5621 | 1249641.3012 | 2643022.7884 | 1249638.1287
53 | 2643032.82 | 1249688.324 | 2643036.9949 | 1249667.5398
54 | 2643022.7884 | 1249638.1287 | 2643019.0078 | 1249652.4553 | 2643016.5231 | 1249651.9911
55 | 2643022.7884 | 1249638.1287 | 2643006.0733 | 1249633.9825
56 | 2643099.8037 | 1249514.4047 | 2643098.6034 | 1249522.7015 | 2643097.8038 | 1249527.7991 | 2643095.7428 | 1249530.9085 | 2643091.0182 | 1249536.9226 | 2643086.8517 | 1249540.9284 | 2643086.8517 | 1249540.9284
57 | 2643032.82 | 1249688.324 | 2643064.1458 | 1249693.1879 | 2643081.9026 | 1249696.2856
58 | 2643032.82 | 1249688.324 | 2643030.3666 | 1249705.2564
59 | 2643006.0733 | 1249633.9825 | 2643011.073 | 1249616.9574
60 | 2643006.0733 | 1249633.9825 | 2642993.5331 | 1249630.8784 | 2642983.9082 | 1249627.9428
61 | 2643047.547 | 1249435.8345 | 2643048.9144 | 1249444.1659 | 2643048.9144 | 1249444.1659
62 | 2643049.2935 | 1249463.8969 | 2643048.9144 | 1249444.1659
63 | 2642915.2107 | 1249526.0923 | 2642915.7026 | 1249524.5992 | 2642918.9872 | 1249514.4056
64 | 2642937.1989 | 1249568.1061 | 2642934.5024 | 1249564.1061 | 2642914.3977 | 1249543.2022 | 2642912.7994 | 1249540.8002 | 2642912.1042 | 1249538.8049 | 2642912.3042 | 1249536.2046 | 2642913.1011 | 1249532.4968 | 2642915.2107 | 1249526.0923
65 | 2642941.4116 | 1249608.4088 | 2642950.7778 | 1249611.8844
66 | 2642962.4131 | 1249616.916 | 2642956.3226 | 1249613.9419 | 2642950.7778 | 1249611.8844
67 | 2642941.4116 | 1249608.4088 | 2642933.5067 | 1249605.4755
68 | 2642976.0941 | 1249625.5596 | 2642969.4504 | 1249620.3524 | 2642962.4131 | 1249616.916
69 | 2642976.0941 | 1249625.5596 | 2642983.9082 | 1249627.9428
70 | 2642932.8111 | 1249587.6966 | 2642933.2089 | 1249586.6597
71 | 2642969.607 | 1249663.3268 | 2642969.6048 | 1249661.1095
72 | 2642969.607 | 1249663.3268 | 2642960.1464 | 1249661.6946
73 | 2642969.607 | 1249663.3268 | 2642972.7097 | 1249675.8577
74 | 2642937.1989 | 1249568.1061 | 2642938.1019 | 1249570.6032 | 2642938.1004 | 1249572.9047 | 2642937.7997 | 1249574.8038 | 2642936.8002 | 1249577.2983 | 2642933.2089 | 1249586.6597
75 | 2642960.1464 | 1249661.6946 | 2642959.777 | 1249661.6309
76 | 2642960.5527 | 1249699.063 | 2642961.6388 | 1249688.7862 | 2642973.8265 | 1249687.3846 | 2642972.7097 | 1249675.8577
77 | 2643374.0759 | 1249422.364 | 2643379.4988 | 1249419.0014 | 2643388.9013 | 1249411.3984 | 2643394.5991 | 1249407.6042 | 2643403.1993 | 1249404.3983 | 2643415.9995 | 1249400.9007 | 2643429.9798 | 1249396.0553 | 2643445.5841 | 1249392.1647
78 | 2643268.935 | 1249474.1087 | 2643275.1632 | 1249472.1084 | 2643280.4883 | 1249470.7352 | 2643291.9693 | 1249466.9275 | 2643297.0071 | 1249464.5849 | 2643304.2179 | 1249461.4021 | 2643311.1799 | 1249458.1618 | 2643320.5712 | 1249454.1388 | 2643336.9989 | 1249449.0999 | 2643348.6025 | 1249443.0028 | 2643353.5996 | 1249439.0033 | 2643374.0759 | 1249422.364
79 | 2643268.935 | 1249474.1087 | 2643274.3684 | 1249474.4597 | 2643299.5359 | 1249466.7159 | 2643326.5144 | 1249460.1418 | 2643357.1276 | 1249452.1267 | 2643404.7093 | 1249439.6065
80 | 2643268.935 | 1249474.1087 | 2643253.102 | 1249479.3968 | 2643247.8005 | 1249479.6028 | 2643225.2036 | 1249476.5027 | 2643213.3016 | 1249474.9038 | 2643200.4969 | 1249471.7973 | 2643189.201 | 1249469.9027 | 2643185.1004 | 1249469.0056 | 2643179.4991 | 1249468.8981 | 2643174.0016 | 1249470.1033 | 2643168.1002 | 1249471.806 | 2643157.7987 | 1249475.4001 | 2643147.6009 | 1249480.2959 | 2643142.3746 | 1249482.9902
81 | 2643108.7032 | 1249498.4154 | 2643111.0987 | 1249496.6971 | 2643115.0988 | 1249494.8027 | 2643119.0026 | 1249493.697 | 2643124.604 | 1249491.703 | 2643134.2024 | 1249487.2031 | 2643142.3746 | 1249482.9902
82 | 2643108.7032 | 1249498.4154 | 2643107.6 | 1249499.2067 | 2643104.5011 | 1249502.7977 | 2643101.8996 | 1249506.5035 | 2643100.9989 | 1249508.8986 | 2643100.9989 | 1249508.8986
83 | 2643099.8037 | 1249514.4047 | 2643099.8037 | 1249514.4047 | 2643100.9989 | 1249508.8986
84 | 2642870.191 | 1249545.9758 | 2642870.7621 | 1249544.7539
85 | 2642937.1989 | 1249568.1061 | 2642938.7736 | 1249557.0879
86 | 2642956.9864 | 1249661.1495 | 2642959.777 | 1249661.6309
87 | 2642938.7736 | 1249557.0879 | 2642943.6318 | 1249554.488
88 | 2643138.6043 | 1249712.376 | 2643129.2724 | 1249694.762 | 2643128.823 | 1249687.0091 | 2643134.7083 | 1249657.3765 | 2643129.8111 | 1249653.9275 | 2643130.7717 | 1249639.1467 | 2643123.9456 | 1249615.896
89 | 2643145.6631 | 1249724.7792 | 2643141.3594 | 1249717.5764 | 2643138.6043 | 1249712.376
90 | 2643145.6631 | 1249724.7792 | 2643143.0549 | 1249728.3848 | 2643140.912 | 1249731.3379 | 2643138.0616 | 1249737.2166
91 | 2643120.7705 | 1249791.4429 | 2643120.9439 | 1249782.1268 | 2643123.5962 | 1249767.2695 | 2643128.9859 | 1249755.9344 | 2643138.0616 | 1249737.2166
92 | 2643120.7705 | 1249791.4429 | 2643115.4015 | 1249791.6151 | 2643123.4586 | 1249746.7436 | 2643113.1292 | 1249743.8443
93 | 2643113.1292 | 1249743.8443 | 2643102.3177 | 1249740.8132
94 | 2643037.5458 | 1249727.8848 | 2643037.1636 | 1249725.4137 | 2643035.9565 | 1249723.2146 | 2643034.066 | 1249721.5664 | 2643031.7246 | 1249720.66 | 2643029.211 | 1249720.6084
95 | 2643029.211 | 1249720.6084 | 2643027.4179 | 1249721.1402 | 2643025.818 | 1249722.0959 | 2643024.5248 | 1249723.4429 | 2643021.2951 | 1249721.1513
96 | 2643029.211 | 1249720.6084 | 2643029.5853 | 1249710.6488 | 2643030.3666 | 1249705.2564
97 | 2643037.5458 | 1249727.8848 | 2643046.815 | 1249728.1078 | 2643056.9589 | 1249730.2316
98 | 2643021.2951 | 1249721.1513 | 2643016.2657 | 1249734.8685 | 2643013.7832 | 1249742.0434
99 | 2643021.2951 | 1249721.1513 | 2643008.4269 | 1249718.2457
100 | 2643013.7832 | 1249742.0434 | 2643013.027 | 1249744.2291 | 2643013.1038 | 1249747.8537
101 | 2642990.7653 | 1249714.8146 | 2642998.5025 | 1249716.0049 | 2643008.4269 | 1249718.2457
102 | 2643065.4643 | 1249732.0124 | 2643056.9589 | 1249730.2316
103 | 2643102.3177 | 1249740.8132 | 2643099.9191 | 1249740.1407
104 | 2642911.1987 | 1249755.6994 | 2642909.1999 | 1249754.4063 | 2642902.3972 | 1249752.4002 | 2642901.9651 | 1249752.2704
105 | 2642911.1987 | 1249755.6994 | 2642919.2985 | 1249744.3504 | 2642923.6037 | 1249739.9007 | 2642930.2024 | 1249733.5998 | 2642934.5784 | 1249730.2776
106 | 2642967.1013 | 1249713.2199 | 2642954.3007 | 1249718.9978 | 2642942.6013 | 1249724.9059 | 2642936.3969 | 1249728.897 | 2642934.5784 | 1249730.2776
107 | 2642967.1013 | 1249713.2199 | 2642971.5341 | 1249709.9276 | 2642973.9409 | 1249712.2244 | 2642990.7653 | 1249714.8146
108 | 2642967.1013 | 1249713.2199 | 2642967.2351 | 1249721.8378 | 2642965.6802 | 1249735.1865
109 | 2642967.1013 | 1249713.2199 | 2642971.5341 | 1249709.9276 | 2642972.7392 | 1249701.9866 | 2642960.5527 | 1249699.063
110 | 2642946.4956 | 1249696.9487 | 2642954.3427 | 1249698.129
111 | 2642946.4956 | 1249696.9487 | 2642937.8339 | 1249704.5578 | 2642935.4959 | 1249704.0975
112 | 2642960.5527 | 1249699.063 | 2642954.3427 | 1249698.129
113 | 2642915.0591 | 1249700.0746 | 2642935.4959 | 1249704.0975
114 | 2642965.2612 | 1249738.7828 | 2642965.6802 | 1249735.1865
115 | 2643099.9191 | 1249740.1407 | 2643090.0445 | 1249737.3723 | 2643079.1053 | 1249734.9869
116 | 2643077.5866 | 1249734.6558 | 2643079.1053 | 1249734.9869
117 | 2643065.4643 | 1249732.0124 | 2643077.5866 | 1249734.6558
118 | 2643065.4643 | 1249732.0124 | 2643061.6246 | 1249752.6489
119 | 2642958.0373 | 1249519.4074 | 2642956.943 | 1249526.2321 | 2642943.6318 | 1249554.488 | 2642943.6318 | 1249554.488
120 | 2642956.6389 | 1249498.389 | 2642959.7975 | 1249508.4297 | 2642958.0373 | 1249519.4074
121 | 2643085.2474 | 1249675.4625 | 2643081.9026 | 1249696.2856

## bus_geodata
| x | y | coords
0 | 2642812.0518 | 1249623.9027
1 | 2642795.1174 | 1249613.421
2 | 2642811.1217 | 1249580.1142
3 | 2642786.1126 | 1249631.6143
4 | 2642785.2991 | 1249608.8007
5 | 2642856.9066 | 1249644.4212
6 | 2642851.106 | 1249668.6314
7 | 2642867.5643 | 1249647.8894
8 | 2642823.9097 | 1249559.3814
9 | 2642795.0776 | 1249573.4756
10 | 2642783.3408 | 1249637.2144
11 | 2642760.1406 | 1249599.9588
12 | 2642876.111 | 1249585.1869
13 | 2642886.1865 | 1249588.7263
14 | 2642863.1426 | 1249580.1381
15 | 2642851.0332 | 1249668.9349
16 | 2642916.047 | 1249655.3646
17 | 2642847.8789 | 1249574.1978
18 | 2642771.8638 | 1249667.8815
19 | 2642740.9295 | 1249592.2008
20 | 2642889.328 | 1249589.8299
21 | 2642855.5957 | 1249577.2
22 | 2642850.1001 | 1249679.4733
23 | 2642932.4416 | 1249657.2591
24 | 2642927.1383 | 1249603.1123
25 | 2642863.6719 | 1249559.9222
26 | 2642937.8876 | 1249658.1086
27 | 2642987.8112 | 1249516.4439
28 | 2642987.9446 | 1249500.4872
29 | 2642992.6543 | 1249527.1914
30 | 2642988.2745 | 1249488.1453
31 | 2642982.1492 | 1249549.508
32 | 2643021.2616 | 1249529.7756
33 | 2642988.3803 | 1249484.1865
34 | 2643047.2412 | 1249530.078
35 | 2643050.8257 | 1249551.0959
36 | 2643049.093 | 1249495.549
37 | 2643044.9418 | 1249571.2223
38 | 2643064.8413 | 1249548.5848
39 | 2643048.9667 | 1249572.278
40 | 2643028.5018 | 1249576.2922
41 | 2643049.4177 | 1249471.1556
42 | 2643045.1637 | 1249630.2574
43 | 2643047.1717 | 1249594.5189
44 | 2643044.9364 | 1249633.3083
45 | 2643042.0863 | 1249632.8095
46 | 2643041.2609 | 1249641.4649
47 | 2643036.9949 | 1249667.5398
48 | 2643022.7884 | 1249638.1287
49 | 2643086.8517 | 1249540.9284
50 | 2643027.8282 | 1249576.4999
51 | 2643032.82 | 1249688.324
52 | 2643016.5231 | 1249651.9911
53 | 2643006.0733 | 1249633.9825
54 | 2643047.547 | 1249435.8345
55 | 2643048.9144 | 1249444.1659
56 | 2643049.2935 | 1249463.8969
57 | 2642918.9872 | 1249514.4056
58 | 2642915.2107 | 1249526.0923
59 | 2642950.7778 | 1249611.8844
60 | 2642941.4116 | 1249608.4088
61 | 2642962.4131 | 1249616.916
62 | 2642933.5067 | 1249605.4755
63 | 2642976.0941 | 1249625.5596
64 | 2642983.9082 | 1249627.9428
65 | 2642932.8111 | 1249587.6966
66 | 2642969.6048 | 1249661.1095
67 | 2642969.607 | 1249663.3268
68 | 2642933.2089 | 1249586.6597
69 | 2642960.1464 | 1249661.6946
70 | 2642972.7097 | 1249675.8577
71 | 2643011.073 | 1249616.9574
72 | 2643445.5841 | 1249392.1647
73 | 2643374.0759 | 1249422.364
74 | 2643268.935 | 1249474.1087
75 | 2643404.7093 | 1249439.6065
76 | 2643142.3746 | 1249482.9902
77 | 2643108.7032 | 1249498.4154
78 | 2643100.9989 | 1249508.8986
79 | 2642870.191 | 1249545.9758
80 | 2642870.7621 | 1249544.7539
81 | 2642937.1989 | 1249568.1061
82 | 2642956.9864 | 1249661.1495
83 | 2642959.777 | 1249661.6309
84 | 2643099.8037 | 1249514.4047
85 | 2642938.7736 | 1249557.0879
86 | 2643138.6043 | 1249712.376
87 | 2643123.9456 | 1249615.896
88 | 2643145.6631 | 1249724.7792
89 | 2643138.0616 | 1249737.2166
90 | 2643120.7705 | 1249791.4429
91 | 2643113.1292 | 1249743.8443
92 | 2643029.211 | 1249720.6084
93 | 2643037.5458 | 1249727.8848
94 | 2643021.2951 | 1249721.1513
95 | 2643030.3666 | 1249705.2564
96 | 2643013.7832 | 1249742.0434
97 | 2643008.4269 | 1249718.2457
98 | 2643056.9589 | 1249730.2316
99 | 2643102.3177 | 1249740.8132
100 | 2642901.9651 | 1249752.2704
101 | 2642911.1987 | 1249755.6994
102 | 2642934.5784 | 1249730.2776
103 | 2642967.1013 | 1249713.2199
104 | 2642946.4956 | 1249696.9487
105 | 2642954.3427 | 1249698.129
106 | 2642935.4959 | 1249704.0975
107 | 2642960.5527 | 1249699.063
108 | 2642990.7653 | 1249714.8146
109 | 2642965.6802 | 1249735.1865
110 | 2642965.2612 | 1249738.7828
111 | 2643013.1038 | 1249747.8537
112 | 2642915.0591 | 1249700.0746
113 | 2643099.9191 | 1249740.1407
114 | 2643079.1053 | 1249734.9869
115 | 2643077.5866 | 1249734.6558
116 | 2643065.4643 | 1249732.0124
117 | 2643061.6246 | 1249752.6489
118 | 2642943.6318 | 1249554.488
119 | 2642958.0373 | 1249519.4074
120 | 2642956.6389 | 1249498.389
121 | 2643081.9026 | 1249696.2856
122 | 2643085.2474 | 1249675.4625
123 | 2643022.7884 | 1249638.1287

## line_std_types
| c_nf_per_km | r_ohm_per_km | x_ohm_per_km | max_i_ka | type | q_mm2 | alpha | voltage_rating
NAYY 4x50 SE | 210 | 0.642 | 0.083 | 0.142 | cs | 50 | 0.00403 | LV
NAYY 4x120 SE | 264 | 0.225 | 0.08 | 0.242 | cs | 120 | 0.00403 | LV
NAYY 4x150 SE | 261 | 0.208 | 0.08 | 0.27 | cs | 150 | 0.00403 | LV
NA2XS2Y 1x95 RM/25 12/20 kV | 216 | 0.313 | 0.132 | 0.252 | cs | 95 | 0.00403 | MV
NA2XS2Y 1x185 RM/25 12/20 kV | 273 | 0.161 | 0.117 | 0.362 | cs | 185 | 0.00403 | MV
NA2XS2Y 1x240 RM/25 12/20 kV | 304 | 0.122 | 0.112 | 0.421 | cs | 240 | 0.00403 | MV
NA2XS2Y 1x95 RM/25 6/10 kV | 315 | 0.313 | 0.123 | 0.249 | cs | 95 | 0.00403 | MV
NA2XS2Y 1x185 RM/25 6/10 kV | 406 | 0.161 | 0.11 | 0.358 | cs | 185 | 0.00403 | MV
NA2XS2Y 1x240 RM/25 6/10 kV | 456 | 0.122 | 0.105 | 0.416 | cs | 240 | 0.00403 | MV
NA2XS2Y 1x150 RM/25 12/20 kV | 250 | 0.206 | 0.116 | 0.319 | cs | 150 | 0.00403 | MV
NA2XS2Y 1x120 RM/25 12/20 kV | 230 | 0.253 | 0.119 | 0.283 | cs | 120 | 0.00403 | MV
NA2XS2Y 1x70 RM/25 12/20 kV | 190 | 0.443 | 0.132 | 0.22 | cs | 70 | 0.00403 | MV
NA2XS2Y 1x150 RM/25 6/10 kV | 360 | 0.206 | 0.11 | 0.315 | cs | 150 | 0.00403 | MV
NA2XS2Y 1x120 RM/25 6/10 kV | 340 | 0.253 | 0.113 | 0.28 | cs | 120 | 0.00403 | MV
NA2XS2Y 1x70 RM/25 6/10 kV | 280 | 0.443 | 0.123 | 0.217 | cs | 70 | 0.00403 | MV
N2XS(FL)2Y 1x120 RM/35 64/110 kV | 112 | 0.153 | 0.166 | 0.366 | cs | 120 | 0.00393 | HV
N2XS(FL)2Y 1x185 RM/35 64/110 kV | 125 | 0.099 | 0.156 | 0.457 | cs | 185 | 0.00393 | HV
N2XS(FL)2Y 1x240 RM/35 64/110 kV | 135 | 0.075 | 0.149 | 0.526 | cs | 240 | 0.00393 | HV
N2XS(FL)2Y 1x300 RM/35 64/110 kV | 144 | 0.06 | 0.144 | 0.588 | cs | 300 | 0.00393 | HV
15-AL1/3-ST1A 0.4 | 11 | 1.8769 | 0.35 | 0.105 | ol | 16 | 0.00403 | LV
24-AL1/4-ST1A 0.4 | 11.25 | 1.2012 | 0.335 | 0.14 | ol | 24 | 0.00403 | LV
48-AL1/8-ST1A 0.4 | 12.2 | 0.5939 | 0.3 | 0.21 | ol | 48 | 0.00403 | LV
94-AL1/15-ST1A 0.4 | 13.2 | 0.306 | 0.29 | 0.35 | ol | 94 | 0.00403 | LV
34-AL1/6-ST1A 10.0 | 9.7 | 0.8342 | 0.36 | 0.17 | ol | 34 | 0.00403 | MV
48-AL1/8-ST1A 10.0 | 10.1 | 0.5939 | 0.35 | 0.21 | ol | 48 | 0.00403 | MV
70-AL1/11-ST1A 10.0 | 10.4 | 0.4132 | 0.339 | 0.29 | ol | 70 | 0.00403 | MV
94-AL1/15-ST1A 10.0 | 10.75 | 0.306 | 0.33 | 0.35 | ol | 94 | 0.00403 | MV
122-AL1/20-ST1A 10.0 | 11.1 | 0.2376 | 0.323 | 0.41 | ol | 122 | 0.00403 | MV
149-AL1/24-ST1A 10.0 | 11.25 | 0.194 | 0.315 | 0.47 | ol | 149 | 0.00403 | MV
34-AL1/6-ST1A 20.0 | 9.15 | 0.8342 | 0.382 | 0.17 | ol | 34 | 0.00403 | MV
48-AL1/8-ST1A 20.0 | 9.5 | 0.5939 | 0.372 | 0.21 | ol | 48 | 0.00403 | MV
70-AL1/11-ST1A 20.0 | 9.7 | 0.4132 | 0.36 | 0.29 | ol | 70 | 0.00403 | MV
94-AL1/15-ST1A 20.0 | 10 | 0.306 | 0.35 | 0.35 | ol | 94 | 0.00403 | MV
122-AL1/20-ST1A 20.0 | 10.3 | 0.2376 | 0.344 | 0.41 | ol | 122 | 0.00403 | MV
149-AL1/24-ST1A 20.0 | 10.5 | 0.194 | 0.337 | 0.47 | ol | 149 | 0.00403 | MV
184-AL1/30-ST1A 20.0 | 10.75 | 0.1571 | 0.33 | 0.535 | ol | 184 | 0.00403 | MV
243-AL1/39-ST1A 20.0 | 11 | 0.1188 | 0.32 | 0.645 | ol | 243 | 0.00403 | MV
48-AL1/8-ST1A 110.0 | 8 | 0.5939 | 0.46 | 0.21 | ol | 48 | 0.00403 | HV
70-AL1/11-ST1A 110.0 | 8.4 | 0.4132 | 0.45 | 0.29 | ol | 70 | 0.00403 | HV
94-AL1/15-ST1A 110.0 | 8.65 | 0.306 | 0.44 | 0.35 | ol | 94 | 0.00403 | HV
122-AL1/20-ST1A 110.0 | 8.5 | 0.2376 | 0.43 | 0.41 | ol | 122 | 0.00403 | HV
149-AL1/24-ST1A 110.0 | 8.75 | 0.194 | 0.41 | 0.47 | ol | 149 | 0.00403 | HV
184-AL1/30-ST1A 110.0 | 8.8 | 0.1571 | 0.4 | 0.535 | ol | 184 | 0.00403 | HV
243-AL1/39-ST1A 110.0 | 9 | 0.1188 | 0.39 | 0.645 | ol | 243 | 0.00403 | HV
305-AL1/39-ST1A 110.0 | 9.2 | 0.0949 | 0.38 | 0.74 | ol | 305 | 0.00403 | HV
490-AL1/64-ST1A 110.0 | 9.75 | 0.059 | 0.37 | 0.96 | ol | 490 | 0.00403 | HV
679-AL1/86-ST1A 110.0 | 9.95 | 0.042 | 0.36 | 1.15 | ol | 679 | 0.00403 | HV
490-AL1/64-ST1A 220.0 | 10 | 0.059 | 0.285 | 0.96 | ol | 490 | 0.00403 | HV
679-AL1/86-ST1A 220.0 | 11.7 | 0.042 | 0.275 | 1.15 | ol | 679 | 0.00403 | HV
490-AL1/64-ST1A 380.0 | 11 | 0.059 | 0.253 | 0.96 | ol | 490 | 0.00403 | HV
679-AL1/86-ST1A 380.0 | 14.6 | 0.042 | 0.25 | 1.15 | ol | 679 | 0.00403 | HV

## trafo_std_types
| i0_percent | pfe_kw | vkr_percent | sn_mva | vn_lv_kv | vn_hv_kv | vk_percent | shift_degree | vector_group | tap_side | tap_neutral | tap_min | tap_max | tap_step_degree | tap_step_percent | tap_phase_shifter
160 MVA 380/110 kV | 0.06 | 60 | 0.25 | 160 | 110 | 380 | 12.2 | 0 | Yy0 | hv | 0 | -9 | 9 | 0 | 1.5 | FALSE
100 MVA 220/110 kV | 0.06 | 55 | 0.26 | 100 | 110 | 220 | 12 | 0 | Yy0 | hv | 0 | -9 | 9 | 0 | 1.5 | FALSE
63 MVA 110/20 kV | 0.04 | 22 | 0.32 | 63 | 20 | 110 | 18 | 150 | YNd5 | hv | 0 | -9 | 9 | 0 | 1.5 | FALSE
40 MVA 110/20 kV | 0.05 | 18 | 0.34 | 40 | 20 | 110 | 16.2 | 150 | YNd5 | hv | 0 | -9 | 9 | 0 | 1.5 | FALSE
25 MVA 110/20 kV | 0.07 | 14 | 0.41 | 25 | 20 | 110 | 12 | 150 | YNd5 | hv | 0 | -9 | 9 | 0 | 1.5 | FALSE
63 MVA 110/10 kV | 0.04 | 22 | 0.32 | 63 | 10 | 110 | 18 | 150 | YNd5 | hv | 0 | -9 | 9 | 0 | 1.5 | FALSE
40 MVA 110/10 kV | 0.05 | 18 | 0.34 | 40 | 10 | 110 | 16.2 | 150 | YNd5 | hv | 0 | -9 | 9 | 0 | 1.5 | FALSE
25 MVA 110/10 kV | 0.07 | 14 | 0.41 | 25 | 10 | 110 | 12 | 150 | YNd5 | hv | 0 | -9 | 9 | 0 | 1.5 | FALSE
0.25 MVA 20/0.4 kV | 0.32 | 0.8 | 1.44 | 0.25 | 0.4 | 20 | 6 | 150 | Yzn5 | hv | 0 | -2 | 2 | 0 | 2.5 | FALSE
0.4 MVA 20/0.4 kV | 0.3375 | 1.35 | 1.425 | 0.4 | 0.4 | 20 | 6 | 150 | Dyn5 | hv | 0 | -2 | 2 | 0 | 2.5 | FALSE
0.63 MVA 20/0.4 kV | 0.2619 | 1.65 | 1.206 | 0.63 | 0.4 | 20 | 6 | 150 | Dyn5 | hv | 0 | -2 | 2 | 0 | 2.5 | FALSE
0.25 MVA 10/0.4 kV | 0.24 | 0.6 | 1.2 | 0.25 | 0.4 | 10 | 4 | 150 | Dyn5 | hv | 0 | -2 | 2 | 0 | 2.5 | FALSE
0.4 MVA 10/0.4 kV | 0.2375 | 0.95 | 1.325 | 0.4 | 0.4 | 10 | 4 | 150 | Dyn5 | hv | 0 | -2 | 2 | 0 | 2.5 | FALSE
0.63 MVA 10/0.4 kV | 0.1873 | 1.18 | 1.0794 | 0.63 | 0.4 | 10 | 4 | 150 | Dyn5 | hv | 0 | -2 | 2 | 0 | 2.5 | FALSE

## trafo3w_std_types
| sn_hv_mva | sn_mv_mva | sn_lv_mva | vn_hv_kv | vn_mv_kv | vn_lv_kv | vk_hv_percent | vk_mv_percent | vk_lv_percent | vkr_hv_percent | vkr_mv_percent | vkr_lv_percent | pfe_kw | i0_percent | shift_mv_degree | shift_lv_degree | vector_group | tap_side | tap_neutral | tap_min | tap_max | tap_step_percent
63/25/38 MVA 110/20/10 kV | 63 | 25 | 38 | 110 | 20 | 10 | 10.4 | 10.4 | 10.4 | 0.28 | 0.32 | 0.35 | 35 | 0.89 | 0 | 0 | YN0yn0yn0 | hv | 0 | -10 | 10 | 1.2
63/25/38 MVA 110/10/10 kV | 63 | 25 | 38 | 110 | 10 | 10 | 10.4 | 10.4 | 10.4 | 0.28 | 0.32 | 0.35 | 35 | 0.89 | 0 | 0 | YN0yn0yn0 | hv | 0 | -10 | 10 | 1.2

## fuse_std_types
| fuse_type | i_rated_a | t_avg | t_min | t_total | x_avg | x_min | x_total
HV 100A | HV 100A | 100 | 0 | [10.0, 3.64, 0.854, 0.281, 0.1, 0.0531, 0.022, 0.01] | [10.0, 4.267, 1.21, 0.403, 0.1, 0.058, 0.022, 0.01] | 0 | [300.0, 350.0, 450.0, 550.0, 700.0, 850.0, 1200.0, 1752.0] | [600.0, 700.0, 900.0, 1150.0, 1665.0, 2000.0, 3000.0, 4313.0]
HV 10A | HV 10A | 10 | 0 | [10.0, 1675.0, 0.344, 0.156, 0.1, 0.0417, 0.0171, 0.01] | [10.0, 1.3, 0.3, 0.155, 0.1, 0.0555, 0.023, 0.01] | 0 | [30.0, 32.0, 35.0, 37.0, 39.0, 50.0, 70.0, 88.0] | [60.0, 70.0, 80.0, 87.0, 94.0, 110.0, 150.0, 216.0]
HV 125A | HV 125A | 125 | 0 | [10.0, 1.82, 0.344, 0.1, 0.0467, 0.0269, 0.01] | [10.0, 2.478, 0.426, 0.1, 0.0427, 0.0211, 0.01] | 0 | [375.0, 500.0, 700.0, 925.0, 1200.0, 1500.0, 2341.0] | [750.0, 1000.0, 1500.0, 2200.0, 3000.0, 4000.0, 5765.0]
HV 160A | HV 160A | 160 | 0 | [10.0, 4.15, 1.03, 0.198, 0.1, 0.051, 0.0172, 0.01] | [10.0, 2.3, 0.734, 0.274, 0.1, 0.046, 0.0177, 0.01] | 0 | [480.0, 550.0, 700.0, 1000.0, 1260.0, 1600.0, 2500.0, 3227.0] | [960.0, 1300.0, 1700.0, 2200.0, 2996.0, 4000.0, 6000.0, 7946.0]
HV 16A | HV 16A | 16 | 0 | [10.0, 0.352, 0.164, 0.1, 0.0649, 0.0342, 0.01] | [10.0, 2.34, 0.722, 0.181, 0.1, 0.055, 0.0296, 0.01] | 0 | [48.0, 60.0, 65.0, 71.0, 80.0, 100.0, 162.0] | [96.0, 110.0, 125.0, 150.0, 168.0, 200.0, 250.0, 398.0]
HV 200A | HV 200A | 200 | 0 | [10.0, 4.267, 1.21, 0.403, 0.1, 0.058, 0.022, 0.01] | [10.0, 3.73, 1.654, 0.328, 0.1, 0.0531, 0.019, 0.01] | 0 | [600.0, 700.0, 900.0, 1150.0, 1665.0, 2000.0, 3000.0, 4313.0] | [1200.0, 1500.0, 1800.0, 2700.0, 3960.0, 5000.0, 7500.0, 10620.0]
HV 20A | HV 20A | 20 | 0 | [10.0, 1.3, 0.3, 0.155, 0.1, 0.0555, 0.023, 0.01] | [10.0, 1.3, 0.161, 0.1, 0.0611, 0.0399, 0.0141, 0.01] | 0 | [60.0, 70.0, 80.0, 87.0, 94.0, 110.0, 150.0, 216.0] | [120.0, 150.0, 200.0, 223.0, 260.0, 300.0, 450.0, 532.0]
HV 25A | HV 25A | 25 | 0 | [10.0, 2.512, 0.833, 0.299, 0.1, 0.0372, 0.0223, 0.01] | [10.0, 3.125, 0.597, 0.198, 0.1, 0.0378, 0.022, 0.01] | 0 | [75.0, 82.0, 90.0, 100.0, 124.0, 170.0, 200.0, 289.0] | [150.0, 170.0, 210.0, 250.0, 294.0, 400.0, 500.0, 711.0]
HV 31.5A | HV 31.5A | 31.5 | 0 | [10.0, 2.34, 0.722, 0.181, 0.1, 0.055, 0.0296, 0.01] | [10.0, 2.84, 0.368, 0.164, 0.1, 0.0621, 0.0378, 0.0195, 0.01] | 0 | [95.0, 110.0, 125.0, 150.0, 165.0, 200.0, 250.0, 390.0] | [189.0, 220.0, 300.0, 350.0, 393.0, 450.0, 530.0, 700.0, 960.0]
HV 40A | HV 40A | 40 | 0 | [10.0, 1.3, 0.161, 0.1, 0.0611, 0.0399, 0.0141, 0.01] | [10.0, 2.05, 0.369, 0.198, 0.1, 0.051, 0.0298, 0.01] | 0 | [120.0, 150.0, 200.0, 223.0, 260.0, 300.0, 450.0, 532.0] | [240.0, 300.0, 400.0, 450.0, 530.0, 650.0, 800.0, 1311.0]
HV 50A | HV 50A | 50 | 0 | [10.0, 3.215, 0.597, 0.198, 0.1, 0.0378, 0.022, 0.01] | [10.0, 3.64, 0.854, 0.281, 0.1, 0.0531, 0.022, 0.01] | 0 | [150.0, 170.0, 210.0, 250.0, 294.0, 400.0, 500.0, 711.0] | [300.0, 350.0, 450.0, 550.0, 700.0, 850.0, 1200.0, 1752.0]
HV 6.3A | HV 6.3A | 6.3 | 0 | [10.0, 1.39, 0.344, 0.168, 0.1, 0.056, 0.0263, 0.01] | [10.0, 1.711, 0.516, 0.198, 0.1, 0.0634, 0.0303, 0.01] | 0 | [19.0, 19.5, 20.4, 20.8, 22.0, 25.0, 32.0, 48.0] | [38.0, 40.0, 43.0, 48.0, 53.0, 60.0, 75.0, 118.0]
HV 63A | HV 63A | 63 | 0 | [10.0, 2.84, 0.368, 0.164, 0.1, 0.0621, 0.0378, 0.0195, 0.01] | [10.0, 1.82, 0.344, 0.1, 0.0467, 0.0269, 0.01] | 0 | [189.0, 220.0, 300.0, 350.0, 393.0, 450.0, 530.0, 700.0, 961.0] | [378.0, 500.0, 700.0, 934.0, 1200.0, 1500.0, 2366.0]
HV 80A | HV 80A | 80 | 0 | [10.0, 2.05, 0.369, 0.198, 0.1, 0.051, 0.0298, 0.01] | [10.0, 4.15, 1.03, 0.198, 0.1, 0.051, 0.0172, 0.01] | 0 | [240.0, 300.0, 400.0, 450.0, 530.0, 650.0, 800.0, 1311.0] | [480.0, 550.0, 700.0, 1000.0, 1260.0, 1600.0, 2500.0, 3227.0]
Siemens NH-1-100 | Siemens NH-1-100 | 100 | [5400.0, 2000.0, 400.0, 20.0, 1.0, 0.2, 0.012, 0.004] | 0 | 0 | [150.0, 190.0, 250.0, 430.0, 900.0, 1250.0, 2700.0, 3600.0] | 0 | 0
Siemens NH-1-125 | Siemens NH-1-125 | 125 | [4800.0, 120.0, 7.0, 0.1, 0.004] | 0 | 0 | [180.0, 400.0, 740.0, 2000.0, 4250.0] | 0 | 0
Siemens NH-1-16 | Siemens NH-1-16 | 16 | [4000.0, 400.0, 2.0, 0.1, 0.04, 0.01] | 0 | 0 | [26.0, 35.0, 75.0, 150.0, 200.0, 300.0] | 0 | 0
Siemens NH-1-160 | Siemens NH-1-160 | 160 | [4800.0, 120.0, 7.0, 0.1, 0.004] | 0 | 0 | [210.0, 500.0, 900.0, 2300.0, 5000.0] | 0 | 0
Siemens NH-1-25 | Siemens NH-1-25 | 25 | [4000.0, 1000.0, 10.0, 0.2, 0.02, 0.01] | 0 | 0 | [40.0, 50.0, 100.0, 210.0, 400.0, 500.0] | 0 | 0
Siemens NH-1-50 | Siemens NH-1-50 | 50 | [4000.0, 40.0, 4.0, 1.0, 0.02, 0.01] | 0 | 0 | [86.0, 200.0, 300.0, 400.0, 1000.0, 1280.0] | 0 | 0
Siemens NH-1-63 | Siemens NH-1-63 | 63 | [4000.0, 100.0, 10.0, 2.0, 0.04, 0.01] | 0 | 0 | [100.0, 200.0, 300.0, 400.0, 1000.0, 1500.0] | 0 | 0
Siemens NH-1-80 | Siemens NH-1-80 | 80 | [4800.0, 120.0, 7.0, 0.1, 0.01] | 0 | 0 | [150.58, 250.0, 450.0, 1150.0, 2470.0] | 0 | 0
Siemens NH-2-1000 | Siemens NH-2-1000 | 1000 | [4800.0, 120.0, 7.0, 0.1, 0.004] | 0 | 0 | [1900.0, 3500.0, 8400.0, 24000.0, 52000.0] | 0 | 0
Siemens NH-2-200 | Siemens NH-2-200 | 200 | [4800.0, 120.0, 7.0, 0.1, 0.004] | 0 | 0 | [280.0, 650.0, 1200.0, 3000.0, 7000.0] | 0 | 0
Siemens NH-2-224 | Siemens NH-2-224 | 224 | [4800.0, 120.0, 7.0, 0.2, 0.04, 0.004] | 0 | 0 | [400.0, 750.0, 1453.0, 3025.0, 4315.0, 7600.0] | 0 | 0
Siemens NH-2-250 | Siemens NH-2-250 | 250 | [4800.0, 120.0, 7.0, 0.1, 0.004] | 0 | 0 | [450.0, 800.0, 1650.0, 4000.0, 8500.0] | 0 | 0
Siemens NH-2-315 | Siemens NH-2-315 | 315 | [4800.0, 120.0, 7.0, 0.1, 0.004] | 0 | 0 | [550.0, 920.0, 1900.0, 5000.0, 11000.0] | 0 | 0
Siemens NH-2-355 | Siemens NH-2-355 | 355 | [4800.0, 120.0, 6.0, 0.1, 0.004] | 0 | 0 | [650.0, 1116.27, 2350.0, 5840.0, 12790.0] | 0 | 0
Siemens NH-2-400 | Siemens NH-2-400 | 400 | [4800.0, 120.0, 7.0, 0.1, 0.004] | 0 | 0 | [720.0, 1350.0, 2800.0, 6500.0, 15000.0] | 0 | 0
Siemens NH-2-425 | Siemens NH-2-425 | 425 | [4800.0, 120.0, 7.0, 0.1, 0.004] | 0 | 0 | [850.0, 1500.0, 3050.0, 7500.0, 16500.0] | 0 | 0
Siemens NH-2-630 | Siemens NH-2-630 | 630 | [4800.0, 120.0, 7.0, 0.1, 0.004] | 0 | 0 | [1200.0, 2000.0, 4800.0, 12000.0, 26000.0] | 0 | 0

## res_bus
| vm_pu | va_degree | p_mw | q_mvar
0 | 0.97672 | -0.44843 | 0.0031307 | 0.00078464
1 | 0.97678 | -0.44726 | 0 | 0
2 | 0.97845 | -0.41451 | 0 | 0
3 | 0.97603 | -0.46195 | 0.010712 | 0.0026847
4 | 0.97672 | -0.44844 | 0.002696 | 0.00067567
5 | 0.98076 | -0.37105 | 0 | 0
6 | 0.98035 | -0.37902 | 0.003248 | 0.00081403
7 | 0.98094 | -0.36747 | 0.0074662 | 0.0018712
8 | 0.97962 | -0.39153 | 0 | 0
9 | 0.9784 | -0.4154 | 0.0028039 | 0.00070273
10 | 0.97586 | -0.46525 | 0.0092225 | 0.0023114
11 | 0.97664 | -0.45001 | 0.0016114 | 0.00040385
12 | 0.98293 | -0.3271 | 0 | 0
13 | 0.98368 | -0.31239 | 0.0051317 | 0.0012861
14 | 0.98194 | -0.3463 | 0.0037147 | 0.000931
15 | 0.98035 | -0.3791 | 0.0055826 | 0.0013991
16 | 0.98208 | -0.34515 | 0.00080292 | 0.00020123
17 | 0.98097 | -0.36516 | 0.0033597 | 0.00084201
18 | 0.97526 | -0.47706 | 0.019633 | 0.0049206
19 | 0.97661 | -0.45062 | 0.0016107 | 0.00040368
20 | 0.98393 | -0.3075 | 0.004515 | 0.0011316
21 | 0.98139 | -0.35695 | 0 | 0
22 | 0.98026 | -0.38085 | 0.0088245 | 0.0022116
23 | 0.98248 | -0.33741 | 0.0011407 | 0.0002859
24 | 0.98713 | -0.24561 | 0 | 0
25 | 0.98108 | -0.36313 | 0.0063128 | 0.0015821
26 | 0.98262 | -0.33472 | 0.0003545 | 8.8847e-05
27 | 0.98514 | -0.28579 | 0.0039731 | 0.00099575
28 | 0.98498 | -0.28889 | 0.0015888 | 0.00039819
29 | 0.98531 | -0.28245 | 0 | 0
30 | 0.98487 | -0.29094 | 0.0055114 | 0.0013813
31 | 0.98523 | -0.28396 | 0.0034132 | 0.00085542
32 | 0.98579 | -0.27295 | 0.0055583 | 0.0013931
33 | 0.98486 | -0.2912 | 0.0037091 | 0.00092958
34 | 0.98636 | -0.26188 | 0 | 0
35 | 0.98747 | -0.24031 | 0 | 0
36 | 0.98565 | -0.27583 | 0.0023428 | 0.00058715
37 | 0.98723 | -0.24494 | 0 | 0
38 | 0.98704 | -0.24872 | 0.0062507 | 0.0015666
39 | 0.98925 | -0.20593 | 0.0069649 | 0.0017456
40 | 0.98707 | -0.24813 | 0.0031622 | 0.00079252
41 | 0.98519 | -0.28466 | 0.005108 | 0.0012802
42 | 0.99457 | -0.10346 | 0.0044211 | 0.001108
43 | 0.99125 | -0.16718 | 0.0040415 | 0.0010129
44 | 0.99486 | -0.097797 | 0.0045118 | 0.0011308
45 | 0.99515 | -0.092214 | 0 | 0
46 | 0.99603 | -0.075458 | 0 | 0
47 | 0.99417 | -0.11112 | 0.0073499 | 0.0018421
48 | 0.99783 | -0.041136 | 0.011377 | 0.0028513
49 | 0.98646 | -0.26005 | 0.0011074 | 0.00027754
50 | 0.98707 | -0.24822 | 0.0071863 | 0.0018011
51 | 0.99271 | -0.13914 | 0 | 0
52 | 1 | 0 | -0.5519 | -0.14069
53 | 0.99599 | -0.075924 | 0 | 0
54 | 0.98488 | -0.29079 | 0.0060592 | 0.0015186
55 | 0.98493 | -0.28987 | 0.0031115 | 0.00077982
56 | 0.98509 | -0.28662 | 0.0058726 | 0.0014718
57 | 0.98601 | -0.26748 | 0.0054608 | 0.0013686
58 | 0.98607 | -0.26628 | 0.0023549 | 0.00059019
59 | 0.9897 | -0.19622 | 0.0007998 | 0.00020045
60 | 0.98867 | -0.21586 | 0.00065259 | 0.00016355
61 | 0.991 | -0.17113 | 0.002 | 0.00050124
62 | 0.98782 | -0.23238 | 0.00072802 | 0.00018246
63 | 0.99271 | -0.1385 | 0 | 0
64 | 0.99356 | -0.12216 | 0.0010131 | 0.0002539
65 | 0.98679 | -0.25236 | 0.0017655 | 0.00044249
66 | 0.98346 | -0.31831 | 0.00078129 | 0.00019581
67 | 0.98346 | -0.31828 | 0 | 0
68 | 0.98676 | -0.25278 | 0.00347 | 0.00086966
69 | 0.98319 | -0.32349 | 0.00081674 | 0.00020469
70 | 0.98383 | -0.31111 | 0 | 0
71 | 0.99597 | -0.076328 | 0.0012932 | 0.00032411
72 | 0.98319 | -0.32377 | 0.0013767 | 0.00034504
73 | 0.98329 | -0.32181 | 0 | 0
74 | 0.98344 | -0.31887 | 0 | 0
75 | 0.98205 | -0.34595 | 0.010686 | 0.0026781
76 | 0.9849 | -0.29038 | 0.0021301 | 0.00053385
77 | 0.98539 | -0.28089 | 0.0051018 | 0.0012786
78 | 0.98562 | -0.27632 | 0.0018086 | 0.00045329
79 | 0.98091 | -0.36636 | 0.0050602 | 0.0012682
80 | 0.9809 | -0.36652 | 0.0065315 | 0.001637
81 | 0.98645 | -0.259 | 0 | 0
82 | 0.98311 | -0.32515 | 0.0011601 | 0.00029076
83 | 0.98318 | -0.32369 | 0.00068219 | 0.00017097
84 | 0.98573 | -0.27419 | 0.0045649 | 0.0011441
85 | 0.98634 | -0.26098 | 0 | 0
86 | 0.98202 | -0.34652 | 0.0035241 | 0.00088322
87 | 0.98096 | -0.36742 | 0.011219 | 0.0028117
88 | 0.98222 | -0.34272 | 0 | 0
89 | 0.98242 | -0.33882 | 0.012642 | 0.0031685
90 | 0.98388 | -0.31029 | 0 | 0
91 | 0.98544 | -0.27992 | 0 | 0
92 | 0.99063 | -0.17917 | 0 | 0
93 | 0.99021 | -0.18737 | 0 | 0
94 | 0.98959 | -0.19939 | 0 | 0
95 | 0.99158 | -0.16096 | 0.021772 | 0.0054567
96 | 0.98897 | -0.21139 | 0.0088092 | 0.0022078
97 | 0.98851 | -0.22021 | 0.023099 | 0.0057891
98 | 0.98888 | -0.21314 | 0.031159 | 0.0078093
99 | 0.98572 | -0.2744 | 0.0099423 | 0.0024918
100 | 0.98546 | -0.27941 | 0.0020882 | 0.00052334
101 | 0.98548 | -0.27904 | 0 | 0
102 | 0.98555 | -0.27773 | 0.0072183 | 0.0018091
103 | 0.98586 | -0.27159 | 0 | 0
104 | 0.98466 | -0.29493 | 0 | 0
105 | 0.98473 | -0.29359 | 0.0036054 | 0.00090361
106 | 0.98454 | -0.29728 | 0.0039828 | 0.00099819
107 | 0.9848 | -0.29213 | 0 | 0
108 | 0.98742 | -0.24126 | 0 | 0
109 | 0.98561 | -0.27646 | 0.004313 | 0.001081
110 | 0.98558 | -0.27698 | 0.0079945 | 0.0020036
111 | 0.98885 | -0.21367 | 0.021538 | 0.0053979
112 | 0.98444 | -0.2993 | 0.0054021 | 0.0013539
113 | 0.98581 | -0.27273 | 0.016832 | 0.0042184
114 | 0.98688 | -0.25191 | 0.01696 | 0.0042505
115 | 0.98698 | -0.24993 | 0.013491 | 0.0033812
116 | 0.98795 | -0.23117 | 0 | 0
117 | 0.98734 | -0.24304 | 0.031656 | 0.0079338
118 | 0.98629 | -0.26196 | 0.0049244 | 0.0012342
119 | 0.98612 | -0.26536 | 0.0020906 | 0.00052397
120 | 0.98606 | -0.26648 | 0.0028903 | 0.00072439
121 | 0.9922 | -0.14892 | 0 | 0
122 | 0.99199 | -0.15308 | 0.011123 | 0.0027876
123 | 0.99998 | 149.9956 | 0 | 0

## res_line
| p_from_mw | q_from_mvar | p_to_mw | q_to_mvar | pl_mw | ql_mvar | i_from_ka | i_to_ka | i_ka | vm_from_pu | va_from_degree | vm_to_pu | va_to_degree | loading_percent
0 | -0.0031307 | -0.00078464 | 0.0031309 | 0.0007845 | 1.7351e-07 | -1.4353e-07 | 0.0047696 | 0.0047696 | 0.0047696 | 0.97672 | -0.44843 | 0.97678 | -0.44726 | 1.3103
1 | -0.048661 | -0.012211 | 0.048737 | 0.012259 | 7.6125e-05 | 4.8257e-05 | 0.074135 | 0.074135 | 0.074135 | 0.97678 | -0.44726 | 0.97845 | -0.41451 | 20.3668
2 | 0.039611 | 0.0099436 | -0.039584 | -0.0099261 | 2.7725e-05 | 1.749e-05 | 0.060349 | 0.060349 | 0.060349 | 0.97678 | -0.44726 | 0.97603 | -0.46195 | 16.5795
3 | 0.0059187 | 0.0014829 | -0.0059183 | -0.0014828 | 3.3181e-07 | 7.6128e-08 | 0.0090163 | 0.0090163 | 0.0090163 | 0.97678 | -0.44726 | 0.97672 | -0.44844 | 2.477
4 | -0.051541 | -0.012962 | 0.051598 | 0.012998 | 5.6632e-05 | 3.5935e-05 | 0.078399 | 0.078399 | 0.078399 | 0.97845 | -0.41451 | 0.97962 | -0.39153 | 21.5382
5 | 0.002804 | 0.00070258 | -0.0028039 | -0.00070273 | 1.184e-07 | -1.4229e-07 | 0.0042643 | 0.0042644 | 0.0042644 | 0.97845 | -0.41451 | 0.9784 | -0.4154 | 1.1715
6 | 0.028871 | 0.0072414 | -0.028867 | -0.0072386 | 4.5402e-06 | 2.8276e-06 | 0.044018 | 0.044018 | 0.044018 | 0.97603 | -0.46195 | 0.97586 | -0.46525 | 12.0929
7 | 0.0032224 | 0.00080712 | -0.0032221 | -0.0008073 | 2.41e-07 | -1.7949e-07 | 0.0049091 | 0.0049092 | 0.0049092 | 0.97672 | -0.44844 | 0.97664 | -0.45001 | 1.3487
8 | 0.017663 | 0.0044291 | -0.017656 | -0.0044252 | 6.7047e-06 | 3.977e-06 | 0.026799 | 0.026799 | 0.026799 | 0.98076 | -0.37105 | 0.98035 | -0.37902 | 7.3623
9 | -0.017663 | -0.0044291 | 0.017666 | 0.0044309 | 3.0184e-06 | 1.7903e-06 | 0.026799 | 0.026799 | 0.026799 | 0.98076 | -0.37105 | 0.98094 | -0.36747 | 7.3623
10 | 0.014408 | 0.0036111 | -0.014408 | -0.0036111 | 5.5972e-08 | 3.1887e-08 | 0.021869 | 0.021869 | 0.021869 | 0.98035 | -0.37902 | 0.98035 | -0.3791 | 6.0079
11 | -0.025132 | -0.0063021 | 0.025159 | 0.0063186 | 2.6764e-05 | 1.6508e-05 | 0.038124 | 0.038124 | 0.038124 | 0.98094 | -0.36747 | 0.98208 | -0.34515 | 10.4737
12 | -0.051598 | -0.012998 | 0.051663 | 0.013039 | 6.5168e-05 | 4.1351e-05 | 0.078399 | 0.078399 | 0.078399 | 0.97962 | -0.39153 | 0.98097 | -0.36516 | 21.5382
13 | 0.019644 | 0.0049272 | -0.019633 | -0.0049206 | 1.1059e-05 | 6.6672e-06 | 0.029955 | 0.029956 | 0.029956 | 0.97586 | -0.46525 | 0.97526 | -0.47706 | 8.2296
14 | 0.0016108 | 0.00040345 | -0.0016107 | -0.00040368 | 4.6795e-08 | -2.2931e-07 | 0.0024541 | 0.0024542 | 0.0024542 | 0.97664 | -0.45001 | 0.97661 | -0.45062 | 0.67422
15 | -0.076778 | -0.019386 | 0.076832 | 0.01942 | 5.415e-05 | 3.4521e-05 | 0.11628 | 0.11628 | 0.11628 | 0.98293 | -0.3271 | 0.98368 | -0.31239 | 31.9459
16 | 0.076778 | 0.019386 | -0.076708 | -0.019341 | 7.0566e-05 | 4.4986e-05 | 0.11628 | 0.11628 | 0.11628 | 0.98293 | -0.3271 | 0.98194 | -0.3463 | 31.9459
17 | -0.081964 | -0.020707 | 0.081983 | 0.020719 | 1.9213e-05 | 1.2254e-05 | 0.12405 | 0.12405 | 0.12405 | 0.98368 | -0.31239 | 0.98393 | -0.3075 | 34.0785
18 | 0.072993 | 0.01841 | -0.072956 | -0.018386 | 3.7186e-05 | 2.3697e-05 | 0.11065 | 0.11065 | 0.11065 | 0.98194 | -0.3463 | 0.98139 | -0.35695 | 30.3994
19 | 0.0088253 | 0.002212 | -0.0088245 | -0.0022116 | 7.3766e-07 | 3.3389e-07 | 0.013395 | 0.013395 | 0.013395 | 0.98035 | -0.3791 | 0.98026 | -0.38085 | 3.6801
20 | -0.025961 | -0.0065199 | 0.025971 | 0.0065258 | 9.5857e-06 | 5.9258e-06 | 0.039341 | 0.03934 | 0.039341 | 0.98208 | -0.34515 | 0.98248 | -0.33741 | 10.8078
21 | -0.055022 | -0.013881 | 0.055044 | 0.013895 | 2.1647e-05 | 1.3749e-05 | 0.083495 | 0.083495 | 0.083495 | 0.98097 | -0.36516 | 0.98139 | -0.35695 | 22.9382
22 | -0.086498 | -0.02185 | 0.086756 | 0.022015 | 0.0002574 | 0.00016423 | 0.13087 | 0.13087 | 0.13087 | 0.98393 | -0.3075 | 0.98713 | -0.24561 | 35.9543
23 | 0.017912 | 0.0044914 | -0.017906 | -0.0044882 | 5.2754e-06 | 3.1353e-06 | 0.027159 | 0.027159 | 0.027159 | 0.98139 | -0.35695 | 0.98108 | -0.36313 | 7.4613
24 | -0.027112 | -0.0068117 | 0.027115 | 0.0068138 | 3.4861e-06 | 2.1613e-06 | 0.041068 | 0.041068 | 0.041068 | 0.98248 | -0.33741 | 0.98262 | -0.33472 | 11.2825
25 | 0.022975 | 0.005763 | -0.022968 | -0.0057585 | 7.3895e-06 | 4.5193e-06 | 0.034635 | 0.034635 | 0.034635 | 0.98713 | -0.24561 | 0.98679 | -0.25236 | 9.5151
26 | -0.10973 | -0.027778 | 0.1098 | 0.027822 | 6.9777e-05 | 4.4571e-05 | 0.16551 | 0.16551 | 0.16551 | 0.98713 | -0.24561 | 0.98782 | -0.23238 | 45.4693
27 | 0.011594 | 0.0029061 | -0.011592 | -0.0029052 | 1.7851e-06 | 9.4808e-07 | 0.017584 | 0.017584 | 0.017584 | 0.98108 | -0.36313 | 0.98091 | -0.36636 | 4.8309
28 | -0.02747 | -0.0069027 | 0.027482 | 0.0069105 | 1.2554e-05 | 7.7893e-06 | 0.041605 | 0.041605 | 0.041605 | 0.98262 | -0.33472 | 0.98311 | -0.32515 | 11.43
29 | 0.010812 | 0.0027103 | -0.01081 | -0.0027094 | 1.5968e-06 | 8.1872e-07 | 0.016331 | 0.016331 | 0.016331 | 0.98514 | -0.28579 | 0.98498 | -0.28889 | 4.4866
30 | -0.014785 | -0.003706 | 0.014787 | 0.0037074 | 2.3531e-06 | 1.3458e-06 | 0.022332 | 0.022332 | 0.022332 | 0.98514 | -0.28579 | 0.98531 | -0.28245 | 6.1352
31 | 0.0092214 | 0.0023113 | -0.0092205 | -0.0023108 | 8.9852e-07 | 4.1792e-07 | 0.013931 | 0.013931 | 0.013931 | 0.98498 | -0.28889 | 0.98487 | -0.29094 | 3.8272
32 | 0.0034134 | 0.00085526 | -0.0034132 | -0.00085542 | 2.4568e-07 | -1.5676e-07 | 0.0051549 | 0.005155 | 0.005155 | 0.98531 | -0.28245 | 0.98523 | -0.28396 | 1.4162
33 | -0.018201 | -0.0045626 | 0.018209 | 0.0045675 | 8.2411e-06 | 4.9037e-06 | 0.027487 | 0.027487 | 0.027487 | 0.98531 | -0.28245 | 0.98579 | -0.27295 | 7.5514
34 | 0.0037091 | 0.00092956 | -0.0037091 | -0.00092958 | 4.6638e-08 | -2.0546e-08 | 0.005604 | 0.005604 | 0.005604 | 0.98487 | -0.29094 | 0.98486 | -0.2912 | 1.5396
35 | -0.023767 | -0.0059606 | 0.02378 | 0.0059683 | 1.2548e-05 | 7.6994e-06 | 0.035877 | 0.035877 | 0.035877 | 0.98579 | -0.27295 | 0.98636 | -0.26188 | 9.8563
36 | -0.0463 | -0.011622 | 0.046348 | 0.011652 | 4.7703e-05 | 3.0197e-05 | 0.069854 | 0.069854 | 0.069854 | 0.98636 | -0.26188 | 0.98747 | -0.24031 | 19.1908
37 | 0.022521 | 0.0056533 | -0.022506 | -0.0056442 | 1.4974e-05 | 9.1419e-06 | 0.033978 | 0.033978 | 0.033978 | 0.98636 | -0.26188 | 0.98565 | -0.27583 | 9.3345
38 | 0.010352 | 0.0025955 | -0.01035 | -0.0025944 | 2.286e-06 | 1.1427e-06 | 0.0156 | 0.0156 | 0.0156 | 0.98747 | -0.24031 | 0.98723 | -0.24494 | 4.2858
39 | 0.033115 | 0.0083262 | -0.033101 | -0.0083179 | 1.3301e-05 | 8.3304e-06 | 0.04991 | 0.04991 | 0.04991 | 0.98747 | -0.24031 | 0.98704 | -0.24872 | 13.7115
40 | -0.089815 | -0.022574 | 0.089963 | 0.022668 | 0.00014766 | 9.4224e-05 | 0.13536 | 0.13536 | 0.13536 | 0.98747 | -0.24031 | 0.98925 | -0.20593 | 37.188
41 | 0.020163 | 0.005057 | -0.020154 | -0.0050519 | 8.4773e-06 | 5.1147e-06 | 0.030441 | 0.030441 | 0.030441 | 0.98565 | -0.27583 | 0.98519 | -0.28466 | 8.3629
42 | 0.01035 | 0.0025944 | -0.010349 | -0.0025936 | 1.5701e-06 | 7.8494e-07 | 0.0156 | 0.0156 | 0.0156 | 0.98723 | -0.24494 | 0.98707 | -0.24813 | 4.2858
43 | 0.026851 | 0.0067513 | -0.026836 | -0.0067423 | 1.4523e-05 | 8.9931e-06 | 0.040486 | 0.040487 | 0.040487 | 0.98704 | -0.24872 | 0.98646 | -0.26005 | 11.1227
44 | -0.096928 | -0.024413 | 0.097107 | 0.024528 | 0.00017997 | 0.00011489 | 0.14584 | 0.14584 | 0.14584 | 0.98925 | -0.20593 | 0.99125 | -0.16718 | 40.0661
45 | 0.0071863 | 0.0018011 | -0.0071863 | -0.0018011 | 3.1021e-08 | 1.0844e-08 | 0.010833 | 0.010833 | 0.010833 | 0.98707 | -0.24813 | 0.98707 | -0.24822 | 2.9762
46 | 0.015046 | 0.0037717 | -0.015045 | -0.0037709 | 1.4061e-06 | 8.0748e-07 | 0.022726 | 0.022726 | 0.022726 | 0.98519 | -0.28466 | 0.98509 | -0.28662 | 6.2434
47 | 0.10146 | 0.025739 | -0.10115 | -0.025541 | 0.00030986 | 0.00019785 | 0.15191 | 0.15191 | 0.15191 | 0.99457 | -0.10346 | 0.99125 | -0.16718 | 41.7328
48 | -0.10588 | -0.026847 | 0.10591 | 0.026865 | 2.883e-05 | 1.8411e-05 | 0.15852 | 0.15852 | 0.15852 | 0.99457 | -0.10346 | 0.99486 | -0.097797 | 43.55
49 | -0.11042 | -0.027996 | 0.11045 | 0.028015 | 2.9637e-05 | 1.893e-05 | 0.16527 | 0.16527 | 0.16527 | 0.99486 | -0.097797 | 0.99515 | -0.092214 | 45.4039
50 | -0.11045 | -0.028015 | 0.11054 | 0.028072 | 8.9061e-05 | 5.6886e-05 | 0.16527 | 0.16527 | 0.16527 | 0.99515 | -0.092214 | 0.99603 | -0.075458 | 45.4039
51 | 0.30921 | 0.078501 | -0.30868 | -0.078163 | 0.00052964 | 0.0003376 | 0.46229 | 0.4623 | 0.4623 | 0.99603 | -0.075458 | 0.99417 | -0.11112 | 31.7511
52 | -0.41975 | -0.10657 | 0.42044 | 0.10702 | 0.00069447 | 0.00044348 | 0.62756 | 0.62756 | 0.62756 | 0.99603 | -0.075458 | 0.99783 | -0.041136 | 43.102
53 | 0.30133 | 0.076321 | -0.30092 | -0.076063 | 0.00040478 | 0.00025796 | 0.45129 | 0.45129 | 0.45129 | 0.99417 | -0.11112 | 0.99271 | -0.13914 | 30.9955
54 | -0.54916 | -0.13999 | 0.55025 | 0.14069 | 0.0010928 | 0.00069846 | 0.81977 | 0.81977 | 0.81977 | 0.99783 | -0.041136 | 1 | 0 | 56.303
55 | 0.11734 | 0.030122 | -0.11715 | -0.029996 | 0.00019777 | 0.00012635 | 0.17524 | 0.17524 | 0.17524 | 0.99783 | -0.041136 | 0.99599 | -0.075924 | 48.1432
56 | 0.025729 | 0.0064648 | -0.025711 | -0.0064541 | 1.7347e-05 | 1.071e-05 | 0.038816 | 0.038816 | 0.038816 | 0.98646 | -0.26005 | 0.98573 | -0.27419 | 10.6638
57 | 0.01113 | 0.0027914 | -0.011125 | -0.0027887 | 5.1907e-06 | 2.6795e-06 | 0.016684 | 0.016684 | 0.016684 | 0.99271 | -0.13914 | 0.9922 | -0.14892 | 4.5836
58 | 0.28979 | 0.073272 | -0.28949 | -0.073079 | 0.00030297 | 0.00019302 | 0.43461 | 0.43461 | 0.43461 | 0.99271 | -0.13914 | 0.99158 | -0.16096 | 29.8497
59 | 0.0012932 | 0.00032389 | -0.0012932 | -0.00032411 | 2.4838e-08 | -2.1503e-07 | 0.001932 | 0.0019321 | 0.0019321 | 0.99599 | -0.075924 | 0.99597 | -0.076328 | 0.53079
60 | 0.11585 | 0.029672 | -0.11559 | -0.029507 | 0.00025885 | 0.00016537 | 0.17331 | 0.17331 | 0.17331 | 0.99599 | -0.075924 | 0.99356 | -0.12216 | 47.6125
61 | -0.0060592 | -0.0015186 | 0.0060595 | 0.0015186 | 2.6534e-07 | 6.2371e-08 | 0.0091546 | 0.0091546 | 0.0091546 | 0.98488 | -0.29079 | 0.98493 | -0.28987 | 2.515
62 | -0.009171 | -0.0022985 | 0.0091724 | 0.0022991 | 1.4207e-06 | 6.5803e-07 | 0.013855 | 0.013855 | 0.013855 | 0.98493 | -0.28987 | 0.98509 | -0.28662 | 3.8064
63 | -0.0054608 | -0.0013686 | 0.0054611 | 0.0013687 | 3.1279e-07 | 4.3528e-08 | 0.0082411 | 0.008241 | 0.0082411 | 0.98601 | -0.26748 | 0.98607 | -0.26628 | 2.264
64 | -0.007816 | -0.0019589 | 0.0078188 | 0.0019599 | 2.711e-06 | 1.0719e-06 | 0.011795 | 0.011794 | 0.011795 | 0.98607 | -0.26628 | 0.98645 | -0.259 | 3.2403
65 | 0.11137 | 0.028292 | -0.11127 | -0.028224 | 0.00010522 | 6.7211e-05 | 0.16759 | 0.16759 | 0.16759 | 0.9897 | -0.19622 | 0.98867 | -0.21586 | 46.0404
66 | -0.11217 | -0.028492 | 0.11231 | 0.028579 | 0.0001356 | 8.662e-05 | 0.16879 | 0.16879 | 0.16879 | 0.9897 | -0.19622 | 0.991 | -0.17113 | 46.3707
67 | 0.11062 | 0.028061 | -0.11053 | -0.028005 | 8.7764e-05 | 5.6061e-05 | 0.1666 | 0.1666 | 0.1666 | 0.98867 | -0.21586 | 0.98782 | -0.23238 | 45.7706
68 | -0.11431 | -0.02908 | 0.11449 | 0.029195 | 0.00018009 | 0.00011505 | 0.17179 | 0.17179 | 0.17179 | 0.991 | -0.17113 | 0.99271 | -0.1385 | 47.1957
69 | -0.11449 | -0.029195 | 0.11458 | 0.029253 | 9.0413e-05 | 5.7759e-05 | 0.17179 | 0.17179 | 0.17179 | 0.99271 | -0.1385 | 0.99356 | -0.12216 | 47.1957
70 | 0.021202 | 0.005316 | -0.021202 | -0.0053158 | 4.2574e-07 | 2.5829e-07 | 0.031972 | 0.031972 | 0.031972 | 0.98679 | -0.25236 | 0.98676 | -0.25278 | 8.7836
71 | -0.00078129 | -0.00019581 | 0.00078129 | 0.00019578 | 1.1619e-09 | -2.7392e-08 | 0.0011821 | 0.0011821 | 0.0011821 | 0.98346 | -0.31831 | 0.98346 | -0.31828 | 0.32476
72 | 0.030151 | 0.007583 | -0.030144 | -0.0075783 | 7.4957e-06 | 4.6754e-06 | 0.045629 | 0.045629 | 0.045629 | 0.98346 | -0.31828 | 0.98319 | -0.32349 | 12.5356
73 | -0.030932 | -0.0077788 | 0.030943 | 0.0077854 | 1.0607e-05 | 6.6247e-06 | 0.046812 | 0.046811 | 0.046812 | 0.98346 | -0.31828 | 0.98383 | -0.31111 | 12.8603
74 | 0.017732 | 0.0044461 | -0.017727 | -0.004443 | 5.2536e-06 | 3.1121e-06 | 0.02674 | 0.02674 | 0.02674 | 0.98676 | -0.25278 | 0.98645 | -0.259 | 7.3461
75 | 0.029327 | 0.0073736 | -0.029327 | -0.0073735 | 2.7705e-07 | 1.7256e-07 | 0.044393 | 0.044393 | 0.044393 | 0.98319 | -0.32349 | 0.98318 | -0.32369 | 12.196
76 | -0.030943 | -0.0077854 | 0.030971 | 0.0078029 | 2.809e-05 | 1.7543e-05 | 0.046811 | 0.046811 | 0.046811 | 0.98383 | -0.31111 | 0.9848 | -0.29213 | 12.8603
77 | -0.0013767 | -0.00034504 | 0.0013769 | 0.00034413 | 1.2802e-07 | -9.1553e-07 | 0.0020836 | 0.0020833 | 0.0020836 | 0.98319 | -0.32377 | 0.98329 | -0.32181 | 0.57243
78 | -0.0013769 | -0.00034413 | 0.0013771 | 0.00034275 | 1.9244e-07 | -1.3773e-06 | 0.0020833 | 0.0020828 | 0.0020833 | 0.98329 | -0.32181 | 0.98344 | -0.31887 | 0.57233
79 | 0.0107 | 0.0026851 | -0.010686 | -0.0026781 | 1.3801e-05 | 7.0537e-06 | 0.01619 | 0.016191 | 0.016191 | 0.98344 | -0.31887 | 0.98205 | -0.34595 | 4.4481
80 | -0.012077 | -0.0030279 | 0.012093 | 0.0030367 | 1.6418e-05 | 8.8411e-06 | 0.018273 | 0.018273 | 0.018273 | 0.98344 | -0.31887 | 0.9849 | -0.29038 | 5.0201
81 | -0.014223 | -0.0035706 | 0.014229 | 0.0035742 | 6.438e-06 | 3.647e-06 | 0.021491 | 0.021491 | 0.021491 | 0.9849 | -0.29038 | 0.98539 | -0.28089 | 5.9041
82 | -0.019331 | -0.0048529 | 0.019336 | 0.0048554 | 4.2151e-06 | 2.5296e-06 | 0.029195 | 0.029195 | 0.029195 | 0.98539 | -0.28089 | 0.98562 | -0.27632 | 8.0205
83 | -0.021144 | -0.0053087 | 0.021146 | 0.00531 | 2.1535e-06 | 1.3064e-06 | 0.031925 | 0.031925 | 0.031925 | 0.98562 | -0.27632 | 0.98573 | -0.27419 | 8.7707
84 | 0.0065316 | 0.001637 | -0.0065315 | -0.001637 | 4.9656e-08 | 1.4754e-08 | 0.0099082 | 0.0099082 | 0.0099082 | 0.98091 | -0.36636 | 0.9809 | -0.36652 | 2.722
85 | 0.0099077 | 0.0024831 | -0.0099068 | -0.0024826 | 9.3236e-07 | 4.5463e-07 | 0.014945 | 0.014945 | 0.014945 | 0.98645 | -0.259 | 0.98634 | -0.26098 | 4.1059
86 | -0.028642 | -0.0072012 | 0.028644 | 0.0072025 | 1.9966e-06 | 1.2419e-06 | 0.043361 | 0.043361 | 0.043361 | 0.98311 | -0.32515 | 0.98318 | -0.32369 | 11.9123
87 | 0.0099068 | 0.0024826 | -0.0099064 | -0.0024824 | 4.6155e-07 | 2.2507e-07 | 0.014945 | 0.014946 | 0.014946 | 0.98634 | -0.26098 | 0.98629 | -0.26196 | 4.1059
88 | 0.01123 | 0.0028175 | -0.011219 | -0.0028117 | 1.1179e-05 | 5.8538e-06 | 0.017017 | 0.017018 | 0.017018 | 0.98202 | -0.34652 | 0.98096 | -0.36742 | 4.6752
89 | -0.014754 | -0.0037007 | 0.014757 | 0.0037023 | 2.6758e-06 | 1.5319e-06 | 0.022357 | 0.022357 | 0.022357 | 0.98202 | -0.34652 | 0.98222 | -0.34272 | 6.142
90 | -0.014757 | -0.0037023 | 0.014759 | 0.0037038 | 2.7426e-06 | 1.57e-06 | 0.022357 | 0.022357 | 0.022357 | 0.98222 | -0.34272 | 0.98242 | -0.33882 | 6.142
91 | -0.027402 | -0.0068723 | 0.027439 | 0.0068955 | 3.7316e-05 | 2.315e-05 | 0.041506 | 0.041506 | 0.041506 | 0.98242 | -0.33882 | 0.98388 | -0.31029 | 11.4027
92 | -0.027439 | -0.0068955 | 0.027479 | 0.0069202 | 3.9852e-05 | 2.4721e-05 | 0.041506 | 0.041505 | 0.041506 | 0.98388 | -0.31029 | 0.98544 | -0.27992 | 11.4026
93 | -0.027479 | -0.0069202 | 0.027486 | 0.0069247 | 7.2536e-06 | 4.4992e-06 | 0.041505 | 0.041505 | 0.041505 | 0.98544 | -0.27992 | 0.98572 | -0.2744 | 11.4026
94 | 0.14802 | 0.037327 | -0.14797 | -0.03729 | 5.8084e-05 | 3.6529e-05 | 0.22243 | 0.22243 | 0.22243 | 0.99063 | -0.17917 | 0.99021 | -0.18737 | 15.2766
95 | 0.11946 | 0.030147 | -0.11934 | -0.030073 | 0.00011554 | 7.3823e-05 | 0.17951 | 0.17951 | 0.17951 | 0.99063 | -0.17917 | 0.98959 | -0.19939 | 49.3164
96 | -0.26748 | -0.067473 | 0.26772 | 0.067622 | 0.00023348 | 0.00014863 | 0.40194 | 0.40194 | 0.40194 | 0.99063 | -0.17917 | 0.99158 | -0.16096 | 27.6057
97 | 0.14797 | 0.03729 | -0.14778 | -0.037174 | 0.00018215 | 0.00011607 | 0.22243 | 0.22243 | 0.22243 | 0.99021 | -0.18737 | 0.98888 | -0.21314 | 30.5532
98 | 0.030367 | 0.007618 | -0.030349 | -0.0076071 | 1.7361e-05 | 1.0826e-05 | 0.045664 | 0.045665 | 0.045665 | 0.98959 | -0.19939 | 0.98897 | -0.21139 | 12.5452
99 | 0.088977 | 0.022455 | -0.088888 | -0.022399 | 8.8627e-05 | 5.6552e-05 | 0.13385 | 0.13385 | 0.13385 | 0.98959 | -0.19939 | 0.98851 | -0.22021 | 36.7712
100 | 0.02154 | 0.0053993 | -0.021538 | -0.0053979 | 2.3391e-06 | 1.4208e-06 | 0.03241 | 0.03241 | 0.03241 | 0.98897 | -0.21139 | 0.98885 | -0.21367 | 8.9039
101 | 0.065789 | 0.01661 | -0.065723 | -0.016567 | 6.6268e-05 | 4.2181e-05 | 0.099076 | 0.099077 | 0.099077 | 0.98851 | -0.22021 | 0.98742 | -0.24126 | 27.2188
102 | 0.11663 | 0.029365 | -0.11652 | -0.0293 | 0.00010041 | 6.4153e-05 | 0.17554 | 0.17554 | 0.17554 | 0.98888 | -0.21314 | 0.98795 | -0.23117 | 48.2253
103 | -0.037429 | -0.0094165 | 0.037432 | 0.0094184 | 2.9835e-06 | 1.8777e-06 | 0.056514 | 0.056514 | 0.056514 | 0.98572 | -0.2744 | 0.98581 | -0.27273 | 15.5258
104 | -0.0020882 | -0.00052334 | 0.0020882 | 0.00052324 | 3.6998e-08 | -1.0276e-07 | 0.0031531 | 0.003153 | 0.0031531 | 0.98546 | -0.27941 | 0.98548 | -0.27904 | 0.86622
105 | -0.0020882 | -0.00052324 | 0.0020883 | 0.00052288 | 1.2955e-07 | -3.599e-07 | 0.003153 | 0.0031528 | 0.003153 | 0.98548 | -0.27904 | 0.98555 | -0.27773 | 0.86621
106 | -0.0093066 | -0.002332 | 0.0093093 | 0.0023332 | 2.7255e-06 | 1.2751e-06 | 0.014051 | 0.014051 | 0.014051 | 0.98555 | -0.27773 | 0.98586 | -0.27159 | 3.8602
107 | -0.065628 | -0.016507 | 0.065723 | 0.016567 | 9.5233e-05 | 6.0619e-05 | 0.099077 | 0.099077 | 0.099077 | 0.98586 | -0.27159 | 0.98742 | -0.24126 | 27.2189
108 | 0.012311 | 0.0030862 | -0.012308 | -0.0030846 | 2.8559e-06 | 1.5466e-06 | 0.018581 | 0.018581 | 0.018581 | 0.98586 | -0.27159 | 0.98561 | -0.27646 | 5.1048
109 | 0.044008 | 0.011087 | -0.043965 | -0.01106 | 4.3187e-05 | 2.7307e-05 | 0.066444 | 0.066444 | 0.066444 | 0.98586 | -0.27159 | 0.9848 | -0.29213 | 18.2539
110 | -0.0093865 | -0.0023527 | 0.0093871 | 0.0023529 | 5.9876e-07 | 2.8226e-07 | 0.014185 | 0.014185 | 0.014185 | 0.98466 | -0.29493 | 0.98473 | -0.29359 | 3.897
111 | 0.0093865 | 0.0023527 | -0.0093855 | -0.0023522 | 1.0497e-06 | 4.9489e-07 | 0.014185 | 0.014185 | 0.014185 | 0.98466 | -0.29493 | 0.98454 | -0.29728 | 3.897
112 | -0.012993 | -0.0032565 | 0.012993 | 0.003257 | 9.0774e-07 | 5.0106e-07 | 0.019633 | 0.019633 | 0.019633 | 0.98473 | -0.29359 | 0.9848 | -0.29213 | 5.3937
113 | 0.0054027 | 0.001354 | -0.0054021 | -0.0013539 | 5.2079e-07 | 6.8458e-08 | 0.0081655 | 0.0081655 | 0.0081655 | 0.98454 | -0.29728 | 0.98444 | -0.2993 | 2.2433
114 | 0.0079947 | 0.0020037 | -0.0079945 | -0.0020036 | 1.978e-07 | 8.045e-08 | 0.01207 | 0.01207 | 0.01207 | 0.98561 | -0.27646 | 0.98558 | -0.27698 | 3.3159
115 | -0.054263 | -0.013637 | 0.054317 | 0.013671 | 5.3985e-05 | 3.4277e-05 | 0.08192 | 0.08192 | 0.08192 | 0.98581 | -0.27273 | 0.98688 | -0.25191 | 22.5055
116 | -0.071277 | -0.017922 | 0.071283 | 0.017926 | 6.735e-06 | 4.2906e-06 | 0.10749 | 0.10749 | 0.10749 | 0.98688 | -0.25191 | 0.98698 | -0.24993 | 29.5307
117 | -0.084774 | -0.021307 | 0.084851 | 0.021355 | 7.6029e-05 | 4.85e-05 | 0.12783 | 0.12783 | 0.12783 | 0.98698 | -0.24993 | 0.98795 | -0.23117 | 35.1185
118 | 0.031674 | 0.007945 | -0.031656 | -0.0079338 | 1.7917e-05 | 1.1198e-05 | 0.047709 | 0.047709 | 0.047709 | 0.98795 | -0.23117 | 0.98734 | -0.24304 | 13.1069
119 | 0.0049819 | 0.0012482 | -0.0049811 | -0.0012482 | 8.0812e-07 | 3.0459e-08 | 0.0075161 | 0.0075163 | 0.0075163 | 0.98629 | -0.26196 | 0.98612 | -0.26536 | 2.0649
120 | 0.0028905 | 0.00072421 | -0.0028903 | -0.00072439 | 1.544e-07 | -1.7729e-07 | 0.0043616 | 0.0043617 | 0.0043617 | 0.98612 | -0.26536 | 0.98606 | -0.26648 | 1.1983
121 | 0.011125 | 0.0027887 | -0.011123 | -0.0027876 | 2.2016e-06 | 1.1367e-06 | 0.016684 | 0.016684 | 0.016684 | 0.9922 | -0.14892 | 0.99199 | -0.15308 | 4.5836

## res_trafo
| p_hv_mw | q_hv_mvar | p_lv_mw | q_lv_mvar | pl_mw | ql_mvar | i_hv_ka | i_lv_ka | vm_hv_pu | va_hv_degree | vm_lv_pu | va_lv_degree | loading_percent
0 | -1.2729e-15 | -1.3162e-15 | 0.00165 | 1.2699e-07 | 0.00165 | 1.2699e-07 | 5.2857e-17 | 0.0023815 | 0.99998 | 149.9956 | 1 | 0 | 0.2619

## res_ext_grid
| p_mw | q_mvar
0 | 0.56052 | 0.14285

## res_load
| p_mw | q_mvar
0 | 0.0031307 | 0.00078464
1 | 0.010712 | 0.0026847
2 | 0.002696 | 0.00067567
3 | 0.003248 | 0.00081403
4 | 0.0074662 | 0.0018712
5 | 0.0028039 | 0.00070273
6 | 0.0092225 | 0.0023114
7 | 0.0016114 | 0.00040385
8 | 0.0051317 | 0.0012861
9 | 0.0037147 | 0.000931
10 | 0.0055826 | 0.0013991
11 | 0.00080292 | 0.00020123
12 | 0.0033597 | 0.00084201
13 | 0.019633 | 0.0049206
14 | 0.0016107 | 0.00040368
15 | 0.004515 | 0.0011316
16 | 0.0088245 | 0.0022116
17 | 0.0011407 | 0.0002859
18 | 0.0063128 | 0.0015821
19 | 0.0003545 | 8.8847e-05
20 | 0.0039731 | 0.00099575
21 | 0.0015888 | 0.00039819
22 | 0.0055114 | 0.0013813
23 | 0.0034132 | 0.00085542
24 | 0.0055583 | 0.0013931
25 | 0.0037091 | 0.00092958
26 | 0.0023428 | 0.00058715
27 | 0.0062507 | 0.0015666
28 | 0.0069649 | 0.0017456
29 | 0.0031622 | 0.00079252
30 | 0.005108 | 0.0012802
31 | 0.0044211 | 0.001108
32 | 0.0040415 | 0.0010129
33 | 0.0045118 | 0.0011308
34 | 0.0073499 | 0.0018421
35 | 0.011377 | 0.0028513
36 | 0.0011074 | 0.00027754
37 | 0.0071863 | 0.0018011
38 | 0.0086176 | 0.0021598
39 | 0.0060592 | 0.0015186
40 | 0.0031115 | 0.00077982
41 | 0.0058726 | 0.0014718
42 | 0.0054608 | 0.0013686
43 | 0.0023549 | 0.00059019
44 | 0.0007998 | 0.00020045
45 | 0.00065259 | 0.00016355
46 | 0.002 | 0.00050124
47 | 0.00072802 | 0.00018246
48 | 0.0010131 | 0.0002539
49 | 0.0017655 | 0.00044249
50 | 0.00078129 | 0.00019581
51 | 0.00347 | 0.00086966
52 | 0.00081674 | 0.00020469
53 | 0.0012932 | 0.00032411
54 | 0.0013767 | 0.00034504
55 | 0.010686 | 0.0026781
56 | 0.0021301 | 0.00053385
57 | 0.0051018 | 0.0012786
58 | 0.0018086 | 0.00045329
59 | 0.0050602 | 0.0012682
60 | 0.0065315 | 0.001637
61 | 0.0011601 | 0.00029076
62 | 0.00068219 | 0.00017097
63 | 0.0045649 | 0.0011441
64 | 0.0035241 | 0.00088322
65 | 0.011219 | 0.0028117
66 | 0.012642 | 0.0031685
67 | 0.021772 | 0.0054567
68 | 0.0088092 | 0.0022078
69 | 0.023099 | 0.0057891
70 | 0.031159 | 0.0078093
71 | 0.0099423 | 0.0024918
72 | 0.0020882 | 0.00052334
73 | 0.0072183 | 0.0018091
74 | 0.0036054 | 0.00090361
75 | 0.0039828 | 0.00099819
76 | 0.004313 | 0.001081
77 | 0.0079945 | 0.0020036
78 | 0.021538 | 0.0053979
79 | 0.0054021 | 0.0013539
80 | 0.016832 | 0.0042184
81 | 0.01696 | 0.0042505
82 | 0.013491 | 0.0033812
83 | 0.031656 | 0.0079338
84 | 0.0049244 | 0.0012342
85 | 0.0020906 | 0.00052397
86 | 0.0028903 | 0.00072439
87 | 0.011123 | 0.0027876

## dtypes
| element | column | dtype
0 | bus | name | object
1 | bus | vn_kv | float64
2 | bus | type | object
3 | bus | zone | object
4 | bus | in_service | bool
5 | load | name | object
6 | load | bus | uint32
7 | load | p_mw | float64
8 | load | q_mvar | float64
9 | load | const_z_percent | float64
10 | load | const_i_percent | float64
11 | load | sn_mva | float64
12 | load | scaling | float64
13 | load | in_service | bool
14 | load | type | object
15 | ext_grid | name | object
16 | ext_grid | bus | uint32
17 | ext_grid | vm_pu | float64
18 | ext_grid | va_degree | float64
19 | ext_grid | slack_weight | float64
20 | ext_grid | in_service | bool
21 | line | name | object
22 | line | std_type | object
23 | line | from_bus | uint32
24 | line | to_bus | uint32
25 | line | length_km | float64
26 | line | r_ohm_per_km | float64
27 | line | x_ohm_per_km | float64
28 | line | c_nf_per_km | float64
29 | line | g_us_per_km | float64
30 | line | max_i_ka | float64
31 | line | df | float64
32 | line | parallel | uint32
33 | line | type | object
34 | line | in_service | bool
35 | trafo | name | object
36 | trafo | std_type | object
37 | trafo | hv_bus | uint32
38 | trafo | lv_bus | uint32
39 | trafo | sn_mva | float64
40 | trafo | vn_hv_kv | float64
41 | trafo | vn_lv_kv | float64
42 | trafo | vk_percent | float64
43 | trafo | vkr_percent | float64
44 | trafo | pfe_kw | float64
45 | trafo | i0_percent | float64
46 | trafo | shift_degree | float64
47 | trafo | tap_side | object
48 | trafo | tap_neutral | int32
49 | trafo | tap_min | int32
50 | trafo | tap_max | int32
51 | trafo | tap_step_percent | float64
52 | trafo | tap_step_degree | float64
53 | trafo | tap_pos | int32
54 | trafo | tap_phase_shifter | bool
55 | trafo | parallel | uint32
56 | trafo | df | float64
57 | trafo | in_service | bool
58 | line_geodata | coords | object
59 | bus_geodata | x | float64
60 | bus_geodata | y | float64
61 | bus_geodata | coords | object
62 | res_bus | vm_pu | float64
63 | res_bus | va_degree | float64
64 | res_bus | p_mw | float64
65 | res_bus | q_mvar | float64
66 | res_line | p_from_mw | float64
67 | res_line | q_from_mvar | float64
68 | res_line | p_to_mw | float64
69 | res_line | q_to_mvar | float64
70 | res_line | pl_mw | float64
71 | res_line | ql_mvar | float64
72 | res_line | i_from_ka | float64
73 | res_line | i_to_ka | float64
74 | res_line | i_ka | float64
75 | res_line | vm_from_pu | float64
76 | res_line | va_from_degree | float64
77 | res_line | vm_to_pu | float64
78 | res_line | va_to_degree | float64
79 | res_line | loading_percent | float64
80 | res_trafo | p_hv_mw | float64
81 | res_trafo | q_hv_mvar | float64
82 | res_trafo | p_lv_mw | float64
83 | res_trafo | q_lv_mvar | float64
84 | res_trafo | pl_mw | float64
85 | res_trafo | ql_mvar | float64
86 | res_trafo | i_hv_ka | float64
87 | res_trafo | i_lv_ka | float64
88 | res_trafo | vm_hv_pu | float64
89 | res_trafo | va_hv_degree | float64
90 | res_trafo | vm_lv_pu | float64
91 | res_trafo | va_lv_degree | float64
92 | res_trafo | loading_percent | float64
93 | res_ext_grid | p_mw | float64
94 | res_ext_grid | q_mvar | float64
95 | res_load | p_mw | float64
96 | res_load | q_mvar | float64

## parameters
| version | format_version | converged | OPF_converged | name | f_hz | sn_mva
0 | 2.14.6 | 2.14.0 | TRUE | FALSE |  | 50 | 1