## bus
| name | vn_kv | type | zone | in_service
0 | bus_LV_2517-9_0_4_node_0 | 0.4 | n |  | TRUE
1 | bus_LV_2517-9_0_4_node_1 | 0.4 | n |  | TRUE
2 | bus_LV_2517-9_0_4_node_2 | 0.4 | n |  | TRUE
3 | bus_LV_2517-9_0_4_node_3 | 0.4 | n |  | TRUE
4 | bus_LV_2517-9_0_4_node_4 | 0.4 | n |  | TRUE
5 | bus_LV_2517-9_0_4_node_6 | 0.4 | n |  | TRUE
6 | bus_LV_2517-9_0_4_node_84 | 0.4 | n |  | TRUE
7 | bus_LV_2517-9_0_4_node_105 | 0.4 | n |  | TRUE
8 | bus_LV_2517-9_0_4_node_5 | 0.4 | n |  | TRUE
9 | bus_LV_2517-9_0_4_node_88 | 0.4 | n |  | TRUE
10 | bus_LV_2517-9_0_4_node_128 | 0.4 | n |  | TRUE
11 | bus_LV_2517-9_0_4_node_21 | 0.4 | n |  | TRUE
12 | bus_LV_2517-9_0_4_node_133 | 0.4 | n |  | TRUE
13 | bus_LV_2517-9_0_4_node_83 | 0.4 | n |  | TRUE
14 | bus_LV_2517-9_0_4_node_38 | 0.4 | n |  | TRUE
15 | bus_LV_2517-9_0_4_node_109 | 0.4 | n |  | TRUE
16 | bus_LV_2517-9_0_4_node_87 | 0.4 | n |  | TRUE
17 | bus_LV_2517-9_0_4_node_129 | 0.4 | n |  | TRUE
18 | bus_LV_2517-9_0_4_node_19 | 0.4 | n |  | TRUE
19 | bus_LV_2517-9_0_4_node_7 | 0.4 | n |  | TRUE
20 | bus_LV_2517-9_0_4_node_8 | 0.4 | n |  | TRUE
21 | bus_LV_2517-9_0_4_node_9 | 0.4 | n |  | TRUE
22 | bus_LV_2517-9_0_4_node_10 | 0.4 | n |  | TRUE
23 | bus_LV_2517-9_0_4_node_11 | 0.4 | n |  | TRUE
24 | bus_LV_2517-9_0_4_node_42 | 0.4 | n |  | TRUE
25 | bus_LV_2517-9_0_4_node_40 | 0.4 | n |  | TRUE
26 | bus_LV_2517-9_0_4_node_12 | 0.4 | n |  | TRUE
27 | bus_LV_2517-9_0_4_node_13 | 0.4 | n |  | TRUE
28 | bus_LV_2517-9_0_4_node_14 | 0.4 | n |  | TRUE
29 | bus_LV_2517-9_0_4_node_15 | 0.4 | n |  | TRUE
30 | bus_LV_2517-9_0_4_node_16 | 0.4 | n |  | TRUE
31 | bus_LV_2517-9_0_4_node_49 | 0.4 | n |  | TRUE
32 | bus_LV_2517-9_0_4_node_99 | 0.4 | n |  | TRUE
33 | bus_LV_2517-9_0_4_node_98 | 0.4 | n |  | TRUE
34 | bus_LV_2517-9_0_4_node_50 | 0.4 | n |  | TRUE
35 | bus_LV_2517-9_0_4_node_108 | 0.4 | n |  | TRUE
36 | bus_LV_2517-9_0_4_node_95 | 0.4 | n |  | TRUE
37 | bus_LV_2517-9_0_4_node_17 | 0.4 | n |  | TRUE
38 | bus_LV_2517-9_0_4_node_18 | 0.4 | n |  | TRUE
39 | bus_LV_2517-9_0_4_node_20 | 0.4 | n |  | TRUE
40 | bus_LV_2517-9_0_4_node_27 | 0.4 | n |  | TRUE
41 | bus_LV_2517-9_0_4_node_28 | 0.4 | n |  | TRUE
42 | bus_LV_2517-9_0_4_node_125 | 0.4 | n |  | TRUE
43 | bus_LV_2517-9_0_4_node_22 | 0.4 | n |  | TRUE
44 | bus_LV_2517-9_0_4_node_23 | 0.4 | n |  | TRUE
45 | bus_LV_2517-9_0_4_node_24 | 0.4 | n |  | TRUE
46 | bus_LV_2517-9_0_4_node_25 | 0.4 | n |  | TRUE
47 | bus_LV_2517-9_0_4_node_26 | 0.4 | n |  | TRUE
48 | bus_LV_2517-9_0_4_node_61 | 0.4 | n |  | TRUE
49 | bus_LV_2517-9_0_4_node_75 | 0.4 | n |  | TRUE
50 | bus_LV_2517-9_0_4_node_56 | 0.4 | n |  | TRUE
51 | bus_LV_2517-9_0_4_node_73 | 0.4 | n |  | TRUE
52 | bus_LV_2517-9_0_4_node_111 | 0.4 | n |  | TRUE
53 | bus_LV_2517-9_0_4_node_29 | 0.4 | n |  | TRUE
54 | bus_LV_2517-9_0_4_node_30 | 0.4 | n |  | TRUE
55 | bus_LV_2517-9_0_4_node_32 | 0.4 | n |  | TRUE
56 | bus_LV_2517-9_0_4_node_76 | 0.4 | n |  | TRUE
57 | bus_LV_2517-9_0_4_node_77 | 0.4 | n |  | TRUE
58 | bus_LV_2517-9_0_4_node_113 | 0.4 | n |  | TRUE
59 | bus_LV_2517-9_0_4_node_112 | 0.4 | n |  | TRUE
60 | bus_LV_2517-9_0_4_node_34 | 0.4 | n |  | TRUE
61 | bus_LV_2517-9_0_4_node_35 | 0.4 | n |  | TRUE
62 | bus_LV_2517-9_0_4_node_36 | 0.4 | n |  | TRUE
63 | bus_LV_2517-9_0_4_node_37 | 0.4 | n |  | TRUE
64 | bus_LV_2517-9_0_4_node_53 | 0.4 | n |  | TRUE
65 | bus_LV_2517-9_0_4_node_66 | 0.4 | n |  | TRUE
66 | bus_LV_2517-9_0_4_node_86 | 0.4 | n |  | TRUE
67 | bus_LV_2517-9_0_4_node_64 | 0.4 | n |  | TRUE
68 | bus_LV_2517-9_0_4_node_39 | 0.4 | n |  | TRUE
69 | bus_LV_2517-9_0_4_node_41 | 0.4 | n |  | TRUE
70 | bus_LV_2517-9_0_4_node_43 | 0.4 | n |  | TRUE
71 | bus_LV_2517-9_0_4_node_79 | 0.4 | n |  | TRUE
72 | bus_LV_2517-9_0_4_node_78 | 0.4 | n |  | TRUE
73 | bus_LV_2517-9_0_4_node_44 | 0.4 | n |  | TRUE
74 | bus_LV_2517-9_0_4_node_45 | 0.4 | n |  | TRUE
75 | bus_LV_2517-9_0_4_node_46 | 0.4 | n |  | TRUE
76 | bus_LV_2517-9_0_4_node_47 | 0.4 | n |  | TRUE
77 | bus_LV_2517-9_0_4_node_48 | 0.4 | n |  | TRUE
78 | bus_LV_2517-9_0_4_node_85 | 0.4 | n |  | TRUE
79 | bus_LV_2517-9_0_4_node_97 | 0.4 | n |  | TRUE
80 | bus_LV_2517-9_0_4_node_51 | 0.4 | n |  | TRUE
81 | bus_LV_2517-9_0_4_node_52 | 0.4 | n |  | TRUE
82 | bus_LV_2517-9_0_4_node_69 | 0.4 | n |  | TRUE
83 | bus_LV_2517-9_0_4_node_68 | 0.4 | n |  | TRUE
84 | bus_LV_2517-9_0_4_node_54 | 0.4 | n |  | TRUE
85 | bus_LV_2517-9_0_4_node_55 | 0.4 | n |  | TRUE
86 | bus_LV_2517-9_0_4_node_57 | 0.4 | n |  | TRUE
87 | bus_LV_2517-9_0_4_node_81 | 0.4 | n |  | TRUE
88 | bus_LV_2517-9_0_4_node_92 | 0.4 | n |  | TRUE
89 | bus_LV_2517-9_0_4_node_80 | 0.4 | n |  | TRUE
90 | bus_LV_2517-9_0_4_node_100 | 0.4 | n |  | TRUE
91 | bus_LV_2517-9_0_4_node_93 | 0.4 | n |  | TRUE
92 | bus_LV_2517-9_0_4_node_58 | 0.4 | n |  | TRUE
93 | bus_LV_2517-9_0_4_node_59 | 0.4 | n |  | TRUE
94 | bus_LV_2517-9_0_4_node_60 | 0.4 | n |  | TRUE
95 | bus_LV_2517-9_0_4_node_67 | 0.4 | n |  | TRUE
96 | bus_LV_2517-9_0_4_node_101 | 0.4 | n |  | TRUE
97 | bus_LV_2517-9_0_4_node_102 | 0.4 | n |  | TRUE
98 | bus_LV_2517-9_0_4_node_62 | 0.4 | n |  | TRUE
99 | bus_LV_2517-9_0_4_node_63 | 0.4 | n |  | TRUE
100 | bus_LV_2517-9_0_4_node_65 | 0.4 | n |  | TRUE
101 | bus_LV_2517-9_0_4_node_122 | 0.4 | n |  | TRUE
102 | bus_LV_2517-9_0_4_node_96 | 0.4 | n |  | TRUE
103 | bus_LV_2517-9_0_4_node_71 | 0.4 | n |  | TRUE
104 | bus_LV_2517-9_0_4_node_70 | 0.4 | n |  | TRUE
105 | bus_LV_2517-9_0_4_node_123 | 0.4 | n |  | TRUE
106 | bus_LV_2517-9_0_4_node_91 | 0.4 | n |  | TRUE
107 | bus_LV_2517-9_0_4_node_90 | 0.4 | n |  | TRUE
108 | bus_LV_2517-9_0_4_node_115 | 0.4 | n |  | TRUE
109 | bus_LV_2517-9_0_4_node_131 | 0.4 | n |  | TRUE
110 | bus_LV_2517-9_0_4_node_130 | 0.4 | n |  | TRUE
111 | bus_LV_2517-9_0_4_node_89 | 0.4 | n |  | TRUE
112 | bus_LV_2517-9_0_4_node_114 | 0.4 | n |  | TRUE
113 | bus_LV_2517-9_0_4_node_72 | 0.4 | n |  | TRUE
114 | bus_LV_2517-9_0_4_node_74 | 0.4 | n |  | TRUE
115 | bus_LV_2517-9_0_4_node_82 | 0.4 | n |  | TRUE
116 | bus_LV_2517-9_0_4_node_134 | 0.4 | n |  | TRUE
117 | bus_LV_2517-9_0_4_node_110 | 0.4 | n |  | TRUE
118 | bus_LV_2517-9_0_4_node_94 | 0.4 | n |  | TRUE
119 | bus_LV_2517-9_0_4_node_106 | 0.4 | n |  | TRUE
120 | bus_LV_2517-9_0_4_node_107 | 0.4 | n |  | TRUE
121 | bus_LV_2517-9_0_4_node_103 | 0.4 | n |  | TRUE
122 | bus_LV_2517-9_0_4_node_104 | 0.4 | n |  | TRUE
123 | bus_LV_2517-9_0_4_node_118 | 0.4 | n |  | TRUE
124 | bus_LV_2517-9_0_4_node_119 | 0.4 | n |  | TRUE
125 | bus_LV_2517-9_0_4_node_120 | 0.4 | n |  | TRUE
126 | bus_LV_2517-9_0_4_node_116 | 0.4 | n |  | TRUE
127 | bus_LV_2517-9_0_4_node_117 | 0.4 | n |  | TRUE
128 | bus_LV_2517-9_0_4_node_124 | 0.4 | n |  | TRUE
129 | bus_LV_2517-9_0_4_node_121 | 0.4 | n |  | TRUE
130 | bus_LV_2517-9_0_4_node_132 | 0.4 | n |  | TRUE
131 | bus_LV_2517-9_0_4_node_135 | 0.4 | n |  | TRUE
132 | bus_LV_2517-9_0_4_node_136 | 0.4 | n |  | TRUE
133 | bus_MV_392_0_node_95 | 20 | n |  | TRUE

## load
| name | bus | p_mw | q_mvar | const_z_percent | const_i_percent | sn_mva | scaling | in_service | type
0 | LV_2517-9_0_4_load_0 | 0 | 0.0032178 | 0.00080646 | 0 | 0 |  | 1 | TRUE | wye
1 | LV_2517-9_0_4_load_1 | 1 | 0.0032294 | 0.00080935 | 0 | 0 |  | 1 | TRUE | wye
2 | LV_2517-9_0_4_load_3 | 3 | 0.0013844 | 0.00034696 | 0 | 0 |  | 1 | TRUE | wye
3 | LV_2517-9_0_4_load_4 | 4 | 0.0027958 | 0.0007007 | 0 | 0 |  | 1 | TRUE | wye
4 | LV_2517-9_0_4_load_105 | 7 | 0.0045381 | 0.0011373 | 0 | 0 |  | 1 | TRUE | wye
5 | LV_2517-9_0_4_load_5 | 8 | 0.0020132 | 0.00050455 | 0 | 0 |  | 1 | TRUE | wye
6 | LV_2517-9_0_4_load_128 | 10 | 0.0027531 | 0.00068999 | 0 | 0 |  | 1 | TRUE | wye
7 | LV_2517-9_0_4_load_21 | 11 | 0.003366 | 0.00084361 | 0 | 0 |  | 1 | TRUE | wye
8 | LV_2517-9_0_4_load_133 | 12 | 0.0015082 | 0.00037798 | 0 | 0 |  | 1 | TRUE | wye
9 | LV_2517-9_0_4_load_38 | 14 | 0.0044916 | 0.0011257 | 0 | 0 |  | 1 | TRUE | wye
10 | LV_2517-9_0_4_load_109 | 15 | 0.0012217 | 0.00030619 | 0 | 0 |  | 1 | TRUE | wye
11 | LV_2517-9_0_4_load_129 | 17 | 0.0022386 | 0.00056106 | 0 | 0 |  | 1 | TRUE | wye
12 | LV_2517-9_0_4_load_19 | 18 | 0.0014916 | 0.00037383 | 0 | 0 |  | 1 | TRUE | wye
13 | LV_2517-9_0_4_load_7 | 19 | 0.0012179 | 0.00030522 | 0 | 0 |  | 1 | TRUE | wye
14 | LV_2517-9_0_4_load_8 | 20 | 0.0011483 | 0.00028779 | 0 | 0 |  | 1 | TRUE | wye
15 | LV_2517-9_0_4_load_9 | 21 | 0.0011331 | 0.00028397 | 0 | 0 |  | 1 | TRUE | wye
16 | LV_2517-9_0_4_load_10 | 22 | 0.0033085 | 0.00082918 | 0 | 0 |  | 1 | TRUE | wye
17 | LV_2517-9_0_4_load_11 | 23 | 0.0026434 | 0.0006625 | 0 | 0 |  | 1 | TRUE | wye
18 | LV_2517-9_0_4_load_42 | 24 | 0.0011199 | 0.00028067 | 0 | 0 |  | 1 | TRUE | wye
19 | LV_2517-9_0_4_load_40 | 25 | 0.0011374 | 0.00028507 | 0 | 0 |  | 1 | TRUE | wye
20 | LV_2517-9_0_4_load_12 | 26 | 0.0012943 | 0.00032437 | 0 | 0 |  | 1 | TRUE | wye
21 | LV_2517-9_0_4_load_13 | 27 | 0.0014568 | 0.00036511 | 0 | 0 |  | 1 | TRUE | wye
22 | LV_2517-9_0_4_load_14 | 28 | 0.0015545 | 0.0003896 | 0 | 0 |  | 1 | TRUE | wye
23 | LV_2517-9_0_4_load_15 | 29 | 0.00080594 | 0.00020199 | 0 | 0 |  | 1 | TRUE | wye
24 | LV_2517-9_0_4_load_16 | 30 | 0.0010563 | 0.00026473 | 0 | 0 |  | 1 | TRUE | wye
25 | LV_2517-9_0_4_load_49 | 31 | 0.0017472 | 0.00043788 | 0 | 0 |  | 1 | TRUE | wye
26 | LV_2517-9_0_4_load_99 | 32 | 0.001833 | 0.00045939 | 0 | 0 |  | 1 | TRUE | wye
27 | LV_2517-9_0_4_load_98 | 33 | 0.0016111 | 0.00040378 | 0 | 0 |  | 1 | TRUE | wye
28 | LV_2517-9_0_4_load_108 | 35 | 0.0011723 | 0.00029382 | 0 | 0 |  | 1 | TRUE | wye
29 | LV_2517-9_0_4_load_17 | 37 | 0.0015536 | 0.00038938 | 0 | 0 |  | 1 | TRUE | wye
30 | LV_2517-9_0_4_load_18 | 38 | 0.0029537 | 0.00074026 | 0 | 0 |  | 1 | TRUE | wye
31 | LV_2517-9_0_4_load_27 | 40 | 0.0040031 | 0.0010033 | 0 | 0 |  | 1 | TRUE | wye
32 | LV_2517-9_0_4_load_28 | 41 | 0.0027082 | 0.00067875 | 0 | 0 |  | 1 | TRUE | wye
33 | LV_2517-9_0_4_load_125 | 42 | 0.0017278 | 0.00043302 | 0 | 0 |  | 1 | TRUE | wye
34 | LV_2517-9_0_4_load_22 | 43 | 0.0018554 | 0.000465 | 0 | 0 |  | 1 | TRUE | wye
35 | LV_2517-9_0_4_load_23 | 44 | 0.001162 | 0.00029122 | 0 | 0 |  | 1 | TRUE | wye
36 | LV_2517-9_0_4_load_25 | 46 | 0.0026212 | 0.00065693 | 0 | 0 |  | 1 | TRUE | wye
37 | LV_2517-9_0_4_load_26 | 47 | 0.0010876 | 0.00027258 | 0 | 0 |  | 1 | TRUE | wye
38 | LV_2517-9_0_4_load_61 | 48 | 0.002459 | 0.00061629 | 0 | 0 |  | 1 | TRUE | wye
39 | LV_2517-9_0_4_load_75 | 49 | 0.0016581 | 0.00041556 | 0 | 0 |  | 1 | TRUE | wye
40 | LV_2517-9_0_4_load_73 | 51 | 0.0030253 | 0.00075821 | 0 | 0 |  | 1 | TRUE | wye
41 | LV_2517-9_0_4_load_111 | 52 | 0.0014662 | 0.00036748 | 0 | 0 |  | 1 | TRUE | wye
42 | LV_2517-9_0_4_load_29 | 53 | 0.00082586 | 0.00020698 | 0 | 0 |  | 1 | TRUE | wye
43 | LV_2517-9_0_4_load_30 | 54 | 0.0012495 | 0.00031315 | 0 | 0 |  | 1 | TRUE | wye
44 | LV_2517-9_0_4_load_32 | 55 | 0.0064961 | 0.0016281 | 0 | 0 |  | 1 | TRUE | wye
45 | LV_2517-9_0_4_load_76 | 56 | 0.0041172 | 0.0010319 | 0 | 0 |  | 1 | TRUE | wye
46 | LV_2517-9_0_4_load_77 | 57 | 0.00087657 | 0.00021969 | 0 | 0 |  | 1 | TRUE | wye
47 | LV_2517-9_0_4_load_113 | 58 | 0.00099719 | 0.00024992 | 0 | 0 |  | 1 | TRUE | wye
48 | LV_2517-9_0_4_load_112 | 59 | 0.0011336 | 0.00028411 | 0 | 0 |  | 1 | TRUE | wye
49 | LV_2517-9_0_4_load_34 | 60 | 0.0050416 | 0.0012635 | 0 | 0 |  | 1 | TRUE | wye
50 | LV_2517-9_0_4_load_35 | 61 | 0.0032143 | 0.00080557 | 0 | 0 |  | 1 | TRUE | wye
51 | LV_2517-9_0_4_load_36 | 62 | 0.0030178 | 0.00075632 | 0 | 0 |  | 1 | TRUE | wye
52 | LV_2517-9_0_4_load_37 | 63 | 0.0022791 | 0.00057118 | 0 | 0 |  | 1 | TRUE | wye
53 | LV_2517-9_0_4_load_53 | 64 | 0.002563 | 0.00064234 | 0 | 0 |  | 1 | TRUE | wye
54 | LV_2517-9_0_4_load_66 | 65 | 0.0030366 | 0.00076106 | 0 | 0 |  | 1 | TRUE | wye
55 | LV_2517-9_0_4_load_86 | 66 | 0.002237 | 0.00056063 | 0 | 0 |  | 1 | TRUE | wye
56 | LV_2517-9_0_4_load_64 | 67 | 0.0027604 | 0.00069183 | 0 | 0 |  | 1 | TRUE | wye
57 | LV_2517-9_0_4_load_39 | 68 | 0.0011301 | 0.00028323 | 0 | 0 |  | 1 | TRUE | wye
58 | LV_2517-9_0_4_load_41 | 69 | 0.0035868 | 0.00089893 | 0 | 0 |  | 1 | TRUE | wye
59 | LV_2517-9_0_4_load_43 | 70 | 0.0029277 | 0.00073375 | 0 | 0 |  | 1 | TRUE | wye
60 | LV_2517-9_0_4_load_79 | 71 | 0.003149 | 0.00078922 | 0 | 0 |  | 1 | TRUE | wye
61 | LV_2517-9_0_4_load_78 | 72 | 0.0012066 | 0.00030241 | 0 | 0 |  | 1 | TRUE | wye
62 | LV_2517-9_0_4_load_44 | 73 | 0.0016348 | 0.00040972 | 0 | 0 |  | 1 | TRUE | wye
63 | LV_2517-9_0_4_load_45 | 74 | 0.0055889 | 0.0014007 | 0 | 0 |  | 1 | TRUE | wye
64 | LV_2517-9_0_4_load_46 | 75 | 0.0014131 | 0.00035416 | 0 | 0 |  | 1 | TRUE | wye
65 | LV_2517-9_0_4_load_47 | 76 | 0.0027527 | 0.0006899 | 0 | 0 |  | 1 | TRUE | wye
66 | LV_2517-9_0_4_load_48 | 77 | 0.0082652 | 0.0020714 | 0 | 0 |  | 1 | TRUE | wye
67 | LV_2517-9_0_4_load_85 | 78 | 0.0018194 | 0.00045599 | 0 | 0 |  | 1 | TRUE | wye
68 | LV_2517-9_0_4_load_97 | 79 | 0.0012659 | 0.00031726 | 0 | 0 |  | 1 | TRUE | wye
69 | LV_2517-9_0_4_load_52 | 81 | 0.0023503 | 0.00058904 | 0 | 0 |  | 1 | TRUE | wye
70 | LV_2517-9_0_4_load_69 | 82 | 0.0010877 | 0.0002726 | 0 | 0 |  | 1 | TRUE | wye
71 | LV_2517-9_0_4_load_54 | 84 | 0.0013891 | 0.00034813 | 0 | 0 |  | 1 | TRUE | wye
72 | LV_2517-9_0_4_load_81 | 87 | 0.0020261 | 0.00050778 | 0 | 0 |  | 1 | TRUE | wye
73 | LV_2517-9_0_4_load_92 | 88 | 0.00172 | 0.00043107 | 0 | 0 |  | 1 | TRUE | wye
74 | LV_2517-9_0_4_load_80 | 89 | 0.0033406 | 0.00083723 | 0 | 0 |  | 1 | TRUE | wye
75 | LV_2517-9_0_4_load_100 | 90 | 0.0010597 | 0.00026559 | 0 | 0 |  | 1 | TRUE | wye
76 | LV_2517-9_0_4_load_93 | 91 | 0.0036887 | 0.00092449 | 0 | 0 |  | 1 | TRUE | wye
77 | LV_2517-9_0_4_load_59 | 93 | 0.00035826 | 8.9788e-05 | 0 | 0 |  | 1 | TRUE | wye
78 | LV_2517-9_0_4_load_60 | 94 | 0.0010704 | 0.00026826 | 0 | 0 |  | 1 | TRUE | wye
79 | LV_2517-9_0_4_load_67 | 95 | 0.00054499 | 0.00013659 | 0 | 0 |  | 1 | TRUE | wye
80 | LV_2517-9_0_4_load_101 | 96 | 0.0025062 | 0.00062811 | 0 | 0 |  | 1 | TRUE | wye
81 | LV_2517-9_0_4_load_62 | 98 | 0.0026003 | 0.00065169 | 0 | 0 |  | 1 | TRUE | wye
82 | LV_2517-9_0_4_load_63 | 99 | 0.0026863 | 0.00067324 | 0 | 0 |  | 1 | TRUE | wye
83 | LV_2517-9_0_4_load_65 | 100 | 0.0024238 | 0.00060747 | 0 | 0 |  | 1 | TRUE | wye
84 | LV_2517-9_0_4_load_122 | 101 | 0.0018445 | 0.00046227 | 0 | 0 |  | 1 | TRUE | wye
85 | LV_2517-9_0_4_load_96 | 102 | 0.0027144 | 0.00068028 | 0 | 0 |  | 1 | TRUE | wye
86 | LV_2517-9_0_4_load_91 | 106 | 0.0058112 | 0.0014564 | 0 | 0 |  | 1 | TRUE | wye
87 | LV_2517-9_0_4_load_115 | 108 | 0.0012401 | 0.0003108 | 0 | 0 |  | 1 | TRUE | wye
88 | LV_2517-9_0_4_load_131 | 109 | 0.013229 | 0.0033154 | 0 | 0 |  | 1 | TRUE | wye
89 | LV_2517-9_0_4_load_130 | 110 | 0.0014537 | 0.00036433 | 0 | 0 |  | 1 | TRUE | wye
90 | LV_2517-9_0_4_load_89 | 111 | 0.0038815 | 0.00097279 | 0 | 0 |  | 1 | TRUE | wye
91 | LV_2517-9_0_4_load_114 | 112 | 0.00080371 | 0.00020143 | 0 | 0 |  | 1 | TRUE | wye
92 | LV_2517-9_0_4_load_72 | 113 | 0.0013973 | 0.0003502 | 0 | 0 |  | 1 | TRUE | wye
93 | LV_2517-9_0_4_load_74 | 114 | 0.0037356 | 0.00093623 | 0 | 0 |  | 1 | TRUE | wye
94 | LV_2517-9_0_4_load_82 | 115 | 0.0049986 | 0.0012528 | 0 | 0 |  | 1 | TRUE | wye
95 | LV_2517-9_0_4_load_134 | 116 | 0.001806 | 0.00045262 | 0 | 0 |  | 1 | TRUE | wye
96 | LV_2517-9_0_4_load_110 | 117 | 0.0012045 | 0.00030188 | 0 | 0 |  | 1 | TRUE | wye
97 | LV_2517-9_0_4_load_106 | 119 | 0.00069454 | 0.00017407 | 0 | 0 |  | 1 | TRUE | wye
98 | LV_2517-9_0_4_load_107 | 120 | 0.0009757 | 0.00024453 | 0 | 0 |  | 1 | TRUE | wye
99 | LV_2517-9_0_4_load_103 | 121 | 0.0026813 | 0.00067199 | 0 | 0 |  | 1 | TRUE | wye
100 | LV_2517-9_0_4_load_104 | 122 | 0.0017526 | 0.00043924 | 0 | 0 |  | 1 | TRUE | wye
101 | LV_2517-9_0_4_load_118 | 123 | 0.0040265 | 0.0010091 | 0 | 0 |  | 1 | TRUE | wye
102 | LV_2517-9_0_4_load_119 | 124 | 0.0015214 | 0.0003813 | 0 | 0 |  | 1 | TRUE | wye
103 | LV_2517-9_0_4_load_120 | 125 | 0.0079304 | 0.0019876 | 0 | 0 |  | 1 | TRUE | wye
104 | LV_2517-9_0_4_load_116 | 126 | 0.0023049 | 0.00057766 | 0 | 0 |  | 1 | TRUE | wye
105 | LV_2517-9_0_4_load_117 | 127 | 0.001792 | 0.00044912 | 0 | 0 |  | 1 | TRUE | wye
106 | LV_2517-9_0_4_load_124 | 128 | 0.0005249 | 0.00013155 | 0 | 0 |  | 1 | TRUE | wye
107 | LV_2517-9_0_4_load_121 | 129 | 0.0099928 | 0.0025044 | 0 | 0 |  | 1 | TRUE | wye
108 | LV_2517-9_0_4_load_132 | 130 | 0.001097 | 0.00027494 | 0 | 0 |  | 1 | TRUE | wye
109 | LV_2517-9_0_4_load_135 | 131 | 0.00039291 | 9.8472e-05 | 0 | 0 |  | 1 | TRUE | wye
110 | LV_2517-9_0_4_load_136 | 132 | 0.0055229 | 0.0013842 | 0 | 0 |  | 1 | TRUE | wye

## ext_grid
| name | bus | vm_pu | va_degree | slack_weight | in_service
0 |  | 33 | 1 | 0 | 1 | TRUE

## line
| name | std_type | from_bus | to_bus | length_km | r_ohm_per_km | x_ohm_per_km | c_nf_per_km | g_us_per_km | max_i_ka | df | parallel | type | in_service
0 | LV_2517-9_0_4_line_0 |  | 0 | 1 | 0.025174 | 0.125 | 0.08 | 261 | 0 | 0.364 | 1 | 1 | cs | TRUE
1 | LV_2517-9_0_4_line_1 |  | 0 | 2 | 0.021303 | 0.125 | 0.08 | 261 | 0 | 0.364 | 1 | 1 | cs | TRUE
2 | LV_2517-9_0_4_line_2 |  | 1 | 3 | 0.003052 | 0.125 | 0.08 | 261 | 0 | 0.364 | 1 | 1 | cs | TRUE
3 | LV_2517-9_0_4_line_3 |  | 2 | 4 | 0.015497 | 0.125 | 0.08 | 261 | 0 | 0.364 | 1 | 3 | cs | TRUE
4 | LV_2517-9_0_4_line_4 |  | 2 | 5 | 0.011737 | 0.125 | 0.08 | 261 | 0 | 0.364 | 1 | 3 | cs | TRUE
5 | LV_2517-9_0_4_line_5 |  | 3 | 6 | 0.019032 | 0.125 | 0.08 | 261 | 0 | 0.364 | 1 | 1 | cs | TRUE
6 | LV_2517-9_0_4_line_6 |  | 4 | 7 | 0.021685 | 0.125 | 0.08 | 261 | 0 | 0.364 | 1 | 3 | cs | TRUE
7 | LV_2517-9_0_4_line_7 |  | 5 | 10 | 0.028267 | 0.125 | 0.08 | 261 | 0 | 0.364 | 1 | 1 | cs | TRUE
8 | LV_2517-9_0_4_line_8 |  | 5 | 11 | 0.0089886 | 0.125 | 0.08 | 261 | 0 | 0.364 | 1 | 3 | cs | TRUE
9 | LV_2517-9_0_4_line_9 |  | 6 | 12 | 0.030449 | 0.125 | 0.08 | 261 | 0 | 0.364 | 1 | 1 | cs | TRUE
10 | LV_2517-9_0_4_line_10 |  | 6 | 13 | 0.069926 | 0.125 | 0.08 | 261 | 0 | 0.364 | 1 | 1 | cs | TRUE
11 | LV_2517-9_0_4_line_11 |  | 7 | 14 | 0.022108 | 0.125 | 0.08 | 261 | 0 | 0.364 | 1 | 3 | cs | TRUE
12 | LV_2517-9_0_4_line_12 |  | 8 | 9 | 0.023989 | 0.125 | 0.08 | 261 | 0 | 0.364 | 1 | 1 | cs | TRUE
13 | LV_2517-9_0_4_line_13 |  | 9 | 15 | 0.013593 | 0.125 | 0.08 | 261 | 0 | 0.364 | 1 | 3 | cs | TRUE
14 | LV_2517-9_0_4_line_14 |  | 9 | 16 | 0.015384 | 0.125 | 0.08 | 261 | 0 | 0.364 | 1 | 3 | cs | TRUE
15 | LV_2517-9_0_4_line_15 |  | 10 | 17 | 0.001491 | 0.125 | 0.08 | 261 | 0 | 0.364 | 1 | 1 | cs | TRUE
16 | LV_2517-9_0_4_line_16 |  | 11 | 18 | 0.013385 | 0.125 | 0.08 | 261 | 0 | 0.364 | 1 | 3 | cs | TRUE
17 | LV_2517-9_0_4_line_17 |  | 12 | 116 | 0.028383 | 0.125 | 0.08 | 261 | 0 | 0.364 | 1 | 1 | cs | TRUE
18 | LV_2517-9_0_4_line_18 |  | 13 | 115 | 0.049862 | 0.125 | 0.08 | 261 | 0 | 0.364 | 1 | 1 | cs | TRUE
19 | LV_2517-9_0_4_line_19 |  | 14 | 65 | 0.022382 | 0.125 | 0.08 | 261 | 0 | 0.364 | 1 | 3 | cs | TRUE
20 | LV_2517-9_0_4_line_20 |  | 14 | 62 | 0.023204 | 0.125 | 0.08 | 261 | 0 | 0.364 | 1 | 1 | cs | TRUE
21 | LV_2517-9_0_4_line_21 |  | 15 | 117 | 0.030246 | 0.125 | 0.08 | 261 | 0 | 0.364 | 1 | 3 | cs | TRUE
22 | LV_2517-9_0_4_line_22 |  | 16 | 81 | 0.018005 | 0.125 | 0.08 | 261 | 0 | 0.364 | 1 | 3 | cs | TRUE
23 | LV_2517-9_0_4_line_23 |  | 18 | 37 | 0.008627 | 0.125 | 0.08 | 261 | 0 | 0.364 | 1 | 3 | cs | TRUE
24 | LV_2517-9_0_4_line_24 |  | 19 | 20 | 0.007548 | 0.125 | 0.08 | 261 | 0 | 0.364 | 1 | 1 | cs | TRUE
25 | LV_2517-9_0_4_line_25 |  | 19 | 21 | 0.0172 | 0.125 | 0.08 | 261 | 0 | 0.364 | 1 | 1 | cs | TRUE
26 | LV_2517-9_0_4_line_26 |  | 20 | 22 | 0.0016586 | 0.125 | 0.08 | 261 | 0 | 0.364 | 1 | 1 | cs | TRUE
27 | LV_2517-9_0_4_line_27 |  | 21 | 23 | 0.0050216 | 0.125 | 0.08 | 261 | 0 | 0.364 | 1 | 1 | cs | TRUE
28 | LV_2517-9_0_4_line_28 |  | 23 | 24 | 0.011775 | 0.125 | 0.08 | 261 | 0 | 0.364 | 1 | 1 | cs | TRUE
29 | LV_2517-9_0_4_line_29 |  | 24 | 25 | 0.016381 | 0.125 | 0.08 | 261 | 0 | 0.364 | 1 | 1 | cs | TRUE
30 | LV_2517-9_0_4_line_30 |  | 25 | 68 | 0.015822 | 0.125 | 0.08 | 261 | 0 | 0.364 | 1 | 1 | cs | TRUE
31 | LV_2517-9_0_4_line_31 |  | 26 | 27 | 0.022548 | 0.125 | 0.08 | 261 | 0 | 0.364 | 1 | 3 | cs | TRUE
32 | LV_2517-9_0_4_line_32 |  | 26 | 28 | 0.015399 | 0.125 | 0.08 | 261 | 0 | 0.364 | 1 | 3 | cs | TRUE
33 | LV_2517-9_0_4_line_33 |  | 27 | 29 | 0.018925 | 0.125 | 0.08 | 261 | 0 | 0.364 | 1 | 3 | cs | TRUE
34 | LV_2517-9_0_4_line_34 |  | 28 | 30 | 0.020381 | 0.125 | 0.08 | 261 | 0 | 0.364 | 1 | 3 | cs | TRUE
35 | LV_2517-9_0_4_line_35 |  | 29 | 31 | 0.010079 | 0.125 | 0.08 | 261 | 0 | 0.364 | 1 | 3 | cs | TRUE
36 | LV_2517-9_0_4_line_36 |  | 30 | 32 | 0.014203 | 0.125 | 0.08 | 261 | 0 | 0.364 | 1 | 1 | cs | TRUE
37 | LV_2517-9_0_4_line_37 |  | 30 | 33 | 0.015693 | 0.125 | 0.08 | 261 | 0 | 0.364 | 1 | 3 | cs | TRUE
38 | LV_2517-9_0_4_line_38 |  | 31 | 34 | 0.02155 | 0.125 | 0.08 | 261 | 0 | 0.364 | 1 | 3 | cs | TRUE
39 | LV_2517-9_0_4_line_39 |  | 32 | 35 | 0.013567 | 0.125 | 0.08 | 261 | 0 | 0.364 | 1 | 1 | cs | TRUE
40 | LV_2517-9_0_4_line_40 |  | 33 | 36 | 0.045763 | 0.125 | 0.08 | 261 | 0 | 0.364 | 1 | 1 | cs | TRUE
41 | LV_2517-9_0_4_line_41 |  | 34 | 80 | 0.064514 | 0.125 | 0.08 | 261 | 0 | 0.364 | 1 | 1 | cs | TRUE
42 | LV_2517-9_0_4_line_42 |  | 34 | 81 | 0.0045074 | 0.125 | 0.08 | 261 | 0 | 0.364 | 1 | 3 | cs | TRUE
43 | LV_2517-9_0_4_line_43 |  | 36 | 90 | 0.021745 | 0.125 | 0.08 | 261 | 0 | 0.364 | 1 | 1 | cs | TRUE
44 | LV_2517-9_0_4_line_44 |  | 37 | 38 | 0.014596 | 0.125 | 0.08 | 261 | 0 | 0.364 | 1 | 3 | cs | TRUE
45 | LV_2517-9_0_4_line_45 |  | 38 | 39 | 0.0045024 | 0.125 | 0.08 | 261 | 0 | 0.364 | 1 | 3 | cs | TRUE
46 | LV_2517-9_0_4_line_46 |  | 39 | 40 | 0.013807 | 0.125 | 0.08 | 261 | 0 | 0.364 | 1 | 1 | cs | TRUE
47 | LV_2517-9_0_4_line_47 |  | 39 | 41 | 0.027845 | 0.125 | 0.08 | 261 | 0 | 0.364 | 1 | 3 | cs | TRUE
48 | LV_2517-9_0_4_line_48 |  | 41 | 42 | 0.011092 | 0.125 | 0.08 | 261 | 0 | 0.364 | 1 | 3 | cs | TRUE
49 | LV_2517-9_0_4_line_49 |  | 42 | 52 | 0.0096117 | 0.125 | 0.08 | 261 | 0 | 0.364 | 1 | 3 | cs | TRUE
50 | LV_2517-9_0_4_line_50 |  | 43 | 44 | 0.010342 | 0.125 | 0.08 | 261 | 0 | 0.364 | 1 | 1 | cs | TRUE
51 | LV_2517-9_0_4_line_51 |  | 43 | 45 | 0.001994 | 0.125 | 0.08 | 261 | 0 | 0.364 | 1 | 1 | cs | TRUE
52 | LV_2517-9_0_4_line_52 |  | 44 | 46 | 0.0035502 | 0.125 | 0.08 | 261 | 0 | 0.364 | 1 | 1 | cs | TRUE
53 | LV_2517-9_0_4_line_53 |  | 45 | 47 | 0.020788 | 0.125 | 0.08 | 261 | 0 | 0.364 | 1 | 1 | cs | TRUE
54 | LV_2517-9_0_4_line_54 |  | 46 | 48 | 0.017311 | 0.125 | 0.08 | 261 | 0 | 0.364 | 1 | 1 | cs | TRUE
55 | LV_2517-9_0_4_line_55 |  | 47 | 49 | 0.017933 | 0.125 | 0.08 | 261 | 0 | 0.364 | 1 | 1 | cs | TRUE
56 | LV_2517-9_0_4_line_56 |  | 48 | 50 | 0.049395 | 0.125 | 0.08 | 261 | 0 | 0.364 | 1 | 1 | cs | TRUE
57 | LV_2517-9_0_4_line_57 |  | 49 | 51 | 0.0088029 | 0.125 | 0.08 | 261 | 0 | 0.364 | 1 | 1 | cs | TRUE
58 | LV_2517-9_0_4_line_58 |  | 50 | 87 | 0.025583 | 0.125 | 0.08 | 261 | 0 | 0.364 | 1 | 1 | cs | TRUE
59 | LV_2517-9_0_4_line_59 |  | 50 | 85 | 0.018019 | 0.125 | 0.08 | 261 | 0 | 0.364 | 1 | 1 | cs | TRUE
60 | LV_2517-9_0_4_line_60 |  | 51 | 113 | 0.0096962 | 0.125 | 0.08 | 261 | 0 | 0.364 | 1 | 1 | cs | TRUE
61 | LV_2517-9_0_4_line_61 |  | 52 | 117 | 0.004032 | 0.125 | 0.08 | 261 | 0 | 0.364 | 1 | 3 | cs | TRUE
62 | LV_2517-9_0_4_line_62 |  | 53 | 54 | 0.023867 | 0.125 | 0.08 | 261 | 0 | 0.364 | 1 | 1 | cs | TRUE
63 | LV_2517-9_0_4_line_63 |  | 54 | 55 | 0.0016477 | 0.125 | 0.08 | 261 | 0 | 0.364 | 1 | 1 | cs | TRUE
64 | LV_2517-9_0_4_line_64 |  | 55 | 56 | 0.020745 | 0.125 | 0.08 | 261 | 0 | 0.364 | 1 | 1 | cs | TRUE
65 | LV_2517-9_0_4_line_65 |  | 56 | 57 | 0.0019663 | 0.125 | 0.08 | 261 | 0 | 0.364 | 1 | 1 | cs | TRUE
66 | LV_2517-9_0_4_line_66 |  | 57 | 111 | 0.023426 | 0.125 | 0.08 | 261 | 0 | 0.364 | 1 | 1 | cs | TRUE
67 | LV_2517-9_0_4_line_67 |  | 58 | 59 | 0.033057 | 0.125 | 0.08 | 261 | 0 | 0.364 | 1 | 1 | cs | TRUE
68 | LV_2517-9_0_4_line_68 |  | 59 | 112 | 0.025571 | 0.125 | 0.08 | 261 | 0 | 0.364 | 1 | 1 | cs | TRUE
69 | LV_2517-9_0_4_line_69 |  | 60 | 61 | 0.015186 | 0.125 | 0.08 | 261 | 0 | 0.364 | 1 | 1 | cs | TRUE
70 | LV_2517-9_0_4_line_70 |  | 60 | 62 | 0.017642 | 0.125 | 0.08 | 261 | 0 | 0.364 | 1 | 1 | cs | TRUE
71 | LV_2517-9_0_4_line_71 |  | 61 | 63 | 0.0068176 | 0.125 | 0.08 | 261 | 0 | 0.364 | 1 | 1 | cs | TRUE
72 | LV_2517-9_0_4_line_72 |  | 63 | 64 | 0.027111 | 0.125 | 0.08 | 261 | 0 | 0.364 | 1 | 1 | cs | TRUE
73 | LV_2517-9_0_4_line_73 |  | 64 | 66 | 0.023592 | 0.125 | 0.08 | 261 | 0 | 0.364 | 1 | 1 | cs | TRUE
74 | LV_2517-9_0_4_line_74 |  | 65 | 67 | 0.002005 | 0.125 | 0.08 | 261 | 0 | 0.364 | 1 | 3 | cs | TRUE
75 | LV_2517-9_0_4_line_75 |  | 66 | 78 | 0.027111 | 0.125 | 0.08 | 261 | 0 | 0.364 | 1 | 1 | cs | TRUE
76 | LV_2517-9_0_4_line_76 |  | 67 | 98 | 0.020583 | 0.125 | 0.08 | 261 | 0 | 0.364 | 1 | 3 | cs | TRUE
77 | LV_2517-9_0_4_line_77 |  | 68 | 69 | 0.0076245 | 0.125 | 0.08 | 261 | 0 | 0.364 | 1 | 1 | cs | TRUE
78 | LV_2517-9_0_4_line_78 |  | 69 | 70 | 0.019085 | 0.125 | 0.08 | 261 | 0 | 0.364 | 1 | 1 | cs | TRUE
79 | LV_2517-9_0_4_line_79 |  | 70 | 71 | 0.0025817 | 0.125 | 0.08 | 261 | 0 | 0.364 | 1 | 1 | cs | TRUE
80 | LV_2517-9_0_4_line_80 |  | 71 | 72 | 0.02073 | 0.125 | 0.08 | 261 | 0 | 0.364 | 1 | 1 | cs | TRUE
81 | LV_2517-9_0_4_line_81 |  | 72 | 89 | 0.014338 | 0.125 | 0.08 | 261 | 0 | 0.364 | 1 | 1 | cs | TRUE
82 | LV_2517-9_0_4_line_82 |  | 73 | 74 | 0.010793 | 0.125 | 0.08 | 261 | 0 | 0.364 | 1 | 1 | cs | TRUE
83 | LV_2517-9_0_4_line_83 |  | 73 | 75 | 0.018378 | 0.125 | 0.08 | 261 | 0 | 0.364 | 1 | 1 | cs | TRUE
84 | LV_2517-9_0_4_line_84 |  | 74 | 76 | 0.004615 | 0.125 | 0.08 | 261 | 0 | 0.364 | 1 | 1 | cs | TRUE
85 | LV_2517-9_0_4_line_85 |  | 75 | 77 | 0.018298 | 0.125 | 0.08 | 261 | 0 | 0.364 | 1 | 1 | cs | TRUE
86 | LV_2517-9_0_4_line_86 |  | 76 | 78 | 0.0089749 | 0.125 | 0.08 | 261 | 0 | 0.364 | 1 | 1 | cs | TRUE
87 | LV_2517-9_0_4_line_87 |  | 77 | 79 | 0.00085814 | 0.125 | 0.08 | 261 | 0 | 0.364 | 1 | 1 | cs | TRUE
88 | LV_2517-9_0_4_line_88 |  | 80 | 82 | 0.024735 | 0.125 | 0.08 | 261 | 0 | 0.364 | 1 | 1 | cs | TRUE
89 | LV_2517-9_0_4_line_89 |  | 82 | 83 | 0.027494 | 0.125 | 0.08 | 261 | 0 | 0.364 | 1 | 1 | cs | TRUE
90 | LV_2517-9_0_4_line_90 |  | 83 | 103 | 0.056733 | 0.125 | 0.08 | 261 | 0 | 0.364 | 1 | 1 | cs | TRUE
91 | LV_2517-9_0_4_line_91 |  | 83 | 95 | 0.03301 | 0.125 | 0.08 | 261 | 0 | 0.364 | 1 | 1 | cs | TRUE
92 | LV_2517-9_0_4_line_92 |  | 84 | 85 | 0.039652 | 0.125 | 0.08 | 261 | 0 | 0.364 | 1 | 1 | cs | TRUE
93 | LV_2517-9_0_4_line_93 |  | 85 | 86 | 0.015142 | 0.125 | 0.08 | 261 | 0 | 0.364 | 1 | 2 | cs | TRUE
94 | LV_2517-9_0_4_line_94 |  | 86 | 88 | 0.016629 | 0.125 | 0.08 | 261 | 0 | 0.364 | 1 | 3 | cs | TRUE
95 | LV_2517-9_0_4_line_95 |  | 87 | 89 | 0.018586 | 0.125 | 0.08 | 261 | 0 | 0.364 | 1 | 1 | cs | TRUE
96 | LV_2517-9_0_4_line_96 |  | 88 | 91 | 0.012186 | 0.125 | 0.08 | 261 | 0 | 0.364 | 1 | 3 | cs | TRUE
97 | LV_2517-9_0_4_line_97 |  | 90 | 119 | 0.013506 | 0.125 | 0.08 | 261 | 0 | 0.364 | 1 | 1 | cs | TRUE
98 | LV_2517-9_0_4_line_98 |  | 91 | 118 | 0.0074734 | 0.125 | 0.08 | 261 | 0 | 0.364 | 1 | 3 | cs | TRUE
99 | LV_2517-9_0_4_line_99 |  | 92 | 93 | 0.013308 | 0.125 | 0.08 | 261 | 0 | 0.364 | 1 | 1 | cs | TRUE
100 | LV_2517-9_0_4_line_100 |  | 92 | 94 | 0.016748 | 0.125 | 0.08 | 261 | 0 | 0.364 | 1 | 1 | cs | TRUE
101 | LV_2517-9_0_4_line_101 |  | 93 | 95 | 0.02991 | 0.125 | 0.08 | 261 | 0 | 0.364 | 1 | 1 | cs | TRUE
102 | LV_2517-9_0_4_line_102 |  | 94 | 96 | 0.019844 | 0.125 | 0.08 | 261 | 0 | 0.364 | 1 | 1 | cs | TRUE
103 | LV_2517-9_0_4_line_103 |  | 96 | 97 | 0.0037255 | 0.125 | 0.08 | 261 | 0 | 0.364 | 1 | 1 | cs | TRUE
104 | LV_2517-9_0_4_line_104 |  | 97 | 121 | 0.02042 | 0.125 | 0.08 | 261 | 0 | 0.364 | 1 | 1 | cs | TRUE
105 | LV_2517-9_0_4_line_105 |  | 97 | 122 | 0.023375 | 0.125 | 0.08 | 261 | 0 | 0.364 | 1 | 1 | cs | TRUE
106 | LV_2517-9_0_4_line_106 |  | 98 | 99 | 0.0053489 | 0.125 | 0.08 | 261 | 0 | 0.364 | 1 | 3 | cs | TRUE
107 | LV_2517-9_0_4_line_107 |  | 99 | 100 | 0.016696 | 0.125 | 0.08 | 261 | 0 | 0.364 | 1 | 3 | cs | TRUE
108 | LV_2517-9_0_4_line_108 |  | 100 | 101 | 0.001106 | 0.125 | 0.08 | 261 | 0 | 0.364 | 1 | 3 | cs | TRUE
109 | LV_2517-9_0_4_line_109 |  | 101 | 102 | 0.020513 | 0.125 | 0.08 | 261 | 0 | 0.364 | 1 | 3 | cs | TRUE
110 | LV_2517-9_0_4_line_110 |  | 102 | 118 | 0.029923 | 0.125 | 0.08 | 261 | 0 | 0.364 | 1 | 3 | cs | TRUE
111 | LV_2517-9_0_4_line_111 |  | 103 | 107 | 0.01047 | 0.125 | 0.08 | 261 | 0 | 0.364 | 1 | 1 | cs | TRUE
112 | LV_2517-9_0_4_line_112 |  | 103 | 108 | 0.030684 | 0.125 | 0.08 | 261 | 0 | 0.364 | 1 | 1 | cs | TRUE
113 | LV_2517-9_0_4_line_113 |  | 104 | 105 | 0.060768 | 0.125 | 0.08 | 261 | 0 | 0.364 | 1 | 1 | cs | TRUE
114 | LV_2517-9_0_4_line_114 |  | 104 | 106 | 0.0041291 | 0.125 | 0.08 | 261 | 0 | 0.364 | 1 | 1 | cs | TRUE
115 | LV_2517-9_0_4_line_115 |  | 105 | 109 | 0.040241 | 0.125 | 0.08 | 261 | 0 | 0.364 | 1 | 1 | cs | TRUE
116 | LV_2517-9_0_4_line_116 |  | 105 | 110 | 0.018026 | 0.125 | 0.08 | 261 | 0 | 0.364 | 1 | 1 | cs | TRUE
117 | LV_2517-9_0_4_line_117 |  | 106 | 107 | 0.014289 | 0.125 | 0.08 | 261 | 0 | 0.364 | 1 | 1 | cs | TRUE
118 | LV_2517-9_0_4_line_118 |  | 107 | 111 | 0.033504 | 0.125 | 0.08 | 261 | 0 | 0.364 | 1 | 1 | cs | TRUE
119 | LV_2517-9_0_4_line_119 |  | 108 | 112 | 0.052443 | 0.125 | 0.08 | 261 | 0 | 0.364 | 1 | 1 | cs | TRUE
120 | LV_2517-9_0_4_line_120 |  | 109 | 130 | 0.032595 | 0.125 | 0.08 | 261 | 0 | 0.364 | 1 | 1 | cs | TRUE
121 | LV_2517-9_0_4_line_121 |  | 113 | 114 | 0.092875 | 0.125 | 0.08 | 261 | 0 | 0.364 | 1 | 1 | cs | TRUE
122 | LV_2517-9_0_4_line_122 |  | 116 | 131 | 0.005258 | 0.125 | 0.08 | 261 | 0 | 0.364 | 1 | 1 | cs | TRUE
123 | LV_2517-9_0_4_line_123 |  | 119 | 120 | 0.0040181 | 0.125 | 0.08 | 261 | 0 | 0.364 | 1 | 1 | cs | TRUE
124 | LV_2517-9_0_4_line_124 |  | 120 | 126 | 0.045206 | 0.125 | 0.08 | 261 | 0 | 0.364 | 1 | 1 | cs | TRUE
125 | LV_2517-9_0_4_line_125 |  | 121 | 123 | 0.0037886 | 0.125 | 0.08 | 261 | 0 | 0.364 | 1 | 1 | cs | TRUE
126 | LV_2517-9_0_4_line_126 |  | 122 | 124 | 0.0028712 | 0.125 | 0.08 | 261 | 0 | 0.364 | 1 | 1 | cs | TRUE
127 | LV_2517-9_0_4_line_127 |  | 124 | 125 | 0.032833 | 0.125 | 0.08 | 261 | 0 | 0.364 | 1 | 1 | cs | TRUE
128 | LV_2517-9_0_4_line_128 |  | 125 | 129 | 0.042467 | 0.125 | 0.08 | 261 | 0 | 0.364 | 1 | 1 | cs | TRUE
129 | LV_2517-9_0_4_line_129 |  | 126 | 127 | 0.002963 | 0.125 | 0.08 | 261 | 0 | 0.364 | 1 | 1 | cs | TRUE
130 | LV_2517-9_0_4_line_130 |  | 127 | 128 | 0.009718 | 0.125 | 0.08 | 261 | 0 | 0.364 | 1 | 1 | cs | TRUE
131 | LV_2517-9_0_4_line_131 |  | 131 | 132 | 0.013608 | 0.125 | 0.08 | 261 | 0 | 0.364 | 1 | 1 | cs | TRUE

## trafo
| name | std_type | hv_bus | lv_bus | sn_mva | vn_hv_kv | vn_lv_kv | vk_percent | vkr_percent | pfe_kw | i0_percent | shift_degree | tap_side | tap_neutral | tap_min | tap_max | tap_step_percent | tap_step_degree | tap_pos | tap_phase_shifter | parallel | df | in_service
0 | LV_2517-9_0_4_trafo_98 | 0.63 MVA 20/0.4 kV | 133 | 33 | 0.63 | 20 | 0.4 | 6 | 1.206 | 1.65 | 0.2619 | 150 | hv | 0 | -2 | 2 | 2.5 | 0 | 0 | FALSE | 1 | 1 | TRUE

## line_geodata
| x0 | y0 | x1 | y1 | x2 | y2 | x3 | y3 | x4 | y4 | x5 | y5 | x6 | y6
0 | 2611799.3363 | 1227851.9867 | 2611800.5525 | 1227877.1311
1 | 2611798.3071 | 1227830.7088 | 2611799.3363 | 1227851.9867
2 | 2611800.5525 | 1227877.1311 | 2611800.7 | 1227880.1795
3 | 2611798.3071 | 1227830.7088 | 2611813.8042 | 1227830.7337
4 | 2611786.5464 | 1227831.2081 | 2611798.3071 | 1227830.7088
5 | 2611801.6195 | 1227899.1892 | 2611800.7 | 1227880.1795
6 | 2611813.8042 | 1227830.7337 | 2611835.4895 | 1227830.7684
7 | 2611786.5464 | 1227831.2081 | 2611776.3676 | 1227857.5791
8 | 2611786.5464 | 1227831.2081 | 2611777.5613 | 1227831.4577
9 | 2611801.6195 | 1227899.1892 | 2611781.2136 | 1227903.4737 | 2611771.6201 | 1227903.7637
10 | 2611801.6195 | 1227899.1892 | 2611804.5372 | 1227921.9195 | 2611805.9977 | 1227968.9058
11 | 2611857.5979 | 1227830.8039 | 2611835.4895 | 1227830.7684
12 | 2611787.3827 | 1227756.7991 | 2611792.7043 | 1227763.269 | 2611794.7371 | 1227769.8769 | 2611795.2467 | 1227778.5603
13 | 2611787.3827 | 1227756.7991 | 2611775.4549 | 1227763.318
14 | 2611787.3827 | 1227756.7991 | 2611786.5378 | 1227751.0385 | 2611787.034 | 1227741.4893
15 | 2611775.8307 | 1227858.9701 | 2611776.3676 | 1227857.5791
16 | 2611764.1812 | 1227831.8294 | 2611777.5613 | 1227831.4577
17 | 2611743.3066 | 1227903.2749 | 2611752.5556 | 1227904.3401 | 2611771.6201 | 1227903.7637
18 | 2611805.9977 | 1227968.9058 | 2611782.3214 | 1227987.2922 | 2611770.9314 | 1227992.0948 | 2611763.4284 | 1227992.6559
19 | 2611857.5979 | 1227830.8039 | 2611879.9744 | 1227830.3163
20 | 2611857.5979 | 1227830.8039 | 2611857.3489 | 1227854.0063
21 | 2611775.4549 | 1227763.318 | 2611768.8971 | 1227766.902 | 2611752.4009 | 1227782.6011
22 | 2611787.034 | 1227741.4893 | 2611790.6293 | 1227739.5953 | 2611804.1948 | 1227736.3791
23 | 2611755.5575 | 1227832.069 | 2611764.1812 | 1227831.8294
24 | 2612098.696 | 1227919.8601 | 2612106.2369 | 1227920.1866
25 | 2612098.696 | 1227919.8601 | 2612081.5122 | 1227919.1161
26 | 2612107.8939 | 1227920.2583 | 2612106.2369 | 1227920.1866
27 | 2612076.4953 | 1227918.8988 | 2612081.5122 | 1227919.1161
28 | 2612076.4953 | 1227918.8988 | 2612064.7312 | 1227918.3895
29 | 2612048.3655 | 1227917.6809 | 2612064.7312 | 1227918.3895
30 | 2612048.3655 | 1227917.6809 | 2612032.5578 | 1227916.9964
31 | 2611877.6899 | 1227759.1682 | 2611856.3735 | 1227751.8183
32 | 2611877.6899 | 1227759.1682 | 2611892.2477 | 1227764.1877
33 | 2611838.4818 | 1227745.6492 | 2611856.3735 | 1227751.8183
34 | 2611911.5151 | 1227770.8311 | 2611892.2477 | 1227764.1877
35 | 2611828.9537 | 1227742.3639 | 2611838.4818 | 1227745.6492
36 | 2611911.5151 | 1227770.8311 | 2611914.7824 | 1227757.0091
37 | 2611911.5151 | 1227770.8311 | 2611926.5033 | 1227775.4829
38 | 2611808.5807 | 1227735.3393 | 2611828.9537 | 1227742.3639
39 | 2611917.9035 | 1227743.8056 | 2611914.7824 | 1227757.0091
40 | 2611970.2095 | 1227789.048 | 2611926.5033 | 1227775.4829
41 | 2611808.5807 | 1227735.3393 | 2611822.9062 | 1227733.044 | 2611844.6583 | 1227730.3522 | 2611860.6662 | 1227724.1469 | 2611862.5162 | 1227719.7146 | 2611861.1645 | 1227713.5972
42 | 2611808.5807 | 1227735.3393 | 2611804.1948 | 1227736.3791
43 | 2611970.2095 | 1227789.048 | 2611966.0015 | 1227767.7145
44 | 2611755.5575 | 1227832.069 | 2611740.9671 | 1227832.4743
45 | 2611736.4664 | 1227832.5994 | 2611740.9671 | 1227832.4743
46 | 2611736.4664 | 1227832.5994 | 2611733.4351 | 1227832.838 | 2611722.9061 | 1227835.0853
47 | 2611736.4664 | 1227832.5994 | 2611743.1007 | 1227807.2863 | 2611743.6215 | 1227805.6918
48 | 2611747.0652 | 1227795.1481 | 2611743.6215 | 1227805.6918
49 | 2611750.7647 | 1227786.2861 | 2611747.7202 | 1227793.1426 | 2611747.0652 | 1227795.1481
50 | 2612096.2725 | 1227872.7595 | 2612088.9991 | 1227865.4079
51 | 2612097.6749 | 1227874.1771 | 2612096.2725 | 1227872.7595
52 | 2612086.5022 | 1227862.8841 | 2612088.9991 | 1227865.4079
53 | 2612097.6749 | 1227874.1771 | 2612103.8321 | 1227871.8993 | 2612118.0551 | 1227871.9378
54 | 2612086.5022 | 1227862.8841 | 2612074.3275 | 1227850.5782
55 | 2612135.9882 | 1227871.9864 | 2612118.0551 | 1227871.9378
56 | 2612037.6801 | 1227817.5002 | 2612065.3715 | 1227841.5258 | 2612074.3275 | 1227850.5782
57 | 2612135.9882 | 1227871.9864 | 2612144.7911 | 1227872.0103
58 | 2612037.6801 | 1227817.5002 | 2612033.4248 | 1227823.5286 | 2612031.7733 | 1227841.6572
59 | 2612023.6777 | 1227806.1098 | 2612037.6801 | 1227817.5002
60 | 2612154.4872 | 1227872.0366 | 2612144.7911 | 1227872.0103
61 | 2611750.7647 | 1227786.2861 | 2611752.4009 | 1227782.6011 | 2611752.4009 | 1227782.6011
62 | 2611795.8656 | 1227641.5095 | 2611772.0076 | 1227640.8693
63 | 2611795.8656 | 1227641.5095 | 2611797.5127 | 1227641.5536
64 | 2611818.2506 | 1227642.1101 | 2611797.5127 | 1227641.5536
65 | 2611818.2506 | 1227642.1101 | 2611820.2162 | 1227642.1628
66 | 2611843.6337 | 1227642.7911 | 2611820.2162 | 1227642.1628
67 | 2611775.4345 | 1227706.7878 | 2611760.5359 | 1227710.908 | 2611743.0797 | 1227713.1481
68 | 2611775.4345 | 1227706.7878 | 2611780.8541 | 1227705.2891 | 2611798.7659 | 1227696.5097
69 | 2611871.1379 | 1227878.1865 | 2611863.1 | 1227876.0972 | 2611860.3376 | 1227874.4685 | 2611858.1478 | 1227871.5184
70 | 2611857.3489 | 1227854.0063 | 2611857.1983 | 1227868.0362 | 2611858.131 | 1227871.4957 | 2611858.1478 | 1227871.5184
71 | 2611871.1379 | 1227878.1865 | 2611877.7363 | 1227879.9016
72 | 2611903.9754 | 1227886.7219 | 2611877.7363 | 1227879.9016
73 | 2611903.9754 | 1227886.7219 | 2611926.809 | 1227892.6571
74 | 2611879.9744 | 1227830.3163 | 2611881.979 | 1227830.2726
75 | 2611953.0478 | 1227899.4774 | 2611926.809 | 1227892.6571
76 | 2611902.5575 | 1227829.8242 | 2611881.979 | 1227830.2726
77 | 2612024.9404 | 1227916.6666 | 2612024.9404 | 1227916.6666 | 2612032.5578 | 1227916.9964
78 | 2612026.6718 | 1227897.6605 | 2612024.9404 | 1227916.6666
79 | 2612026.6718 | 1227897.6605 | 2612026.906 | 1227895.0894
80 | 2612028.7865 | 1227874.4453 | 2612026.906 | 1227895.0894
81 | 2612028.7865 | 1227874.4453 | 2612030.0873 | 1227860.1661
82 | 2611972.5979 | 1227894.2039 | 2611972.5979 | 1227894.2039 | 2611966.2006 | 1227902.8962
83 | 2611972.5979 | 1227894.2039 | 2611974.2621 | 1227875.9016
84 | 2611966.2006 | 1227902.8962 | 2611966.2006 | 1227902.8962 | 2611961.734 | 1227901.7352
85 | 2611974.2621 | 1227875.9016 | 2611975.9192 | 1227857.6787
86 | 2611953.0478 | 1227899.4774 | 2611961.734 | 1227901.7352
87 | 2611975.9192 | 1227857.6787 | 2611975.9969 | 1227856.8241
88 | 2611861.1645 | 1227713.5972 | 2611883.937 | 1227703.9404
89 | 2611906.1638 | 1227688.027 | 2611888.7994 | 1227701.8784 | 2611883.937 | 1227703.9404
90 | 2611870.6165 | 1227654.7811 | 2611873.888 | 1227659.5682 | 2611880.6257 | 1227655.0234 | 2611886.4189 | 1227664.396 | 2611894.0207 | 1227678.7418 | 2611896.4537 | 1227682.2043 | 2611906.1638 | 1227688.027
91 | 2611906.1638 | 1227688.027 | 2611912.6691 | 1227686.0388 | 2611937.0173 | 1227677.3378 | 2611937.3455 | 1227677.2112
92 | 2612023.6777 | 1227806.1098 | 2612015.8023 | 1227796.1658 | 2612010.4646 | 1227786.5272 | 2612006.6075 | 1227775.3906 | 2612005.6756 | 1227771.3321
93 | 2612023.6777 | 1227806.1098 | 2612009.7237 | 1227812.0853
94 | 2612009.7237 | 1227812.0853 | 2611995.1746 | 1227820.1386
95 | 2612030.0873 | 1227860.1661 | 2612031.7733 | 1227841.6572
96 | 2611995.1746 | 1227820.1386 | 2611995.1746 | 1227820.1386 | 2611983.2167 | 1227822.4852
97 | 2611966.0015 | 1227767.7145 | 2611963.3878 | 1227754.4642
98 | 2611975.8832 | 1227823.9244 | 2611983.2167 | 1227822.4852
99 | 2611977.6707 | 1227661.6653 | 2611965.253 | 1227666.4525
100 | 2611977.6707 | 1227661.6653 | 2611992.9225 | 1227654.7453
101 | 2611937.3455 | 1227677.2112 | 2611965.253 | 1227666.4525
102 | 2612010.9935 | 1227646.5462 | 2611992.9225 | 1227654.7453
103 | 2612014.3861 | 1227645.0069 | 2612010.9935 | 1227646.5462
104 | 2612014.3861 | 1227645.0069 | 2612021.7331 | 1227664.0599
105 | 2612014.3861 | 1227645.0069 | 2612035.671 | 1227635.3462
106 | 2611902.5575 | 1227829.8242 | 2611907.9052 | 1227829.7077
107 | 2611907.9052 | 1227829.7077 | 2611914.1713 | 1227829.5711 | 2611924.5559 | 1227828.6209
108 | 2611924.5559 | 1227828.6209 | 2611925.6573 | 1227828.5201
109 | 2611946.0851 | 1227826.651 | 2611925.6573 | 1227828.5201
110 | 2611975.8832 | 1227823.9244 | 2611946.0851 | 1227826.651
111 | 2611876.7407 | 1227646.2772 | 2611870.6165 | 1227654.7811
112 | 2611870.6165 | 1227654.7811 | 2611844.2854 | 1227670.5346
113 | 2611943.044 | 1227603.9175 | 2611935.296 | 1227609.6387 | 2611924.1658 | 1227620.5341 | 2611893.7056 | 1227639.1066
114 | 2611893.7056 | 1227639.1066 | 2611889.9022 | 1227640.7142
115 | 2611943.044 | 1227603.9175 | 2611949.548 | 1227602.6186 | 2611978.8771 | 1227586.207
116 | 2611943.044 | 1227603.9175 | 2611938.6074 | 1227602.0186 | 2611935.8121 | 1227597.8328 | 2611933.691 | 1227589.9461
117 | 2611876.7407 | 1227646.2772 | 2611889.9022 | 1227640.7142
118 | 2611876.7407 | 1227646.2772 | 2611866.2972 | 1227643.3992 | 2611843.6337 | 1227642.7911
119 | 2611844.2854 | 1227670.5346 | 2611810.4038 | 1227690.8055 | 2611798.7659 | 1227696.5097
120 | 2612007.3216 | 1227570.2904 | 2611978.8771 | 1227586.207
121 | 2612154.4872 | 1227872.0366 | 2612213.0858 | 1227944.0912
122 | 2611743.3066 | 1227903.2749 | 2611738.0831 | 1227902.6734
123 | 2611962.6102 | 1227750.5221 | 2611963.3878 | 1227754.4642
124 | 2611962.6102 | 1227750.5221 | 2611953.8617 | 1227706.1705
125 | 2612023.0961 | 1227667.5948 | 2612021.7331 | 1227664.0599
126 | 2612038.2855 | 1227634.1595 | 2612035.671 | 1227635.3462
127 | 2612038.2855 | 1227634.1595 | 2612045.0646 | 1227631.0826 | 2612067.946 | 1227620.082
128 | 2612106.2194 | 1227601.6814 | 2612067.946 | 1227620.082
129 | 2611953.8617 | 1227706.1705 | 2611953.2883 | 1227703.2635
130 | 2611951.4077 | 1227693.7293 | 2611953.2883 | 1227703.2635
131 | 2611724.5648 | 1227901.1166 | 2611738.0831 | 1227902.6734

## bus_geodata
| x | y | coords
0 | 2611799.3363 | 1227851.9867
1 | 2611800.5525 | 1227877.1311
2 | 2611798.3071 | 1227830.7088
3 | 2611800.7 | 1227880.1795
4 | 2611813.8042 | 1227830.7336
5 | 2611786.5464 | 1227831.2081
6 | 2611801.6195 | 1227899.1892
7 | 2611835.4895 | 1227830.7684
8 | 2611795.2467 | 1227778.5603
9 | 2611787.3827 | 1227756.7991
10 | 2611776.3676 | 1227857.5791
11 | 2611777.5613 | 1227831.4577
12 | 2611771.6201 | 1227903.7637
13 | 2611805.9977 | 1227968.9058
14 | 2611857.5979 | 1227830.8039
15 | 2611775.4549 | 1227763.318
16 | 2611787.034 | 1227741.4893
17 | 2611775.8307 | 1227858.9701
18 | 2611764.1812 | 1227831.8294
19 | 2612098.696 | 1227919.8601
20 | 2612106.2369 | 1227920.1866
21 | 2612081.5122 | 1227919.1161
22 | 2612107.8939 | 1227920.2583
23 | 2612076.4953 | 1227918.8988
24 | 2612064.7312 | 1227918.3895
25 | 2612048.3655 | 1227917.6809
26 | 2611877.6899 | 1227759.1682
27 | 2611856.3735 | 1227751.8183
28 | 2611892.2477 | 1227764.1877
29 | 2611838.4818 | 1227745.6492
30 | 2611911.5151 | 1227770.8311
31 | 2611828.9537 | 1227742.3639
32 | 2611914.7824 | 1227757.0091
33 | 2611926.5033 | 1227775.4829
34 | 2611808.5807 | 1227735.3393
35 | 2611917.9035 | 1227743.8056
36 | 2611970.2095 | 1227789.048
37 | 2611755.5575 | 1227832.069
38 | 2611740.9671 | 1227832.4743
39 | 2611736.4664 | 1227832.5994
40 | 2611722.9061 | 1227835.0853
41 | 2611743.6215 | 1227805.6918
42 | 2611747.0652 | 1227795.1481
43 | 2612096.2725 | 1227872.7595
44 | 2612088.9991 | 1227865.4079
45 | 2612097.6749 | 1227874.1771
46 | 2612086.5022 | 1227862.8841
47 | 2612118.0551 | 1227871.9378
48 | 2612074.3275 | 1227850.5782
49 | 2612135.9882 | 1227871.9864
50 | 2612037.6801 | 1227817.5002
51 | 2612144.7911 | 1227872.0103
52 | 2611750.7647 | 1227786.2861
53 | 2611772.0076 | 1227640.8693
54 | 2611795.8656 | 1227641.5095
55 | 2611797.5127 | 1227641.5536
56 | 2611818.2506 | 1227642.1101
57 | 2611820.2162 | 1227642.1628
58 | 2611743.0797 | 1227713.1481
59 | 2611775.4345 | 1227706.7878
60 | 2611858.1478 | 1227871.5184
61 | 2611871.1379 | 1227878.1865
62 | 2611857.3489 | 1227854.0063
63 | 2611877.7363 | 1227879.9016
64 | 2611903.9754 | 1227886.7219
65 | 2611879.9744 | 1227830.3163
66 | 2611926.809 | 1227892.6571
67 | 2611881.979 | 1227830.2726
68 | 2612032.5578 | 1227916.9964
69 | 2612024.9404 | 1227916.6666
70 | 2612026.6718 | 1227897.6605
71 | 2612026.906 | 1227895.0894
72 | 2612028.7865 | 1227874.4453
73 | 2611972.5979 | 1227894.2039
74 | 2611966.2006 | 1227902.8962
75 | 2611974.2621 | 1227875.9016
76 | 2611961.734 | 1227901.7352
77 | 2611975.9192 | 1227857.6787
78 | 2611953.0478 | 1227899.4774
79 | 2611975.9969 | 1227856.8241
80 | 2611861.1645 | 1227713.5972
81 | 2611804.1948 | 1227736.3791
82 | 2611883.937 | 1227703.9404
83 | 2611906.1638 | 1227688.027
84 | 2612005.6756 | 1227771.3321
85 | 2612023.6777 | 1227806.1098
86 | 2612009.7237 | 1227812.0853
87 | 2612031.7733 | 1227841.6572
88 | 2611995.1746 | 1227820.1386
89 | 2612030.0873 | 1227860.1661
90 | 2611966.0015 | 1227767.7145
91 | 2611983.2167 | 1227822.4852
92 | 2611977.6707 | 1227661.6653
93 | 2611965.253 | 1227666.4525
94 | 2611992.9225 | 1227654.7453
95 | 2611937.3455 | 1227677.2112
96 | 2612010.9935 | 1227646.5462
97 | 2612014.3861 | 1227645.0069
98 | 2611902.5575 | 1227829.8242
99 | 2611907.9052 | 1227829.7077
100 | 2611924.5559 | 1227828.6209
101 | 2611925.6573 | 1227828.5201
102 | 2611946.0851 | 1227826.651
103 | 2611870.6165 | 1227654.7811
104 | 2611893.7056 | 1227639.1066
105 | 2611943.044 | 1227603.9175
106 | 2611889.9022 | 1227640.7142
107 | 2611876.7407 | 1227646.2772
108 | 2611844.2854 | 1227670.5346
109 | 2611978.8771 | 1227586.207
110 | 2611933.691 | 1227589.9461
111 | 2611843.6337 | 1227642.7911
112 | 2611798.7659 | 1227696.5097
113 | 2612154.4872 | 1227872.0366
114 | 2612213.0858 | 1227944.0912
115 | 2611763.4284 | 1227992.6559
116 | 2611743.3066 | 1227903.2749
117 | 2611752.4009 | 1227782.6011
118 | 2611975.8832 | 1227823.9244
119 | 2611963.3878 | 1227754.4642
120 | 2611962.6102 | 1227750.5221
121 | 2612021.7331 | 1227664.0599
122 | 2612035.671 | 1227635.3462
123 | 2612023.0961 | 1227667.5948
124 | 2612038.2855 | 1227634.1595
125 | 2612067.946 | 1227620.082
126 | 2611953.8617 | 1227706.1705
127 | 2611953.2883 | 1227703.2635
128 | 2611951.4077 | 1227693.7293
129 | 2612106.2194 | 1227601.6814
130 | 2612007.3216 | 1227570.2904
131 | 2611738.0831 | 1227902.6734
132 | 2611724.5648 | 1227901.1166
133 | 2611911.5151 | 1227770.8311

## line_std_types
| c_nf_per_km | r_ohm_per_km | x_ohm_per_km | max_i_ka | type | q_mm2 | alpha | voltage_rating
NAYY 4x50 SE | 210 | 0.642 | 0.083 | 0.142 | cs | 50 | 0.00403 | LV
NAYY 4x120 SE | 264 | 0.225 | 0.08 | 0.242 | cs | 120 | 0.00403 | LV
NAYY 4x150 SE | 261 | 0.208 | 0.08 | 0.27 | cs | 150 | 0.00403 | LV
NA2XS2Y 1x95 RM/25 12/20 kV | 216 | 0.313 | 0.132 | 0.252 | cs | 95 | 0.00403 | MV
NA2XS2Y 1x185 RM/25 12/20 kV | 273 | 0.161 | 0.117 | 0.362 | cs | 185 | 0.00403 | MV
NA2XS2Y 1x240 RM/25 12/20 kV | 304 | 0.122 | 0.112 | 0.421 | cs | 240 | 0.00403 | MV
NA2XS2Y 1x95 RM/25 6/10 kV | 315 | 0.313 | 0.123 | 0.249 | cs | 95 | 0.00403 | MV
NA2XS2Y 1x185 RM/25 6/10 kV | 406 | 0.161 | 0.11 | 0.358 | cs | 185 | 0.00403 | MV
NA2XS2Y 1x240 RM/25 6/10 kV | 456 | 0.122 | 0.105 | 0.416 | cs | 240 | 0.00403 | MV
NA2XS2Y 1x150 RM/25 12/20 kV | 250 | 0.206 | 0.116 | 0.319 | cs | 150 | 0.00403 | MV
NA2XS2Y 1x120 RM/25 12/20 kV | 230 | 0.253 | 0.119 | 0.283 | cs | 120 | 0.00403 | MV
NA2XS2Y 1x70 RM/25 12/20 kV | 190 | 0.443 | 0.132 | 0.22 | cs | 70 | 0.00403 | MV
NA2XS2Y 1x150 RM/25 6/10 kV | 360 | 0.206 | 0.11 | 0.315 | cs | 150 | 0.00403 | MV
NA2XS2Y 1x120 RM/25 6/10 kV | 340 | 0.253 | 0.113 | 0.28 | cs | 120 | 0.00403 | MV
NA2XS2Y 1x70 RM/25 6/10 kV | 280 | 0.443 | 0.123 | 0.217 | cs | 70 | 0.00403 | MV
N2XS(FL)2Y 1x120 RM/35 64/110 kV | 112 | 0.153 | 0.166 | 0.366 | cs | 120 | 0.00393 | HV
N2XS(FL)2Y 1x185 RM/35 64/110 kV | 125 | 0.099 | 0.156 | 0.457 | cs | 185 | 0.00393 | HV
N2XS(FL)2Y 1x240 RM/35 64/110 kV | 135 | 0.075 | 0.149 | 0.526 | cs | 240 | 0.00393 | HV
N2XS(FL)2Y 1x300 RM/35 64/110 kV | 144 | 0.06 | 0.144 | 0.588 | cs | 300 | 0.00393 | HV
15-AL1/3-ST1A 0.4 | 11 | 1.8769 | 0.35 | 0.105 | ol | 16 | 0.00403 | LV
24-AL1/4-ST1A 0.4 | 11.25 | 1.2012 | 0.335 | 0.14 | ol | 24 | 0.00403 | LV
48-AL1/8-ST1A 0.4 | 12.2 | 0.5939 | 0.3 | 0.21 | ol | 48 | 0.00403 | LV
94-AL1/15-ST1A 0.4 | 13.2 | 0.306 | 0.29 | 0.35 | ol | 94 | 0.00403 | LV
34-AL1/6-ST1A 10.0 | 9.7 | 0.8342 | 0.36 | 0.17 | ol | 34 | 0.00403 | MV
48-AL1/8-ST1A 10.0 | 10.1 | 0.5939 | 0.35 | 0.21 | ol | 48 | 0.00403 | MV
70-AL1/11-ST1A 10.0 | 10.4 | 0.4132 | 0.339 | 0.29 | ol | 70 | 0.00403 | MV
94-AL1/15-ST1A 10.0 | 10.75 | 0.306 | 0.33 | 0.35 | ol | 94 | 0.00403 | MV
122-AL1/20-ST1A 10.0 | 11.1 | 0.2376 | 0.323 | 0.41 | ol | 122 | 0.00403 | MV
149-AL1/24-ST1A 10.0 | 11.25 | 0.194 | 0.315 | 0.47 | ol | 149 | 0.00403 | MV
34-AL1/6-ST1A 20.0 | 9.15 | 0.8342 | 0.382 | 0.17 | ol | 34 | 0.00403 | MV
48-AL1/8-ST1A 20.0 | 9.5 | 0.5939 | 0.372 | 0.21 | ol | 48 | 0.00403 | MV
70-AL1/11-ST1A 20.0 | 9.7 | 0.4132 | 0.36 | 0.29 | ol | 70 | 0.00403 | MV
94-AL1/15-ST1A 20.0 | 10 | 0.306 | 0.35 | 0.35 | ol | 94 | 0.00403 | MV
122-AL1/20-ST1A 20.0 | 10.3 | 0.2376 | 0.344 | 0.41 | ol | 122 | 0.00403 | MV
149-AL1/24-ST1A 20.0 | 10.5 | 0.194 | 0.337 | 0.47 | ol | 149 | 0.00403 | MV
184-AL1/30-ST1A 20.0 | 10.75 | 0.1571 | 0.33 | 0.535 | ol | 184 | 0.00403 | MV
243-AL1/39-ST1A 20.0 | 11 | 0.1188 | 0.32 | 0.645 | ol | 243 | 0.00403 | MV
48-AL1/8-ST1A 110.0 | 8 | 0.5939 | 0.46 | 0.21 | ol | 48 | 0.00403 | HV
70-AL1/11-ST1A 110.0 | 8.4 | 0.4132 | 0.45 | 0.29 | ol | 70 | 0.00403 | HV
94-AL1/15-ST1A 110.0 | 8.65 | 0.306 | 0.44 | 0.35 | ol | 94 | 0.00403 | HV
122-AL1/20-ST1A 110.0 | 8.5 | 0.2376 | 0.43 | 0.41 | ol | 122 | 0.00403 | HV
149-AL1/24-ST1A 110.0 | 8.75 | 0.194 | 0.41 | 0.47 | ol | 149 | 0.00403 | HV
184-AL1/30-ST1A 110.0 | 8.8 | 0.1571 | 0.4 | 0.535 | ol | 184 | 0.00403 | HV
243-AL1/39-ST1A 110.0 | 9 | 0.1188 | 0.39 | 0.645 | ol | 243 | 0.00403 | HV
305-AL1/39-ST1A 110.0 | 9.2 | 0.0949 | 0.38 | 0.74 | ol | 305 | 0.00403 | HV
490-AL1/64-ST1A 110.0 | 9.75 | 0.059 | 0.37 | 0.96 | ol | 490 | 0.00403 | HV
679-AL1/86-ST1A 110.0 | 9.95 | 0.042 | 0.36 | 1.15 | ol | 679 | 0.00403 | HV
490-AL1/64-ST1A 220.0 | 10 | 0.059 | 0.285 | 0.96 | ol | 490 | 0.00403 | HV
679-AL1/86-ST1A 220.0 | 11.7 | 0.042 | 0.275 | 1.15 | ol | 679 | 0.00403 | HV
490-AL1/64-ST1A 380.0 | 11 | 0.059 | 0.253 | 0.96 | ol | 490 | 0.00403 | HV
679-AL1/86-ST1A 380.0 | 14.6 | 0.042 | 0.25 | 1.15 | ol | 679 | 0.00403 | HV

## trafo_std_types
| i0_percent | pfe_kw | vkr_percent | sn_mva | vn_lv_kv | vn_hv_kv | vk_percent | shift_degree | vector_group | tap_side | tap_neutral | tap_min | tap_max | tap_step_degree | tap_step_percent | tap_phase_shifter
160 MVA 380/110 kV | 0.06 | 60 | 0.25 | 160 | 110 | 380 | 12.2 | 0 | Yy0 | hv | 0 | -9 | 9 | 0 | 1.5 | FALSE
100 MVA 220/110 kV | 0.06 | 55 | 0.26 | 100 | 110 | 220 | 12 | 0 | Yy0 | hv | 0 | -9 | 9 | 0 | 1.5 | FALSE
63 MVA 110/20 kV | 0.04 | 22 | 0.32 | 63 | 20 | 110 | 18 | 150 | YNd5 | hv | 0 | -9 | 9 | 0 | 1.5 | FALSE
40 MVA 110/20 kV | 0.05 | 18 | 0.34 | 40 | 20 | 110 | 16.2 | 150 | YNd5 | hv | 0 | -9 | 9 | 0 | 1.5 | FALSE
25 MVA 110/20 kV | 0.07 | 14 | 0.41 | 25 | 20 | 110 | 12 | 150 | YNd5 | hv | 0 | -9 | 9 | 0 | 1.5 | FALSE
63 MVA 110/10 kV | 0.04 | 22 | 0.32 | 63 | 10 | 110 | 18 | 150 | YNd5 | hv | 0 | -9 | 9 | 0 | 1.5 | FALSE
40 MVA 110/10 kV | 0.05 | 18 | 0.34 | 40 | 10 | 110 | 16.2 | 150 | YNd5 | hv | 0 | -9 | 9 | 0 | 1.5 | FALSE
25 MVA 110/10 kV | 0.07 | 14 | 0.41 | 25 | 10 | 110 | 12 | 150 | YNd5 | hv | 0 | -9 | 9 | 0 | 1.5 | FALSE
0.25 MVA 20/0.4 kV | 0.32 | 0.8 | 1.44 | 0.25 | 0.4 | 20 | 6 | 150 | Yzn5 | hv | 0 | -2 | 2 | 0 | 2.5 | FALSE
0.4 MVA 20/0.4 kV | 0.3375 | 1.35 | 1.425 | 0.4 | 0.4 | 20 | 6 | 150 | Dyn5 | hv | 0 | -2 | 2 | 0 | 2.5 | FALSE
0.63 MVA 20/0.4 kV | 0.2619 | 1.65 | 1.206 | 0.63 | 0.4 | 20 | 6 | 150 | Dyn5 | hv | 0 | -2 | 2 | 0 | 2.5 | FALSE
0.25 MVA 10/0.4 kV | 0.24 | 0.6 | 1.2 | 0.25 | 0.4 | 10 | 4 | 150 | Dyn5 | hv | 0 | -2 | 2 | 0 | 2.5 | FALSE
0.4 MVA 10/0.4 kV | 0.2375 | 0.95 | 1.325 | 0.4 | 0.4 | 10 | 4 | 150 | Dyn5 | hv | 0 | -2 | 2 | 0 | 2.5 | FALSE
0.63 MVA 10/0.4 kV | 0.1873 | 1.18 | 1.0794 | 0.63 | 0.4 | 10 | 4 | 150 | Dyn5 | hv | 0 | -2 | 2 | 0 | 2.5 | FALSE

## trafo3w_std_types
| sn_hv_mva | sn_mv_mva | sn_lv_mva | vn_hv_kv | vn_mv_kv | vn_lv_kv | vk_hv_percent | vk_mv_percent | vk_lv_percent | vkr_hv_percent | vkr_mv_percent | vkr_lv_percent | pfe_kw | i0_percent | shift_mv_degree | shift_lv_degree | vector_group | tap_side | tap_neutral | tap_min | tap_max | tap_step_percent
63/25/38 MVA 110/20/10 kV | 63 | 25 | 38 | 110 | 20 | 10 | 10.4 | 10.4 | 10.4 | 0.28 | 0.32 | 0.35 | 35 | 0.89 | 0 | 0 | YN0yn0yn0 | hv | 0 | -10 | 10 | 1.2
63/25/38 MVA 110/10/10 kV | 63 | 25 | 38 | 110 | 10 | 10 | 10.4 | 10.4 | 10.4 | 0.28 | 0.32 | 0.35 | 35 | 0.89 | 0 | 0 | YN0yn0yn0 | hv | 0 | -10 | 10 | 1.2

## fuse_std_types
| fuse_type | i_rated_a | t_avg | t_min | t_total | x_avg | x_min | x_total
HV 100A | HV 100A | 100 | 0 | [10.0, 3.64, 0.854, 0.281, 0.1, 0.0531, 0.022, 0.01] | [10.0, 4.267, 1.21, 0.403, 0.1, 0.058, 0.022, 0.01] | 0 | [300.0, 350.0, 450.0, 550.0, 700.0, 850.0, 1200.0, 1752.0] | [600.0, 700.0, 900.0, 1150.0, 1665.0, 2000.0, 3000.0, 4313.0]
HV 10A | HV 10A | 10 | 0 | [10.0, 1675.0, 0.344, 0.156, 0.1, 0.0417, 0.0171, 0.01] | [10.0, 1.3, 0.3, 0.155, 0.1, 0.0555, 0.023, 0.01] | 0 | [30.0, 32.0, 35.0, 37.0, 39.0, 50.0, 70.0, 88.0] | [60.0, 70.0, 80.0, 87.0, 94.0, 110.0, 150.0, 216.0]
HV 125A | HV 125A | 125 | 0 | [10.0, 1.82, 0.344, 0.1, 0.0467, 0.0269, 0.01] | [10.0, 2.478, 0.426, 0.1, 0.0427, 0.0211, 0.01] | 0 | [375.0, 500.0, 700.0, 925.0, 1200.0, 1500.0, 2341.0] | [750.0, 1000.0, 1500.0, 2200.0, 3000.0, 4000.0, 5765.0]
HV 160A | HV 160A | 160 | 0 | [10.0, 4.15, 1.03, 0.198, 0.1, 0.051, 0.0172, 0.01] | [10.0, 2.3, 0.734, 0.274, 0.1, 0.046, 0.0177, 0.01] | 0 | [480.0, 550.0, 700.0, 1000.0, 1260.0, 1600.0, 2500.0, 3227.0] | [960.0, 1300.0, 1700.0, 2200.0, 2996.0, 4000.0, 6000.0, 7946.0]
HV 16A | HV 16A | 16 | 0 | [10.0, 0.352, 0.164, 0.1, 0.0649, 0.0342, 0.01] | [10.0, 2.34, 0.722, 0.181, 0.1, 0.055, 0.0296, 0.01] | 0 | [48.0, 60.0, 65.0, 71.0, 80.0, 100.0, 162.0] | [96.0, 110.0, 125.0, 150.0, 168.0, 200.0, 250.0, 398.0]
HV 200A | HV 200A | 200 | 0 | [10.0, 4.267, 1.21, 0.403, 0.1, 0.058, 0.022, 0.01] | [10.0, 3.73, 1.654, 0.328, 0.1, 0.0531, 0.019, 0.01] | 0 | [600.0, 700.0, 900.0, 1150.0, 1665.0, 2000.0, 3000.0, 4313.0] | [1200.0, 1500.0, 1800.0, 2700.0, 3960.0, 5000.0, 7500.0, 10620.0]
HV 20A | HV 20A | 20 | 0 | [10.0, 1.3, 0.3, 0.155, 0.1, 0.0555, 0.023, 0.01] | [10.0, 1.3, 0.161, 0.1, 0.0611, 0.0399, 0.0141, 0.01] | 0 | [60.0, 70.0, 80.0, 87.0, 94.0, 110.0, 150.0, 216.0] | [120.0, 150.0, 200.0, 223.0, 260.0, 300.0, 450.0, 532.0]
HV 25A | HV 25A | 25 | 0 | [10.0, 2.512, 0.833, 0.299, 0.1, 0.0372, 0.0223, 0.01] | [10.0, 3.125, 0.597, 0.198, 0.1, 0.0378, 0.022, 0.01] | 0 | [75.0, 82.0, 90.0, 100.0, 124.0, 170.0, 200.0, 289.0] | [150.0, 170.0, 210.0, 250.0, 294.0, 400.0, 500.0, 711.0]
HV 31.5A | HV 31.5A | 31.5 | 0 | [10.0, 2.34, 0.722, 0.181, 0.1, 0.055, 0.0296, 0.01] | [10.0, 2.84, 0.368, 0.164, 0.1, 0.0621, 0.0378, 0.0195, 0.01] | 0 | [95.0, 110.0, 125.0, 150.0, 165.0, 200.0, 250.0, 390.0] | [189.0, 220.0, 300.0, 350.0, 393.0, 450.0, 530.0, 700.0, 960.0]
HV 40A | HV 40A | 40 | 0 | [10.0, 1.3, 0.161, 0.1, 0.0611, 0.0399, 0.0141, 0.01] | [10.0, 2.05, 0.369, 0.198, 0.1, 0.051, 0.0298, 0.01] | 0 | [120.0, 150.0, 200.0, 223.0, 260.0, 300.0, 450.0, 532.0] | [240.0, 300.0, 400.0, 450.0, 530.0, 650.0, 800.0, 1311.0]
HV 50A | HV 50A | 50 | 0 | [10.0, 3.215, 0.597, 0.198, 0.1, 0.0378, 0.022, 0.01] | [10.0, 3.64, 0.854, 0.281, 0.1, 0.0531, 0.022, 0.01] | 0 | [150.0, 170.0, 210.0, 250.0, 294.0, 400.0, 500.0, 711.0] | [300.0, 350.0, 450.0, 550.0, 700.0, 850.0, 1200.0, 1752.0]
HV 6.3A | HV 6.3A | 6.3 | 0 | [10.0, 1.39, 0.344, 0.168, 0.1, 0.056, 0.0263, 0.01] | [10.0, 1.711, 0.516, 0.198, 0.1, 0.0634, 0.0303, 0.01] | 0 | [19.0, 19.5, 20.4, 20.8, 22.0, 25.0, 32.0, 48.0] | [38.0, 40.0, 43.0, 48.0, 53.0, 60.0, 75.0, 118.0]
HV 63A | HV 63A | 63 | 0 | [10.0, 2.84, 0.368, 0.164, 0.1, 0.0621, 0.0378, 0.0195, 0.01] | [10.0, 1.82, 0.344, 0.1, 0.0467, 0.0269, 0.01] | 0 | [189.0, 220.0, 300.0, 350.0, 393.0, 450.0, 530.0, 700.0, 961.0] | [378.0, 500.0, 700.0, 934.0, 1200.0, 1500.0, 2366.0]
HV 80A | HV 80A | 80 | 0 | [10.0, 2.05, 0.369, 0.198, 0.1, 0.051, 0.0298, 0.01] | [10.0, 4.15, 1.03, 0.198, 0.1, 0.051, 0.0172, 0.01] | 0 | [240.0, 300.0, 400.0, 450.0, 530.0, 650.0, 800.0, 1311.0] | [480.0, 550.0, 700.0, 1000.0, 1260.0, 1600.0, 2500.0, 3227.0]
Siemens NH-1-100 | Siemens NH-1-100 | 100 | [5400.0, 2000.0, 400.0, 20.0, 1.0, 0.2, 0.012, 0.004] | 0 | 0 | [150.0, 190.0, 250.0, 430.0, 900.0, 1250.0, 2700.0, 3600.0] | 0 | 0
Siemens NH-1-125 | Siemens NH-1-125 | 125 | [4800.0, 120.0, 7.0, 0.1, 0.004] | 0 | 0 | [180.0, 400.0, 740.0, 2000.0, 4250.0] | 0 | 0
Siemens NH-1-16 | Siemens NH-1-16 | 16 | [4000.0, 400.0, 2.0, 0.1, 0.04, 0.01] | 0 | 0 | [26.0, 35.0, 75.0, 150.0, 200.0, 300.0] | 0 | 0
Siemens NH-1-160 | Siemens NH-1-160 | 160 | [4800.0, 120.0, 7.0, 0.1, 0.004] | 0 | 0 | [210.0, 500.0, 900.0, 2300.0, 5000.0] | 0 | 0
Siemens NH-1-25 | Siemens NH-1-25 | 25 | [4000.0, 1000.0, 10.0, 0.2, 0.02, 0.01] | 0 | 0 | [40.0, 50.0, 100.0, 210.0, 400.0, 500.0] | 0 | 0
Siemens NH-1-50 | Siemens NH-1-50 | 50 | [4000.0, 40.0, 4.0, 1.0, 0.02, 0.01] | 0 | 0 | [86.0, 200.0, 300.0, 400.0, 1000.0, 1280.0] | 0 | 0
Siemens NH-1-63 | Siemens NH-1-63 | 63 | [4000.0, 100.0, 10.0, 2.0, 0.04, 0.01] | 0 | 0 | [100.0, 200.0, 300.0, 400.0, 1000.0, 1500.0] | 0 | 0
Siemens NH-1-80 | Siemens NH-1-80 | 80 | [4800.0, 120.0, 7.0, 0.1, 0.01] | 0 | 0 | [150.58, 250.0, 450.0, 1150.0, 2470.0] | 0 | 0
Siemens NH-2-1000 | Siemens NH-2-1000 | 1000 | [4800.0, 120.0, 7.0, 0.1, 0.004] | 0 | 0 | [1900.0, 3500.0, 8400.0, 24000.0, 52000.0] | 0 | 0
Siemens NH-2-200 | Siemens NH-2-200 | 200 | [4800.0, 120.0, 7.0, 0.1, 0.004] | 0 | 0 | [280.0, 650.0, 1200.0, 3000.0, 7000.0] | 0 | 0
Siemens NH-2-224 | Siemens NH-2-224 | 224 | [4800.0, 120.0, 7.0, 0.2, 0.04, 0.004] | 0 | 0 | [400.0, 750.0, 1453.0, 3025.0, 4315.0, 7600.0] | 0 | 0
Siemens NH-2-250 | Siemens NH-2-250 | 250 | [4800.0, 120.0, 7.0, 0.1, 0.004] | 0 | 0 | [450.0, 800.0, 1650.0, 4000.0, 8500.0] | 0 | 0
Siemens NH-2-315 | Siemens NH-2-315 | 315 | [4800.0, 120.0, 7.0, 0.1, 0.004] | 0 | 0 | [550.0, 920.0, 1900.0, 5000.0, 11000.0] | 0 | 0
Siemens NH-2-355 | Siemens NH-2-355 | 355 | [4800.0, 120.0, 6.0, 0.1, 0.004] | 0 | 0 | [650.0, 1116.27, 2350.0, 5840.0, 12790.0] | 0 | 0
Siemens NH-2-400 | Siemens NH-2-400 | 400 | [4800.0, 120.0, 7.0, 0.1, 0.004] | 0 | 0 | [720.0, 1350.0, 2800.0, 6500.0, 15000.0] | 0 | 0
Siemens NH-2-425 | Siemens NH-2-425 | 425 | [4800.0, 120.0, 7.0, 0.1, 0.004] | 0 | 0 | [850.0, 1500.0, 3050.0, 7500.0, 16500.0] | 0 | 0
Siemens NH-2-630 | Siemens NH-2-630 | 630 | [4800.0, 120.0, 7.0, 0.1, 0.004] | 0 | 0 | [1200.0, 2000.0, 4800.0, 12000.0, 26000.0] | 0 | 0

## res_bus
| vm_pu | va_degree | p_mw | q_mvar
0 | 0.97936 | -0.39517 | 0.0032178 | 0.00080646
1 | 0.97892 | -0.4038 | 0.0032294 | 0.00080935
2 | 0.97979 | -0.38663 | 0 | 0
3 | 0.97888 | -0.40466 | 0.0013844 | 0.00034696
4 | 0.97919 | -0.39845 | 0.0027958 | 0.0007007
5 | 0.98033 | -0.37613 | 0 | 0
6 | 0.97862 | -0.40959 | 0 | 0
7 | 0.97836 | -0.41464 | 0.0045381 | 0.0011373
8 | 0.98784 | -0.23091 | 0.0020132 | 0.00050455
9 | 0.98788 | -0.23005 | 0 | 0
10 | 0.9802 | -0.37869 | 0.0027531 | 0.00068999
11 | 0.98076 | -0.36782 | 0.003366 | 0.00084361
12 | 0.97836 | -0.41471 | 0.0015082 | 0.00037798
13 | 0.9783 | -0.41596 | 0 | 0
14 | 0.97755 | -0.43056 | 0.0044916 | 0.0011257
15 | 0.98715 | -0.2442 | 0.0012217 | 0.00030619
16 | 0.98872 | -0.21388 | 0 | 0
17 | 0.9802 | -0.37875 | 0.0022386 | 0.00056106
18 | 0.98141 | -0.35519 | 0.0014916 | 0.00037383
19 | 0.9706 | -0.56744 | 0.0012179 | 0.00030522
20 | 0.97056 | -0.56806 | 0.0011483 | 0.00028779
21 | 0.97069 | -0.56563 | 0.0011331 | 0.00028397
22 | 0.97056 | -0.56816 | 0.0033085 | 0.00082918
23 | 0.97072 | -0.565 | 0.0026434 | 0.0006625
24 | 0.97082 | -0.56294 | 0.0011199 | 0.00028067
25 | 0.97098 | -0.55974 | 0.0011374 | 0.00028507
26 | 0.9958 | -0.079101 | 0.0012943 | 0.00032437
27 | 0.99399 | -0.11348 | 0.0014568 | 0.00036511
28 | 0.99705 | -0.055576 | 0.0015545 | 0.0003896
29 | 0.99247 | -0.14227 | 0.00080594 | 0.00020199
30 | 0.9987 | -0.024347 | 0.0010563 | 0.00026473
31 | 0.99167 | -0.15759 | 0.0017472 | 0.00043788
32 | 0.99866 | -0.025093 | 0.001833 | 0.00045939
33 | 1 | 0 | -0.28121 | -0.072211
34 | 0.98996 | -0.19021 | 0 | 0
35 | 0.99865 | -0.025371 | 0.0011723 | 0.00029382
36 | 0.99969 | -0.0058689 | 0 | 0
37 | 0.98183 | -0.34698 | 0.0015536 | 0.00038938
38 | 0.98255 | -0.33297 | 0.0029537 | 0.00074026
39 | 0.98278 | -0.32857 | 0 | 0
40 | 0.98273 | -0.32957 | 0.0040031 | 0.0010033
41 | 0.98421 | -0.30075 | 0.0027082 | 0.00067875
42 | 0.9848 | -0.28951 | 0.0017278 | 0.00043302
43 | 0.97219 | -0.53586 | 0.0018554 | 0.000465
44 | 0.97232 | -0.53343 | 0.001162 | 0.00029122
45 | 0.97217 | -0.53627 | 0 | 0
46 | 0.97236 | -0.53252 | 0.0026212 | 0.00065693
47 | 0.97196 | -0.54045 | 0.0010876 | 0.00027258
48 | 0.97263 | -0.52724 | 0.002459 | 0.00061629
49 | 0.9718 | -0.5437 | 0.0016581 | 0.00041556
50 | 0.9735 | -0.50996 | 0 | 0
51 | 0.97173 | -0.54502 | 0.0030253 | 0.00075821
52 | 0.9853 | -0.27968 | 0.0014662 | 0.00036748
53 | 0.97798 | -0.42271 | 0.00082586 | 0.00020698
54 | 0.978 | -0.42235 | 0.0012495 | 0.00031315
55 | 0.97801 | -0.42229 | 0.0064961 | 0.0016281
56 | 0.97817 | -0.41905 | 0.0041172 | 0.0010319
57 | 0.97819 | -0.4186 | 0.00087657 | 0.00021969
58 | 0.97907 | -0.40146 | 0.00099719 | 0.00024992
59 | 0.9791 | -0.40086 | 0.0011336 | 0.00028411
60 | 0.97603 | -0.46025 | 0.0050416 | 0.0012635
61 | 0.97557 | -0.46944 | 0.0032143 | 0.00080557
62 | 0.97666 | -0.44797 | 0.0030178 | 0.00075632
63 | 0.97538 | -0.47316 | 0.0022791 | 0.00057118
64 | 0.97468 | -0.48685 | 0.002563 | 0.00064234
65 | 0.97704 | -0.44049 | 0.0030366 | 0.00076106
66 | 0.97413 | -0.49767 | 0.002237 | 0.00056063
67 | 0.977 | -0.44135 | 0.0027604 | 0.00069183
68 | 0.97116 | -0.55632 | 0.0011301 | 0.00028323
69 | 0.97125 | -0.55451 | 0.0035868 | 0.00089893
70 | 0.97154 | -0.54872 | 0.0029277 | 0.00073375
71 | 0.97159 | -0.54779 | 0.003149 | 0.00078922
72 | 0.97202 | -0.53918 | 0.0012066 | 0.00030241
73 | 0.97318 | -0.5165 | 0.0016348 | 0.00040972
74 | 0.97331 | -0.514 | 0.0055889 | 0.0014007
75 | 0.97299 | -0.5202 | 0.0014131 | 0.00035416
76 | 0.97338 | -0.51245 | 0.0027527 | 0.0006899
77 | 0.97283 | -0.52341 | 0.0082652 | 0.0020714
78 | 0.97356 | -0.509 | 0.0018194 | 0.00045599
79 | 0.97283 | -0.52343 | 0.0012659 | 0.00031726
80 | 0.98537 | -0.27863 | 0 | 0
81 | 0.98971 | -0.195 | 0.0023503 | 0.00058904
82 | 0.98361 | -0.31276 | 0.0010877 | 0.0002726
83 | 0.98168 | -0.35029 | 0 | 0
84 | 0.97426 | -0.49505 | 0.0013891 | 0.00034813
85 | 0.97431 | -0.49403 | 0 | 0
86 | 0.97466 | -0.48716 | 0 | 0
87 | 0.97281 | -0.52365 | 0.0020261 | 0.00050778
88 | 0.97492 | -0.48213 | 0.00172 | 0.00043107
89 | 0.97234 | -0.53291 | 0.0033406 | 0.00083723
90 | 0.99955 | -0.0086584 | 0.0010597 | 0.00026559
91 | 0.97511 | -0.47831 | 0.0036887 | 0.00092449
92 | 0.97942 | -0.39453 | 0 | 0
93 | 0.97981 | -0.38692 | 0.00035826 | 8.9788e-05
94 | 0.97893 | -0.40412 | 0.0010704 | 0.00026826
95 | 0.98069 | -0.36964 | 0.00054499 | 0.00013659
96 | 0.97837 | -0.4151 | 0.0025062 | 0.00062811
97 | 0.97827 | -0.417 | 0 | 0
98 | 0.97657 | -0.44977 | 0.0026003 | 0.00065169
99 | 0.97646 | -0.45187 | 0.0026863 | 0.00067324
100 | 0.97614 | -0.45817 | 0.0024238 | 0.00060747
101 | 0.97612 | -0.45857 | 0.0018445 | 0.00046227
102 | 0.97575 | -0.46578 | 0.0027144 | 0.00068028
103 | 0.97941 | -0.39474 | 0 | 0
104 | 0.97868 | -0.40897 | 0 | 0
105 | 0.97779 | -0.42644 | 0 | 0
106 | 0.97874 | -0.40779 | 0.0058112 | 0.0014564
107 | 0.97903 | -0.40217 | 0 | 0
108 | 0.97929 | -0.39707 | 0.0012401 | 0.0003108
109 | 0.97726 | -0.43696 | 0.013229 | 0.0033154
110 | 0.97777 | -0.42692 | 0.0014537 | 0.00036433
111 | 0.97849 | -0.41281 | 0.0038815 | 0.00097279
112 | 0.97915 | -0.39987 | 0.00080371 | 0.00020143
113 | 0.97168 | -0.54594 | 0.0013973 | 0.0003502
114 | 0.97136 | -0.55235 | 0.0037356 | 0.00093623
115 | 0.97807 | -0.4205 | 0.0049986 | 0.0012528
116 | 0.97816 | -0.4187 | 0.001806 | 0.00045262
117 | 0.98552 | -0.27553 | 0.0012045 | 0.00030188
118 | 0.97524 | -0.47581 | 0 | 0
119 | 0.99947 | -0.010141 | 0.00069454 | 0.00017407
120 | 0.99945 | -0.010534 | 0.0009757 | 0.00024453
121 | 0.97815 | -0.41949 | 0.0026813 | 0.00067199
122 | 0.97781 | -0.42602 | 0.0017526 | 0.00043924
123 | 0.97813 | -0.41977 | 0.0040265 | 0.0010091
124 | 0.97776 | -0.42704 | 0.0015214 | 0.0003813
125 | 0.97721 | -0.43778 | 0.0079304 | 0.0019876
126 | 0.99926 | -0.014181 | 0.0023049 | 0.00057766
127 | 0.99926 | -0.014301 | 0.001792 | 0.00044912
128 | 0.99925 | -0.01439 | 0.0005249 | 0.00013155
129 | 0.97682 | -0.44553 | 0.0099928 | 0.0025044
130 | 0.97723 | -0.43761 | 0.001097 | 0.00027494
131 | 0.97813 | -0.41927 | 0.00039291 | 9.8472e-05
132 | 0.97806 | -0.42064 | 0.0055229 | 0.0013842
133 | 0.99998 | 149.9956 | 0 | 0

## res_line
| p_from_mw | q_from_mvar | p_to_mw | q_to_mvar | pl_mw | ql_mvar | i_from_ka | i_to_ka | i_ka | vm_from_pu | va_from_degree | vm_to_pu | va_to_degree | loading_percent
0 | 0.018861 | 0.0047311 | -0.018853 | -0.0047265 | 7.7532e-06 | 4.6454e-06 | 0.028658 | 0.028658 | 0.028658 | 0.97936 | -0.39517 | 0.97892 | -0.4038 | 7.8732
1 | -0.022079 | -0.0055376 | 0.022088 | 0.0055431 | 8.9905e-06 | 5.4857e-06 | 0.033547 | 0.033547 | 0.033547 | 0.97936 | -0.39517 | 0.97979 | -0.38663 | 9.2163
2 | 0.015624 | 0.0039171 | -0.015623 | -0.0039168 | 6.4554e-07 | 3.7478e-07 | 0.02375 | 0.02375 | 0.02375 | 0.97892 | -0.4038 | 0.97888 | -0.40466 | 6.5246
3 | 0.12655 | 0.03197 | -0.12648 | -0.031924 | 7.1623e-05 | 4.5254e-05 | 0.19229 | 0.19229 | 0.19229 | 0.97979 | -0.38663 | 0.97919 | -0.39845 | 17.6086
4 | -0.14864 | -0.037513 | 0.14871 | 0.03756 | 7.4824e-05 | 4.7444e-05 | 0.22583 | 0.22583 | 0.22583 | 0.97979 | -0.38663 | 0.98033 | -0.37613 | 20.6806
5 | 0.014239 | 0.0035698 | -0.014235 | -0.0035679 | 3.3438e-06 | 1.9008e-06 | 0.021645 | 0.021645 | 0.021645 | 0.97888 | -0.40466 | 0.97862 | -0.40959 | 5.9465
6 | 0.12368 | 0.031224 | -0.12359 | -0.031163 | 9.5843e-05 | 6.0522e-05 | 0.18804 | 0.18804 | 0.18804 | 0.97919 | -0.39845 | 0.97836 | -0.41464 | 17.2195
7 | 0.0049923 | 0.0012511 | -0.0049917 | -0.001251 | 6.0868e-07 | 3.3201e-08 | 0.0075776 | 0.0075778 | 0.0075778 | 0.98033 | -0.37613 | 0.9802 | -0.37869 | 2.0818
8 | -0.15371 | -0.038811 | 0.15377 | 0.03885 | 6.1213e-05 | 3.8836e-05 | 0.23341 | 0.23341 | 0.23341 | 0.98033 | -0.37613 | 0.98076 | -0.36782 | 21.3745
9 | 0.0092342 | 0.002315 | -0.009232 | -0.0023139 | 2.2511e-06 | 1.0583e-06 | 0.014041 | 0.014041 | 0.014041 | 0.97862 | -0.40959 | 0.97836 | -0.41471 | 3.8575
10 | 0.0050011 | 0.0012529 | -0.0049996 | -0.0012528 | 1.5163e-06 | 9.2154e-08 | 0.0076042 | 0.0076045 | 0.0076045 | 0.97862 | -0.40959 | 0.9783 | -0.41596 | 2.0891
11 | 0.11905 | 0.030026 | -0.11896 | -0.029969 | 9.0672e-05 | 5.7198e-05 | 0.18114 | 0.18114 | 0.18114 | 0.97836 | -0.41464 | 0.97755 | -0.43056 | 16.5875
12 | -0.0020132 | -0.00050455 | 0.0020132 | 0.00050429 | 8.2724e-08 | -2.5418e-07 | 0.0030325 | 0.0030324 | 0.0030325 | 0.98784 | -0.23091 | 0.98788 | -0.23005 | 0.8331
13 | 0.17658 | 0.044997 | -0.17646 | -0.044921 | 0.00012044 | 7.6563e-05 | 0.26625 | 0.26625 | 0.26625 | 0.98788 | -0.23005 | 0.98715 | -0.2442 | 24.3815
14 | -0.17859 | -0.045502 | 0.17873 | 0.04559 | 0.00013944 | 8.865e-05 | 0.26928 | 0.26928 | 0.26928 | 0.98788 | -0.23005 | 0.98872 | -0.21388 | 24.6591
15 | 0.0022386 | 0.00056104 | -0.0022386 | -0.00056106 | 6.4577e-09 | -1.4661e-08 | 0.0033984 | 0.0033984 | 0.0033984 | 0.9802 | -0.37869 | 0.9802 | -0.37875 | 0.93363
16 | -0.15713 | -0.039694 | 0.15723 | 0.039754 | 9.5186e-05 | 6.0412e-05 | 0.23852 | 0.23852 | 0.23852 | 0.98076 | -0.36782 | 0.98141 | -0.35519 | 21.8422
17 | 0.0077238 | 0.001936 | -0.0077223 | -0.0019354 | 1.4689e-06 | 5.8372e-07 | 0.011747 | 0.011748 | 0.011748 | 0.97836 | -0.41471 | 0.97816 | -0.4187 | 3.2273
18 | 0.0049996 | 0.0012528 | -0.0049986 | -0.0012528 | 1.0813e-06 | 6.6117e-08 | 0.0076045 | 0.0076047 | 0.0076047 | 0.9783 | -0.41596 | 0.97807 | -0.4205 | 2.0892
19 | 0.073246 | 0.018464 | -0.073211 | -0.018443 | 3.4803e-05 | 2.1432e-05 | 0.11153 | 0.11153 | 0.11153 | 0.97755 | -0.43056 | 0.97704 | -0.44049 | 10.2137
20 | 0.041222 | 0.010379 | -0.041188 | -0.010357 | 3.4279e-05 | 2.1648e-05 | 0.062765 | 0.062765 | 0.062765 | 0.97755 | -0.43056 | 0.97666 | -0.44797 | 17.2432
21 | 0.17524 | 0.044615 | -0.17498 | -0.044447 | 0.00026431 | 0.000168 | 0.2644 | 0.2644 | 0.2644 | 0.98715 | -0.2442 | 0.98552 | -0.27553 | 24.2128
22 | -0.17873 | -0.04559 | 0.1789 | 0.045694 | 0.0001632 | 0.00010375 | 0.26928 | 0.26928 | 0.26928 | 0.98872 | -0.21388 | 0.98971 | -0.195 | 24.6591
23 | -0.15872 | -0.040128 | 0.15878 | 0.040168 | 6.2518e-05 | 3.9684e-05 | 0.24078 | 0.24078 | 0.24078 | 0.98141 | -0.35519 | 0.98183 | -0.34698 | 22.0493
24 | 0.0044569 | 0.0011169 | -0.0044568 | -0.001117 | 1.3215e-07 | -8.7073e-09 | 0.0068328 | 0.0068329 | 0.0068329 | 0.9706 | -0.56744 | 0.97056 | -0.56806 | 1.8772
25 | -0.0056748 | -0.0014222 | 0.0056752 | 0.0014223 | 4.8818e-07 | 9.9843e-08 | 0.0086999 | 0.0086999 | 0.0086999 | 0.9706 | -0.56744 | 0.97069 | -0.56563 | 2.3901
26 | 0.0033085 | 0.00082917 | -0.0033085 | -0.00082918 | 1.6003e-08 | -1.0256e-08 | 0.0050724 | 0.0050724 | 0.0050724 | 0.97056 | -0.56806 | 0.97056 | -0.56816 | 1.3935
27 | -0.0068083 | -0.0017062 | 0.0068085 | 0.0017063 | 2.0512e-07 | 6.92e-08 | 0.010437 | 0.010437 | 0.010437 | 0.97069 | -0.56563 | 0.97072 | -0.565 | 2.8672
28 | -0.0094519 | -0.0023688 | 0.0094529 | 0.0023693 | 9.2697e-07 | 4.4768e-07 | 0.014489 | 0.014489 | 0.014489 | 0.97072 | -0.565 | 0.97082 | -0.56294 | 3.9805
29 | -0.010573 | -0.0026499 | 0.010574 | 0.0026508 | 1.6132e-06 | 8.2986e-07 | 0.016205 | 0.016205 | 0.016205 | 0.97082 | -0.56294 | 0.97098 | -0.55974 | 4.452
30 | -0.011712 | -0.0029358 | 0.011714 | 0.0029369 | 1.9114e-06 | 1.0276e-06 | 0.017948 | 0.017948 | 0.017948 | 0.97098 | -0.55974 | 0.97116 | -0.55632 | 4.9309
31 | 0.26426 | 0.067976 | -0.26382 | -0.067694 | 0.00044087 | 0.00028128 | 0.3955 | 0.3955 | 0.3955 | 0.9958 | -0.079101 | 0.99399 | -0.11348 | 36.2181
32 | -0.26555 | -0.0683 | 0.26586 | 0.068494 | 0.00030404 | 0.00019399 | 0.39744 | 0.39744 | 0.39744 | 0.9958 | -0.079101 | 0.99705 | -0.055576 | 36.3952
33 | 0.26236 | 0.067329 | -0.26199 | -0.067096 | 0.00036597 | 0.00023349 | 0.39332 | 0.39332 | 0.39332 | 0.99399 | -0.11348 | 0.99247 | -0.14227 | 36.0185
34 | -0.26741 | -0.068884 | 0.26782 | 0.069143 | 0.00040711 | 0.00025975 | 0.39976 | 0.39976 | 0.39976 | 0.99705 | -0.055576 | 0.9987 | -0.024347 | 36.6077
35 | 0.26119 | 0.066894 | -0.26099 | -0.06677 | 0.0001937 | 0.00012358 | 0.39211 | 0.39211 | 0.39211 | 0.99247 | -0.14227 | 0.99167 | -0.15759 | 35.9078
36 | 0.0030055 | 0.00075293 | -0.0030054 | -0.00075304 | 1.068e-07 | -1.1749e-07 | 0.0044779 | 0.004478 | 0.004478 | 0.9987 | -0.024347 | 0.99866 | -0.025093 | 1.2302
37 | -0.27188 | -0.070161 | 0.2722 | 0.070367 | 0.00032305 | 0.00020613 | 0.40581 | 0.40581 | 0.40581 | 0.9987 | -0.024347 | 1 | 0 | 37.1618
38 | 0.25925 | 0.066332 | -0.25884 | -0.066072 | 0.00040865 | 0.00026071 | 0.38949 | 0.38949 | 0.38949 | 0.99167 | -0.15759 | 0.98996 | -0.19021 | 35.6678
39 | 0.0011724 | 0.00029365 | -0.0011723 | -0.00029382 | 1.5524e-08 | -1.6758e-07 | 0.0017468 | 0.0017468 | 0.0017468 | 0.99866 | -0.025093 | 0.99865 | -0.025371 | 0.4799
40 | 0.0073561 | 0.0018435 | -0.0073541 | -0.0018427 | 2.0562e-06 | 7.1576e-07 | 0.010946 | 0.010946 | 0.010946 | 1 | 0 | 0.99969 | -0.0058689 | 3.0072
41 | 0.077549 | 0.019762 | -0.07722 | -0.019552 | 0.00032937 | 0.00020997 | 0.11668 | 0.11668 | 0.11668 | 0.98996 | -0.19021 | 0.98537 | -0.27863 | 32.0554
42 | 0.18129 | 0.04631 | -0.18125 | -0.046283 | 4.1933e-05 | 2.6664e-05 | 0.27281 | 0.27281 | 0.27281 | 0.98996 | -0.19021 | 0.98971 | -0.195 | 24.9827
43 | 0.0073541 | 0.0018427 | -0.0073531 | -0.0018424 | 9.7703e-07 | 3.4024e-07 | 0.010946 | 0.010946 | 0.010946 | 0.99969 | -0.0058689 | 0.99955 | -0.0086584 | 3.0072
44 | -0.16034 | -0.040557 | 0.16044 | 0.040626 | 0.00010785 | 6.8472e-05 | 0.24313 | 0.24313 | 0.24313 | 0.98183 | -0.34698 | 0.98255 | -0.33297 | 22.2649
45 | -0.1634 | -0.041366 | 0.16343 | 0.041388 | 3.4504e-05 | 2.1912e-05 | 0.24761 | 0.24761 | 0.24761 | 0.98255 | -0.33297 | 0.98278 | -0.32857 | 22.6745
46 | 0.0040033 | 0.0010032 | -0.0040031 | -0.0010033 | 1.9023e-07 | -5.3197e-08 | 0.0060614 | 0.0060614 | 0.0060614 | 0.98278 | -0.32857 | 0.98273 | -0.32957 | 1.6652
47 | -0.16744 | -0.042391 | 0.16766 | 0.042533 | 0.00022397 | 0.00014228 | 0.25367 | 0.25367 | 0.25367 | 0.98278 | -0.32857 | 0.98421 | -0.30075 | 23.2296
48 | -0.17037 | -0.043212 | 0.17046 | 0.043271 | 9.2119e-05 | 5.8533e-05 | 0.25776 | 0.25776 | 0.25776 | 0.98421 | -0.30075 | 0.9848 | -0.28951 | 23.6045
49 | -0.17219 | -0.043704 | 0.17227 | 0.043755 | 8.1451e-05 | 5.1762e-05 | 0.26037 | 0.26037 | 0.26037 | 0.9848 | -0.28951 | 0.9853 | -0.27968 | 23.8435
50 | -0.012765 | -0.0031996 | 0.012767 | 0.0032004 | 1.4804e-06 | 8.1921e-07 | 0.019538 | 0.019538 | 0.019538 | 0.97219 | -0.53586 | 0.97232 | -0.53343 | 5.3676
51 | 0.01091 | 0.0027346 | -0.010909 | -0.0027345 | 2.085e-07 | 1.0872e-07 | 0.016698 | 0.016698 | 0.016698 | 0.97219 | -0.53586 | 0.97217 | -0.53627 | 4.5874
52 | -0.013929 | -0.0034916 | 0.013929 | 0.003492 | 6.0493e-07 | 3.4312e-07 | 0.021316 | 0.021316 | 0.021316 | 0.97232 | -0.53343 | 0.97236 | -0.53252 | 5.8561
53 | 0.010909 | 0.0027345 | -0.010907 | -0.0027334 | 2.1737e-06 | 1.1334e-06 | 0.016698 | 0.016698 | 0.016698 | 0.97217 | -0.53627 | 0.97196 | -0.54045 | 4.5875
54 | -0.01655 | -0.0041489 | 0.016554 | 0.0041514 | 4.1641e-06 | 2.4503e-06 | 0.025327 | 0.025327 | 0.025327 | 0.97236 | -0.53252 | 0.97263 | -0.52724 | 6.9581
55 | 0.0098197 | 0.0024608 | -0.0098182 | -0.00246 | 1.5198e-06 | 7.5048e-07 | 0.015033 | 0.015033 | 0.015033 | 0.97196 | -0.54045 | 0.9718 | -0.5437 | 4.1301
56 | -0.019013 | -0.0047676 | 0.019029 | 0.0047771 | 1.5674e-05 | 9.4178e-06 | 0.029089 | 0.029089 | 0.029089 | 0.97263 | -0.52724 | 0.9735 | -0.50996 | 7.9916
57 | 0.0081601 | 0.0020445 | -0.0081596 | -0.0020442 | 5.1534e-07 | 2.2076e-07 | 0.012494 | 0.012495 | 0.012495 | 0.9718 | -0.5437 | 0.97173 | -0.54502 | 3.4326
58 | 0.029134 | 0.0073225 | -0.029115 | -0.0073107 | 1.9032e-05 | 1.1862e-05 | 0.04454 | 0.04454 | 0.04454 | 0.9735 | -0.50996 | 0.97281 | -0.52365 | 12.2363
59 | -0.048164 | -0.0121 | 0.0482 | 0.012123 | 3.6632e-05 | 2.322e-05 | 0.073629 | 0.073629 | 0.073629 | 0.9735 | -0.50996 | 0.97431 | -0.49403 | 20.2278
60 | 0.0051343 | 0.001286 | -0.0051341 | -0.001286 | 2.2474e-07 | 2.3726e-08 | 0.0078619 | 0.0078619 | 0.0078619 | 0.97173 | -0.54502 | 0.97168 | -0.54594 | 2.1599
61 | -0.17374 | -0.044123 | 0.17377 | 0.044145 | 3.4751e-05 | 2.2087e-05 | 0.26259 | 0.26259 | 0.26259 | 0.9853 | -0.27968 | 0.98552 | -0.27553 | 24.0463
62 | -0.00082586 | -0.00020698 | 0.00082587 | 0.00020669 | 1.413e-08 | -2.9044e-07 | 0.0012566 | 0.0012564 | 0.0012566 | 0.97798 | -0.42271 | 0.978 | -0.42235 | 0.34521
63 | -0.0020753 | -0.00051984 | 0.0020754 | 0.00051982 | 6.1604e-09 | -1.6734e-08 | 0.0031575 | 0.0031575 | 0.0031575 | 0.978 | -0.42235 | 0.97801 | -0.42229 | 0.86745
64 | -0.0085714 | -0.0021479 | 0.0085727 | 0.0021485 | 1.3231e-06 | 5.8639e-07 | 0.013041 | 0.013041 | 0.013041 | 0.97801 | -0.42229 | 0.97817 | -0.41905 | 3.5827
65 | -0.01269 | -0.0031804 | 0.01269 | 0.0031805 | 2.7478e-07 | 1.5118e-07 | 0.019304 | 0.019304 | 0.019304 | 0.97817 | -0.41905 | 0.97819 | -0.4186 | 5.3034
66 | -0.013567 | -0.0034002 | 0.013571 | 0.0034023 | 3.7415e-06 | 2.1004e-06 | 0.020638 | 0.020638 | 0.020638 | 0.97819 | -0.4186 | 0.97849 | -0.41281 | 5.6697
67 | -0.00099719 | -0.00024992 | 0.00099722 | 0.00024952 | 2.8471e-08 | -3.9751e-07 | 0.0015156 | 0.0015154 | 0.0015156 | 0.97907 | -0.40146 | 0.9791 | -0.40086 | 0.41636
68 | -0.0021308 | -0.00053363 | 0.0021309 | 0.00053337 | 1.0055e-07 | -2.5726e-07 | 0.0032382 | 0.0032381 | 0.0032382 | 0.9791 | -0.40086 | 0.97915 | -0.39987 | 0.88963
69 | 0.033106 | 0.0083235 | -0.033092 | -0.0083144 | 1.4512e-05 | 9.0981e-06 | 0.050481 | 0.050481 | 0.050481 | 0.97603 | -0.46025 | 0.97557 | -0.46944 | 13.8685
70 | -0.038148 | -0.009587 | 0.03817 | 0.0096011 | 2.2384e-05 | 1.4105e-05 | 0.058168 | 0.058167 | 0.058168 | 0.97603 | -0.46025 | 0.97666 | -0.44797 | 15.9801
71 | 0.029877 | 0.0075088 | -0.029872 | -0.0075055 | 5.3111e-06 | 3.314e-06 | 0.045579 | 0.045579 | 0.045579 | 0.97557 | -0.46944 | 0.97538 | -0.47316 | 12.5217
72 | 0.027593 | 0.0069343 | -0.027575 | -0.0069231 | 1.8021e-05 | 1.1195e-05 | 0.042102 | 0.042102 | 0.042102 | 0.97538 | -0.47316 | 0.97468 | -0.48685 | 11.5665
73 | 0.025012 | 0.0062807 | -0.024999 | -0.0062728 | 1.2903e-05 | 7.964e-06 | 0.038189 | 0.038189 | 0.038189 | 0.97468 | -0.48685 | 0.97413 | -0.49767 | 10.4916
74 | 0.070175 | 0.017681 | -0.070172 | -0.01768 | 2.8646e-06 | 1.758e-06 | 0.10691 | 0.10691 | 0.10691 | 0.97704 | -0.44049 | 0.977 | -0.44135 | 9.7902
75 | 0.022762 | 0.0057122 | -0.02275 | -0.0057046 | 1.2293e-05 | 7.5299e-06 | 0.034772 | 0.034772 | 0.034772 | 0.97413 | -0.49767 | 0.97356 | -0.509 | 9.5529
76 | 0.067411 | 0.016988 | -0.067384 | -0.016971 | 2.714e-05 | 1.6597e-05 | 0.1027 | 0.1027 | 0.1027 | 0.977 | -0.44135 | 0.97657 | -0.44977 | 9.4052
77 | -0.012844 | -0.0032201 | 0.012845 | 0.0032207 | 1.1074e-06 | 6.1436e-07 | 0.01968 | 0.01968 | 0.01968 | 0.97116 | -0.55632 | 0.97125 | -0.55451 | 5.4065
78 | -0.016432 | -0.0041196 | 0.016436 | 0.0041223 | 4.5358e-06 | 2.6667e-06 | 0.025175 | 0.025175 | 0.025175 | 0.97125 | -0.55451 | 0.97154 | -0.54872 | 6.9162
79 | -0.019364 | -0.004856 | 0.019365 | 0.0048566 | 8.5163e-07 | 5.1307e-07 | 0.029659 | 0.029659 | 0.029659 | 0.97154 | -0.54872 | 0.97159 | -0.54779 | 8.1481
80 | -0.022514 | -0.0056458 | 0.022523 | 0.0056514 | 9.2427e-06 | 5.6585e-06 | 0.034482 | 0.034482 | 0.034482 | 0.97159 | -0.54779 | 0.97202 | -0.53918 | 9.473
81 | -0.02373 | -0.0059539 | 0.023737 | 0.0059582 | 7.0963e-06 | 4.3638e-06 | 0.036329 | 0.036329 | 0.036329 | 0.97202 | -0.53918 | 0.97234 | -0.53291 | 9.9804
82 | -0.012582 | -0.0031543 | 0.012584 | 0.0031551 | 1.4981e-06 | 8.2464e-07 | 0.019239 | 0.019239 | 0.019239 | 0.97318 | -0.5165 | 0.97331 | -0.514 | 5.2855
83 | 0.010948 | 0.0027446 | -0.010946 | -0.0027436 | 1.9311e-06 | 1.0076e-06 | 0.016739 | 0.016739 | 0.016739 | 0.97318 | -0.5165 | 0.97299 | -0.5202 | 4.5988
84 | -0.018173 | -0.0045558 | 0.018174 | 0.0045566 | 1.3359e-06 | 7.9763e-07 | 0.027784 | 0.027784 | 0.027784 | 0.97331 | -0.514 | 0.97338 | -0.51245 | 7.6328
85 | 0.0095325 | 0.0023894 | -0.009531 | -0.0023887 | 1.4583e-06 | 7.0611e-07 | 0.014578 | 0.014578 | 0.014578 | 0.97299 | -0.5202 | 0.97283 | -0.52341 | 4.0051
86 | -0.020927 | -0.0052465 | 0.02093 | 0.0052486 | 3.4445e-06 | 2.0929e-06 | 0.031992 | 0.031992 | 0.031992 | 0.97338 | -0.51245 | 0.97356 | -0.509 | 8.7889
87 | 0.0012659 | 0.00031725 | -0.0012659 | -0.00031726 | 1.2065e-09 | -9.8824e-09 | 0.0019363 | 0.0019363 | 0.0019363 | 0.97283 | -0.52341 | 0.97283 | -0.52343 | 0.53194
88 | 0.07722 | 0.019552 | -0.077094 | -0.019471 | 0.00012629 | 8.0509e-05 | 0.11668 | 0.11668 | 0.11668 | 0.98537 | -0.27863 | 0.98361 | -0.31276 | 32.0554
89 | 0.076006 | 0.019199 | -0.075869 | -0.019112 | 0.00013644 | 8.6972e-05 | 0.11504 | 0.11504 | 0.11504 | 0.98361 | -0.31276 | 0.98168 | -0.35029 | 31.6034
90 | 0.04336 | 0.010919 | -0.043268 | -0.01086 | 9.1954e-05 | 5.8135e-05 | 0.065743 | 0.065743 | 0.065743 | 0.98168 | -0.35029 | 0.97941 | -0.39474 | 18.0613
91 | 0.032509 | 0.0081931 | -0.032479 | -0.0081743 | 3.0079e-05 | 1.8834e-05 | 0.049294 | 0.049294 | 0.049294 | 0.98168 | -0.35029 | 0.98069 | -0.36964 | 13.5422
92 | -0.0013891 | -0.00034813 | 0.0013891 | 0.00034768 | 6.6923e-08 | -4.5097e-07 | 0.0021216 | 0.0021214 | 0.0021216 | 0.97426 | -0.49505 | 0.97431 | -0.49403 | 0.58285
93 | -0.049589 | -0.01247 | 0.049606 | 0.012481 | 1.6291e-05 | 1.0049e-05 | 0.07575 | 0.07575 | 0.07575 | 0.97431 | -0.49403 | 0.97466 | -0.48716 | 10.4053
94 | -0.049606 | -0.012481 | 0.049618 | 0.012488 | 1.1928e-05 | 7.0117e-06 | 0.07575 | 0.07575 | 0.07575 | 0.97466 | -0.48716 | 0.97492 | -0.48213 | 6.9368
95 | 0.027089 | 0.0068029 | -0.027077 | -0.0067954 | 1.1969e-05 | 7.4297e-06 | 0.041441 | 0.041441 | 0.041441 | 0.97281 | -0.52365 | 0.97234 | -0.53291 | 11.3849
96 | -0.051338 | -0.012919 | 0.051347 | 0.012924 | 9.3568e-06 | 5.5324e-06 | 0.078375 | 0.078375 | 0.078375 | 0.97492 | -0.48213 | 0.97511 | -0.47831 | 7.1772
97 | 0.0062934 | 0.0015768 | -0.0062929 | -0.0015767 | 4.4454e-07 | 1.0749e-07 | 0.0093687 | 0.0093688 | 0.0093688 | 0.99955 | -0.0086584 | 0.99947 | -0.010141 | 2.5738
98 | -0.055036 | -0.013849 | 0.055042 | 0.013853 | 6.5922e-06 | 3.9393e-06 | 0.084004 | 0.084004 | 0.084004 | 0.97511 | -0.47831 | 0.97524 | -0.47581 | 7.6927
99 | -0.031538 | -0.0079242 | 0.03155 | 0.0079314 | 1.1462e-05 | 7.1679e-06 | 0.047923 | 0.047923 | 0.047923 | 0.97942 | -0.39453 | 0.97981 | -0.38692 | 13.1656
100 | 0.031538 | 0.0079242 | -0.031524 | -0.0079152 | 1.4424e-05 | 9.0207e-06 | 0.047923 | 0.047923 | 0.047923 | 0.97942 | -0.39453 | 0.97893 | -0.40412 | 13.1657
101 | -0.031908 | -0.0080212 | 0.031934 | 0.0080377 | 2.6347e-05 | 1.6485e-05 | 0.048467 | 0.048467 | 0.048467 | 0.97981 | -0.38692 | 0.98069 | -0.36964 | 13.3151
102 | 0.030453 | 0.0076469 | -0.030438 | -0.007637 | 1.595e-05 | 9.9584e-06 | 0.046296 | 0.046296 | 0.046296 | 0.97893 | -0.40412 | 0.97837 | -0.4151 | 12.7187
103 | 0.027931 | 0.0070089 | -0.027929 | -0.0070073 | 2.5216e-06 | 1.567e-06 | 0.042484 | 0.042484 | 0.042484 | 0.97837 | -0.4151 | 0.97827 | -0.417 | 11.6715
104 | 0.0067087 | 0.0016814 | -0.0067079 | -0.0016811 | 7.9739e-07 | 2.5398e-07 | 0.010204 | 0.010204 | 0.010204 | 0.97827 | -0.417 | 0.97815 | -0.41949 | 2.8034
105 | 0.02122 | 0.0053259 | -0.021211 | -0.0053204 | 9.1337e-06 | 5.5522e-06 | 0.03228 | 0.03228 | 0.03228 | 0.97827 | -0.417 | 0.97781 | -0.42602 | 8.8682
106 | 0.064784 | 0.01632 | -0.064777 | -0.016316 | 6.5191e-06 | 3.9715e-06 | 0.098742 | 0.098743 | 0.098743 | 0.97657 | -0.44977 | 0.97646 | -0.45187 | 9.0424
107 | 0.062091 | 0.015642 | -0.062072 | -0.015631 | 1.8696e-05 | 1.1339e-05 | 0.094649 | 0.094649 | 0.094649 | 0.97646 | -0.45187 | 0.97614 | -0.45817 | 8.6675
108 | 0.059649 | 0.015024 | -0.059647 | -0.015023 | 1.1437e-06 | 6.9049e-07 | 0.090954 | 0.090954 | 0.090954 | 0.97614 | -0.45817 | 0.97612 | -0.45857 | 8.3292
109 | 0.057803 | 0.014561 | -0.057783 | -0.014549 | 1.9921e-05 | 1.1981e-05 | 0.088143 | 0.088143 | 0.088143 | 0.97612 | -0.45857 | 0.97575 | -0.46578 | 8.0717
110 | 0.055069 | 0.013868 | -0.055042 | -0.013853 | 2.6394e-05 | 1.5771e-05 | 0.084004 | 0.084004 | 0.084004 | 0.97575 | -0.46578 | 0.97524 | -0.47581 | 7.6927
111 | 0.039092 | 0.0098154 | -0.039079 | -0.0098067 | 1.3853e-05 | 8.7343e-06 | 0.0594 | 0.0594 | 0.0594 | 0.97941 | -0.39474 | 0.97903 | -0.40217 | 16.3186
112 | 0.0041756 | 0.0010451 | -0.0041751 | -0.0010452 | 4.6302e-07 | -8.9761e-08 | 0.0063435 | 0.0063436 | 0.0063436 | 0.97941 | -0.39474 | 0.97929 | -0.39707 | 1.7427
113 | 0.0158 | 0.0039659 | -0.015787 | -0.0039582 | 1.3153e-05 | 7.6551e-06 | 0.024025 | 0.024025 | 0.024025 | 0.97868 | -0.40897 | 0.97779 | -0.42644 | 6.6003
114 | -0.0158 | -0.0039659 | 0.015801 | 0.0039664 | 8.9373e-07 | 5.201e-07 | 0.024025 | 0.024025 | 0.024025 | 0.97868 | -0.40897 | 0.97874 | -0.40779 | 6.6002
115 | 0.014333 | 0.0035941 | -0.014326 | -0.00359 | 7.1801e-06 | 4.0908e-06 | 0.021813 | 0.021813 | 0.021813 | 0.97779 | -0.42644 | 0.97726 | -0.43696 | 5.9926
116 | 0.0014537 | 0.00036413 | -0.0014537 | -0.00036433 | 3.3083e-08 | -2.0492e-07 | 0.0022122 | 0.0022123 | 0.0022123 | 0.97779 | -0.42644 | 0.97777 | -0.42692 | 0.60778
117 | -0.021612 | -0.0054228 | 0.021618 | 0.0054263 | 5.7857e-06 | 3.5232e-06 | 0.03286 | 0.03286 | 0.03286 | 0.97874 | -0.40779 | 0.97903 | -0.40217 | 9.0274
118 | 0.017461 | 0.0043803 | -0.017452 | -0.0043751 | 8.85e-06 | 5.2429e-06 | 0.02654 | 0.02654 | 0.02654 | 0.97903 | -0.40217 | 0.97849 | -0.41281 | 7.2913
119 | 0.002935 | 0.00073439 | -0.0029346 | -0.0007348 | 3.9109e-07 | -4.0942e-07 | 0.0044593 | 0.0044595 | 0.0044595 | 0.97929 | -0.39707 | 0.97915 | -0.39987 | 1.2251
120 | 0.0010971 | 0.00027456 | -0.001097 | -0.00027494 | 3.4105e-08 | -3.8655e-07 | 0.0016703 | 0.0016705 | 0.0016705 | 0.97726 | -0.43696 | 0.97723 | -0.43761 | 0.45892
121 | 0.0037367 | 0.00093581 | -0.0037356 | -0.00093623 | 1.1404e-06 | -4.2016e-07 | 0.0057221 | 0.0057225 | 0.0057225 | 0.97168 | -0.54594 | 0.97136 | -0.55235 | 1.5721
122 | 0.0059164 | 0.0014827 | -0.0059162 | -0.0014827 | 1.5972e-07 | 3.6221e-08 | 0.0090002 | 0.0090002 | 0.0090002 | 0.97816 | -0.4187 | 0.97813 | -0.41927 | 2.4726
123 | 0.0055984 | 0.0014026 | -0.0055983 | -0.0014026 | 1.0467e-07 | 1.4333e-08 | 0.0083347 | 0.0083348 | 0.0083348 | 0.99947 | -0.010141 | 0.99945 | -0.010534 | 2.2898
124 | 0.0046226 | 0.0011581 | -0.0046218 | -0.0011582 | 8.0294e-07 | -7.8427e-08 | 0.0068821 | 0.0068823 | 0.0068823 | 0.99945 | -0.010534 | 0.99926 | -0.014181 | 1.8907
125 | 0.0040266 | 0.0010091 | -0.0040265 | -0.0010091 | 5.3308e-08 | -1.3437e-08 | 0.0061255 | 0.0061255 | 0.0061255 | 0.97815 | -0.41949 | 0.97813 | -0.41977 | 1.6828
126 | 0.019458 | 0.0048811 | -0.019457 | -0.0048806 | 9.4419e-07 | 5.6827e-07 | 0.029613 | 0.029613 | 0.029613 | 0.97781 | -0.42602 | 0.97776 | -0.42704 | 8.1355
127 | 0.017936 | 0.0044993 | -0.017927 | -0.0044938 | 9.1748e-06 | 5.4603e-06 | 0.027298 | 0.027298 | 0.027298 | 0.97776 | -0.42704 | 0.97721 | -0.43778 | 7.4994
128 | 0.0099965 | 0.0025063 | -0.0099928 | -0.0025044 | 3.6901e-06 | 1.8298e-06 | 0.015222 | 0.015222 | 0.015222 | 0.97721 | -0.43778 | 0.97682 | -0.44553 | 4.1819
129 | 0.0023169 | 0.00058051 | -0.0023169 | -0.00058054 | 1.3226e-08 | -3.035e-08 | 0.0034501 | 0.0034501 | 0.0034501 | 0.99926 | -0.014181 | 0.99926 | -0.014301 | 0.94783
130 | 0.0005249 | 0.00013143 | -0.0005249 | -0.00013155 | 2.2264e-09 | -1.2588e-07 | 0.0007816 | 0.00078164 | 0.00078164 | 0.99926 | -0.014301 | 0.99925 | -0.01439 | 0.21474
131 | 0.0055233 | 0.0013842 | -0.0055229 | -0.0013842 | 3.6027e-07 | 5.9787e-08 | 0.0084025 | 0.0084025 | 0.0084025 | 0.97813 | -0.41927 | 0.97806 | -0.42064 | 2.3084

## res_trafo
| p_hv_mw | q_hv_mvar | p_lv_mw | q_lv_mvar | pl_mw | ql_mvar | i_hv_ka | i_lv_ka | vm_hv_pu | va_hv_degree | vm_lv_pu | va_lv_degree | loading_percent
0 | -1.2729e-15 | -1.3162e-15 | 0.00165 | 1.2699e-07 | 0.00165 | 1.2699e-07 | 5.2857e-17 | 0.0023815 | 0.99998 | 149.9956 | 1 | 0 | 0.2619

## res_ext_grid
| p_mw | q_mvar
0 | 0.28282 | 0.072615

## res_load
| p_mw | q_mvar
0 | 0.0032178 | 0.00080646
1 | 0.0032294 | 0.00080935
2 | 0.0013844 | 0.00034696
3 | 0.0027958 | 0.0007007
4 | 0.0045381 | 0.0011373
5 | 0.0020132 | 0.00050455
6 | 0.0027531 | 0.00068999
7 | 0.003366 | 0.00084361
8 | 0.0015082 | 0.00037798
9 | 0.0044916 | 0.0011257
10 | 0.0012217 | 0.00030619
11 | 0.0022386 | 0.00056106
12 | 0.0014916 | 0.00037383
13 | 0.0012179 | 0.00030522
14 | 0.0011483 | 0.00028779
15 | 0.0011331 | 0.00028397
16 | 0.0033085 | 0.00082918
17 | 0.0026434 | 0.0006625
18 | 0.0011199 | 0.00028067
19 | 0.0011374 | 0.00028507
20 | 0.0012943 | 0.00032437
21 | 0.0014568 | 0.00036511
22 | 0.0015545 | 0.0003896
23 | 0.00080594 | 0.00020199
24 | 0.0010563 | 0.00026473
25 | 0.0017472 | 0.00043788
26 | 0.001833 | 0.00045939
27 | 0.0016111 | 0.00040378
28 | 0.0011723 | 0.00029382
29 | 0.0015536 | 0.00038938
30 | 0.0029537 | 0.00074026
31 | 0.0040031 | 0.0010033
32 | 0.0027082 | 0.00067875
33 | 0.0017278 | 0.00043302
34 | 0.0018554 | 0.000465
35 | 0.001162 | 0.00029122
36 | 0.0026212 | 0.00065693
37 | 0.0010876 | 0.00027258
38 | 0.002459 | 0.00061629
39 | 0.0016581 | 0.00041556
40 | 0.0030253 | 0.00075821
41 | 0.0014662 | 0.00036748
42 | 0.00082586 | 0.00020698
43 | 0.0012495 | 0.00031315
44 | 0.0064961 | 0.0016281
45 | 0.0041172 | 0.0010319
46 | 0.00087657 | 0.00021969
47 | 0.00099719 | 0.00024992
48 | 0.0011336 | 0.00028411
49 | 0.0050416 | 0.0012635
50 | 0.0032143 | 0.00080557
51 | 0.0030178 | 0.00075632
52 | 0.0022791 | 0.00057118
53 | 0.002563 | 0.00064234
54 | 0.0030366 | 0.00076106
55 | 0.002237 | 0.00056063
56 | 0.0027604 | 0.00069183
57 | 0.0011301 | 0.00028323
58 | 0.0035868 | 0.00089893
59 | 0.0029277 | 0.00073375
60 | 0.003149 | 0.00078922
61 | 0.0012066 | 0.00030241
62 | 0.0016348 | 0.00040972
63 | 0.0055889 | 0.0014007
64 | 0.0014131 | 0.00035416
65 | 0.0027527 | 0.0006899
66 | 0.0082652 | 0.0020714
67 | 0.0018194 | 0.00045599
68 | 0.0012659 | 0.00031726
69 | 0.0023503 | 0.00058904
70 | 0.0010877 | 0.0002726
71 | 0.0013891 | 0.00034813
72 | 0.0020261 | 0.00050778
73 | 0.00172 | 0.00043107
74 | 0.0033406 | 0.00083723
75 | 0.0010597 | 0.00026559
76 | 0.0036887 | 0.00092449
77 | 0.00035826 | 8.9788e-05
78 | 0.0010704 | 0.00026826
79 | 0.00054499 | 0.00013659
80 | 0.0025062 | 0.00062811
81 | 0.0026003 | 0.00065169
82 | 0.0026863 | 0.00067324
83 | 0.0024238 | 0.00060747
84 | 0.0018445 | 0.00046227
85 | 0.0027144 | 0.00068028
86 | 0.0058112 | 0.0014564
87 | 0.0012401 | 0.0003108
88 | 0.013229 | 0.0033154
89 | 0.0014537 | 0.00036433
90 | 0.0038815 | 0.00097279
91 | 0.00080371 | 0.00020143
92 | 0.0013973 | 0.0003502
93 | 0.0037356 | 0.00093623
94 | 0.0049986 | 0.0012528
95 | 0.001806 | 0.00045262
96 | 0.0012045 | 0.00030188
97 | 0.00069454 | 0.00017407
98 | 0.0009757 | 0.00024453
99 | 0.0026813 | 0.00067199
100 | 0.0017526 | 0.00043924
101 | 0.0040265 | 0.0010091
102 | 0.0015214 | 0.0003813
103 | 0.0079304 | 0.0019876
104 | 0.0023049 | 0.00057766
105 | 0.001792 | 0.00044912
106 | 0.0005249 | 0.00013155
107 | 0.0099928 | 0.0025044
108 | 0.001097 | 0.00027494
109 | 0.00039291 | 9.8472e-05
110 | 0.0055229 | 0.0013842

## dtypes
| element | column | dtype
0 | bus | name | object
1 | bus | vn_kv | float64
2 | bus | type | object
3 | bus | zone | object
4 | bus | in_service | bool
5 | load | name | object
6 | load | bus | uint32
7 | load | p_mw | float64
8 | load | q_mvar | float64
9 | load | const_z_percent | float64
10 | load | const_i_percent | float64
11 | load | sn_mva | float64
12 | load | scaling | float64
13 | load | in_service | bool
14 | load | type | object
15 | ext_grid | name | object
16 | ext_grid | bus | uint32
17 | ext_grid | vm_pu | float64
18 | ext_grid | va_degree | float64
19 | ext_grid | slack_weight | float64
20 | ext_grid | in_service | bool
21 | line | name | object
22 | line | std_type | object
23 | line | from_bus | uint32
24 | line | to_bus | uint32
25 | line | length_km | float64
26 | line | r_ohm_per_km | float64
27 | line | x_ohm_per_km | float64
28 | line | c_nf_per_km | float64
29 | line | g_us_per_km | float64
30 | line | max_i_ka | float64
31 | line | df | float64
32 | line | parallel | uint32
33 | line | type | object
34 | line | in_service | bool
35 | trafo | name | object
36 | trafo | std_type | object
37 | trafo | hv_bus | uint32
38 | trafo | lv_bus | uint32
39 | trafo | sn_mva | float64
40 | trafo | vn_hv_kv | float64
41 | trafo | vn_lv_kv | float64
42 | trafo | vk_percent | float64
43 | trafo | vkr_percent | float64
44 | trafo | pfe_kw | float64
45 | trafo | i0_percent | float64
46 | trafo | shift_degree | float64
47 | trafo | tap_side | object
48 | trafo | tap_neutral | int32
49 | trafo | tap_min | int32
50 | trafo | tap_max | int32
51 | trafo | tap_step_percent | float64
52 | trafo | tap_step_degree | float64
53 | trafo | tap_pos | int32
54 | trafo | tap_phase_shifter | bool
55 | trafo | parallel | uint32
56 | trafo | df | float64
57 | trafo | in_service | bool
58 | line_geodata | coords | object
59 | bus_geodata | x | float64
60 | bus_geodata | y | float64
61 | bus_geodata | coords | object
62 | res_bus | vm_pu | float64
63 | res_bus | va_degree | float64
64 | res_bus | p_mw | float64
65 | res_bus | q_mvar | float64
66 | res_line | p_from_mw | float64
67 | res_line | q_from_mvar | float64
68 | res_line | p_to_mw | float64
69 | res_line | q_to_mvar | float64
70 | res_line | pl_mw | float64
71 | res_line | ql_mvar | float64
72 | res_line | i_from_ka | float64
73 | res_line | i_to_ka | float64
74 | res_line | i_ka | float64
75 | res_line | vm_from_pu | float64
76 | res_line | va_from_degree | float64
77 | res_line | vm_to_pu | float64
78 | res_line | va_to_degree | float64
79 | res_line | loading_percent | float64
80 | res_trafo | p_hv_mw | float64
81 | res_trafo | q_hv_mvar | float64
82 | res_trafo | p_lv_mw | float64
83 | res_trafo | q_lv_mvar | float64
84 | res_trafo | pl_mw | float64
85 | res_trafo | ql_mvar | float64
86 | res_trafo | i_hv_ka | float64
87 | res_trafo | i_lv_ka | float64
88 | res_trafo | vm_hv_pu | float64
89 | res_trafo | va_hv_degree | float64
90 | res_trafo | vm_lv_pu | float64
91 | res_trafo | va_lv_degree | float64
92 | res_trafo | loading_percent | float64
93 | res_ext_grid | p_mw | float64
94 | res_ext_grid | q_mvar | float64
95 | res_load | p_mw | float64
96 | res_load | q_mvar | float64

## parameters
| version | format_version | converged | OPF_converged | name | f_hz | sn_mva
0 | 2.14.6 | 2.14.0 | TRUE | FALSE |  | 50 | 1