## bus
| name | vn_kv | type | zone | in_service
0 | bus_LV_2534-11_0_3_node_0 | 0.4 | n |  | TRUE
1 | bus_LV_2534-11_0_3_node_1 | 0.4 | n |  | TRUE
2 | bus_LV_2534-11_0_3_node_2 | 0.4 | n |  | TRUE
3 | bus_LV_2534-11_0_3_node_3 | 0.4 | n |  | TRUE
4 | bus_LV_2534-11_0_3_node_4 | 0.4 | n |  | TRUE
5 | bus_LV_2534-11_0_3_node_108 | 0.4 | n |  | TRUE
6 | bus_LV_2534-11_0_3_node_5 | 0.4 | n |  | TRUE
7 | bus_LV_2534-11_0_3_node_110 | 0.4 | n |  | TRUE
8 | bus_LV_2534-11_0_3_node_106 | 0.4 | n |  | TRUE
9 | bus_LV_2534-11_0_3_node_6 | 0.4 | n |  | TRUE
10 | bus_LV_2534-11_0_3_node_126 | 0.4 | n |  | TRUE
11 | bus_LV_2534-11_0_3_node_8 | 0.4 | n |  | TRUE
12 | bus_LV_2534-11_0_3_node_119 | 0.4 | n |  | TRUE
13 | bus_LV_2534-11_0_3_node_35 | 0.4 | n |  | TRUE
14 | bus_LV_2534-11_0_3_node_117 | 0.4 | n |  | TRUE
15 | bus_LV_2534-11_0_3_node_115 | 0.4 | n |  | TRUE
16 | bus_LV_2534-11_0_3_node_127 | 0.4 | n |  | TRUE
17 | bus_LV_2534-11_0_3_node_116 | 0.4 | n |  | TRUE
18 | bus_LV_2534-11_0_3_node_9 | 0.4 | n |  | TRUE
19 | bus_LV_2534-11_0_3_node_10 | 0.4 | n |  | TRUE
20 | bus_LV_2534-11_0_3_node_11 | 0.4 | n |  | TRUE
21 | bus_LV_2534-11_0_3_node_12 | 0.4 | n |  | TRUE
22 | bus_LV_2534-11_0_3_node_13 | 0.4 | n |  | TRUE
23 | bus_LV_2534-11_0_3_node_22 | 0.4 | n |  | TRUE
24 | bus_LV_2534-11_0_3_node_14 | 0.4 | n |  | TRUE
25 | bus_LV_2534-11_0_3_node_23 | 0.4 | n |  | TRUE
26 | bus_LV_2534-11_0_3_node_15 | 0.4 | n |  | TRUE
27 | bus_LV_2534-11_0_3_node_16 | 0.4 | n |  | TRUE
28 | bus_LV_2534-11_0_3_node_17 | 0.4 | n |  | TRUE
29 | bus_LV_2534-11_0_3_node_18 | 0.4 | n |  | TRUE
30 | bus_LV_2534-11_0_3_node_19 | 0.4 | n |  | TRUE
31 | bus_LV_2534-11_0_3_node_20 | 0.4 | n |  | TRUE
32 | bus_LV_2534-11_0_3_node_21 | 0.4 | n |  | TRUE
33 | bus_LV_2534-11_0_3_node_53 | 0.4 | n |  | TRUE
34 | bus_LV_2534-11_0_3_node_74 | 0.4 | n |  | TRUE
35 | bus_LV_2534-11_0_3_node_51 | 0.4 | n |  | TRUE
36 | bus_LV_2534-11_0_3_node_70 | 0.4 | n |  | TRUE
37 | bus_LV_2534-11_0_3_node_58 | 0.4 | n |  | TRUE
38 | bus_LV_2534-11_0_3_node_65 | 0.4 | n |  | TRUE
39 | bus_LV_2534-11_0_3_node_56 | 0.4 | n |  | TRUE
40 | bus_LV_2534-11_0_3_node_24 | 0.4 | n |  | TRUE
41 | bus_LV_2534-11_0_3_node_25 | 0.4 | n |  | TRUE
42 | bus_LV_2534-11_0_3_node_26 | 0.4 | n |  | TRUE
43 | bus_LV_2534-11_0_3_node_27 | 0.4 | n |  | TRUE
44 | bus_LV_2534-11_0_3_node_28 | 0.4 | n |  | TRUE
45 | bus_LV_2534-11_0_3_node_49 | 0.4 | n |  | TRUE
46 | bus_LV_2534-11_0_3_node_102 | 0.4 | n |  | TRUE
47 | bus_LV_2534-11_0_3_node_67 | 0.4 | n |  | TRUE
48 | bus_LV_2534-11_0_3_node_101 | 0.4 | n |  | TRUE
49 | bus_LV_2534-11_0_3_node_29 | 0.4 | n |  | TRUE
50 | bus_LV_2534-11_0_3_node_30 | 0.4 | n |  | TRUE
51 | bus_LV_2534-11_0_3_node_31 | 0.4 | n |  | TRUE
52 | bus_LV_2534-11_0_3_node_32 | 0.4 | n |  | TRUE
53 | bus_LV_2534-11_0_3_node_33 | 0.4 | n |  | TRUE
54 | bus_LV_2534-11_0_3_node_34 | 0.4 | n |  | TRUE
55 | bus_LV_2534-11_0_3_node_78 | 0.4 | n |  | TRUE
56 | bus_LV_2534-11_0_3_node_76 | 0.4 | n |  | TRUE
57 | bus_LV_2534-11_0_3_node_73 | 0.4 | n |  | TRUE
58 | bus_LV_2534-11_0_3_node_79 | 0.4 | n |  | TRUE
59 | bus_LV_2534-11_0_3_node_72 | 0.4 | n |  | TRUE
60 | bus_LV_2534-11_0_3_node_36 | 0.4 | n |  | TRUE
61 | bus_LV_2534-11_0_3_node_37 | 0.4 | n |  | TRUE
62 | bus_LV_2534-11_0_3_node_38 | 0.4 | n |  | TRUE
63 | bus_LV_2534-11_0_3_node_39 | 0.4 | n |  | TRUE
64 | bus_LV_2534-11_0_3_node_40 | 0.4 | n |  | TRUE
65 | bus_LV_2534-11_0_3_node_111 | 0.4 | n |  | TRUE
66 | bus_LV_2534-11_0_3_node_104 | 0.4 | n |  | TRUE
67 | bus_LV_2534-11_0_3_node_47 | 0.4 | n |  | TRUE
68 | bus_LV_2534-11_0_3_node_105 | 0.4 | n |  | TRUE
69 | bus_LV_2534-11_0_3_node_103 | 0.4 | n |  | TRUE
70 | bus_LV_2534-11_0_3_node_48 | 0.4 | n |  | TRUE
71 | bus_LV_2534-11_0_3_node_41 | 0.4 | n |  | TRUE
72 | bus_LV_2534-11_0_3_node_42 | 0.4 | n |  | TRUE
73 | bus_LV_2534-11_0_3_node_43 | 0.4 | n |  | TRUE
74 | bus_LV_2534-11_0_3_node_44 | 0.4 | n |  | TRUE
75 | bus_LV_2534-11_0_3_node_45 | 0.4 | n |  | TRUE
76 | bus_LV_2534-11_0_3_node_46 | 0.4 | n |  | TRUE
77 | bus_LV_2534-11_0_3_node_80 | 0.4 | n |  | TRUE
78 | bus_LV_2534-11_0_3_node_68 | 0.4 | n |  | TRUE
79 | bus_LV_2534-11_0_3_node_50 | 0.4 | n |  | TRUE
80 | bus_LV_2534-11_0_3_node_52 | 0.4 | n |  | TRUE
81 | bus_LV_2534-11_0_3_node_54 | 0.4 | n |  | TRUE
82 | bus_LV_2534-11_0_3_node_98 | 0.4 | n |  | TRUE
83 | bus_LV_2534-11_0_3_node_99 | 0.4 | n |  | TRUE
84 | bus_LV_2534-11_0_3_node_55 | 0.4 | n |  | TRUE
85 | bus_LV_2534-11_0_3_node_60 | 0.4 | n |  | TRUE
86 | bus_LV_2534-11_0_3_node_66 | 0.4 | n |  | TRUE
87 | bus_LV_2534-11_0_3_node_71 | 0.4 | n |  | TRUE
88 | bus_LV_2534-11_0_3_node_63 | 0.4 | n |  | TRUE
89 | bus_LV_2534-11_0_3_node_64 | 0.4 | n |  | TRUE
90 | bus_LV_2534-11_0_3_node_61 | 0.4 | n |  | TRUE
91 | bus_LV_2534-11_0_3_node_62 | 0.4 | n |  | TRUE
92 | bus_LV_2534-11_0_3_node_69 | 0.4 | n |  | TRUE
93 | bus_LV_2534-11_0_3_node_77 | 0.4 | n |  | TRUE
94 | bus_LV_2534-11_0_3_node_75 | 0.4 | n |  | TRUE
95 | bus_LV_2534-11_0_3_node_125 | 0.4 | n |  | TRUE
96 | bus_LV_2534-11_0_3_node_81 | 0.4 | n |  | TRUE
97 | bus_LV_2534-11_0_3_node_82 | 0.4 | n |  | TRUE
98 | bus_LV_2534-11_0_3_node_83 | 0.4 | n |  | TRUE
99 | bus_LV_2534-11_0_3_node_84 | 0.4 | n |  | TRUE
100 | bus_LV_2534-11_0_3_node_85 | 0.4 | n |  | TRUE
101 | bus_LV_2534-11_0_3_node_86 | 0.4 | n |  | TRUE
102 | bus_LV_2534-11_0_3_node_88 | 0.4 | n |  | TRUE
103 | bus_LV_2534-11_0_3_node_90 | 0.4 | n |  | TRUE
104 | bus_LV_2534-11_0_3_node_94 | 0.4 | n |  | TRUE
105 | bus_LV_2534-11_0_3_node_93 | 0.4 | n |  | TRUE
106 | bus_LV_2534-11_0_3_node_95 | 0.4 | n |  | TRUE
107 | bus_LV_2534-11_0_3_node_89 | 0.4 | n |  | TRUE
108 | bus_LV_2534-11_0_3_node_91 | 0.4 | n |  | TRUE
109 | bus_LV_2534-11_0_3_node_92 | 0.4 | n |  | TRUE
110 | bus_LV_2534-11_0_3_node_97 | 0.4 | n |  | TRUE
111 | bus_LV_2534-11_0_3_node_100 | 0.4 | n |  | TRUE
112 | bus_LV_2534-11_0_3_node_120 | 0.4 | n |  | TRUE
113 | bus_LV_2534-11_0_3_node_121 | 0.4 | n |  | TRUE
114 | bus_LV_2534-11_0_3_node_107 | 0.4 | n |  | TRUE
115 | bus_LV_2534-11_0_3_node_109 | 0.4 | n |  | TRUE
116 | bus_LV_2534-11_0_3_node_113 | 0.4 | n |  | TRUE
117 | bus_LV_2534-11_0_3_node_112 | 0.4 | n |  | TRUE
118 | bus_LV_2534-11_0_3_node_114 | 0.4 | n |  | TRUE
119 | bus_LV_2534-11_0_3_node_124 | 0.4 | n |  | TRUE
120 | bus_LV_2534-11_0_3_node_123 | 0.4 | n |  | TRUE
121 | bus_LV_2534-11_0_3_node_118 | 0.4 | n |  | TRUE
122 | bus_MV_393_0_node_63 | 20 | n |  | TRUE

## load
| name | bus | p_mw | q_mvar | const_z_percent | const_i_percent | sn_mva | scaling | in_service | type
0 | LV_2534-11_0_3_load_0 | 0 | 0.0021423 | 0.00053692 | 0 | 0 |  | 1 | TRUE | wye
1 | LV_2534-11_0_3_load_1 | 1 | 0.0018019 | 0.00045159 | 0 | 0 |  | 1 | TRUE | wye
2 | LV_2534-11_0_3_load_2 | 2 | 0.0010326 | 0.0002588 | 0 | 0 |  | 1 | TRUE | wye
3 | LV_2534-11_0_3_load_4 | 4 | 0.0015645 | 0.0003921 | 0 | 0 |  | 1 | TRUE | wye
4 | LV_2534-11_0_3_load_110 | 7 | 0.00088592 | 0.00022203 | 0 | 0 |  | 1 | TRUE | wye
5 | LV_2534-11_0_3_load_106 | 8 | 0.0012433 | 0.00031159 | 0 | 0 |  | 1 | TRUE | wye
6 | LV_2534-11_0_3_load_126 | 10 | 0.00091762 | 0.00022998 | 0 | 0 |  | 1 | TRUE | wye
7 | LV_2534-11_0_3_load_117 | 14 | 0.0036945 | 0.00092593 | 0 | 0 |  | 1 | TRUE | wye
8 | LV_2534-11_0_3_load_127 | 16 | 0.0097032 | 0.0024319 | 0 | 0 |  | 1 | TRUE | wye
9 | LV_2534-11_0_3_load_116 | 17 | 0.0018546 | 0.00046481 | 0 | 0 |  | 1 | TRUE | wye
10 | LV_2534-11_0_3_load_9 | 18 | 0.0017685 | 0.00044323 | 0 | 0 |  | 1 | TRUE | wye
11 | LV_2534-11_0_3_load_10 | 19 | 0.0030681 | 0.00076894 | 0 | 0 |  | 1 | TRUE | wye
12 | LV_2534-11_0_3_load_11 | 20 | 0.0017717 | 0.00044404 | 0 | 0 |  | 1 | TRUE | wye
13 | LV_2534-11_0_3_load_12 | 21 | 0.0033419 | 0.00083756 | 0 | 0 |  | 1 | TRUE | wye
14 | LV_2534-11_0_3_load_13 | 22 | 0.0024252 | 0.00060782 | 0 | 0 |  | 1 | TRUE | wye
15 | LV_2534-11_0_3_load_14 | 24 | 0.0011709 | 0.00029344 | 0 | 0 |  | 1 | TRUE | wye
16 | LV_2534-11_0_3_load_23 | 25 | 0.001851 | 0.0004639 | 0 | 0 |  | 1 | TRUE | wye
17 | LV_2534-11_0_3_load_15 | 26 | 0.0012418 | 0.00031122 | 0 | 0 |  | 1 | TRUE | wye
18 | LV_2534-11_0_3_load_16 | 27 | 0.0037072 | 0.00092912 | 0 | 0 |  | 1 | TRUE | wye
19 | LV_2534-11_0_3_load_17 | 28 | 0.0020262 | 0.00050782 | 0 | 0 |  | 1 | TRUE | wye
20 | LV_2534-11_0_3_load_21 | 32 | 0.0036844 | 0.0009234 | 0 | 0 |  | 1 | TRUE | wye
21 | LV_2534-11_0_3_load_53 | 33 | 0.0045377 | 0.0011372 | 0 | 0 |  | 1 | TRUE | wye
22 | LV_2534-11_0_3_load_74 | 34 | 0.0023514 | 0.0005893 | 0 | 0 |  | 1 | TRUE | wye
23 | LV_2534-11_0_3_load_51 | 35 | 0.0048805 | 0.0012232 | 0 | 0 |  | 1 | TRUE | wye
24 | LV_2534-11_0_3_load_70 | 36 | 0.0023438 | 0.00058741 | 0 | 0 |  | 1 | TRUE | wye
25 | LV_2534-11_0_3_load_65 | 38 | 0.0031184 | 0.00078155 | 0 | 0 |  | 1 | TRUE | wye
26 | LV_2534-11_0_3_load_24 | 40 | 0.0023941 | 0.00060001 | 0 | 0 |  | 1 | TRUE | wye
27 | LV_2534-11_0_3_load_25 | 41 | 0.0059042 | 0.0014797 | 0 | 0 |  | 1 | TRUE | wye
28 | LV_2534-11_0_3_load_26 | 42 | 0.0018413 | 0.00046146 | 0 | 0 |  | 1 | TRUE | wye
29 | LV_2534-11_0_3_load_27 | 43 | 0.0022794 | 0.00057127 | 0 | 0 |  | 1 | TRUE | wye
30 | LV_2534-11_0_3_load_28 | 44 | 0.0019447 | 0.0004874 | 0 | 0 |  | 1 | TRUE | wye
31 | LV_2534-11_0_3_load_49 | 45 | 0.0064391 | 0.0016138 | 0 | 0 |  | 1 | TRUE | wye
32 | LV_2534-11_0_3_load_102 | 46 | 0.0014975 | 0.00037531 | 0 | 0 |  | 1 | TRUE | wye
33 | LV_2534-11_0_3_load_67 | 47 | 0.0058955 | 0.0014776 | 0 | 0 |  | 1 | TRUE | wye
34 | LV_2534-11_0_3_load_101 | 48 | 0.0012506 | 0.00031342 | 0 | 0 |  | 1 | TRUE | wye
35 | LV_2534-11_0_3_load_29 | 49 | 0.005374 | 0.0013468 | 0 | 0 |  | 1 | TRUE | wye
36 | LV_2534-11_0_3_load_33 | 53 | 0.0021844 | 0.00054746 | 0 | 0 |  | 1 | TRUE | wye
37 | LV_2534-11_0_3_load_34 | 54 | 0.0025593 | 0.00064142 | 0 | 0 |  | 1 | TRUE | wye
38 | LV_2534-11_0_3_load_78 | 55 | 0.0025322 | 0.00063462 | 0 | 0 |  | 1 | TRUE | wye
39 | LV_2534-11_0_3_load_76 | 56 | 0.0032341 | 0.00081054 | 0 | 0 |  | 1 | TRUE | wye
40 | LV_2534-11_0_3_load_73 | 57 | 0.0031382 | 0.00078651 | 0 | 0 |  | 1 | TRUE | wye
41 | LV_2534-11_0_3_load_79 | 58 | 0.0014622 | 0.00036646 | 0 | 0 |  | 1 | TRUE | wye
42 | LV_2534-11_0_3_load_36 | 60 | 0.001384 | 0.00034687 | 0 | 0 |  | 1 | TRUE | wye
43 | LV_2534-11_0_3_load_37 | 61 | 0.0012814 | 0.00032115 | 0 | 0 |  | 1 | TRUE | wye
44 | LV_2534-11_0_3_load_38 | 62 | 0.0011984 | 0.00030036 | 0 | 0 |  | 1 | TRUE | wye
45 | LV_2534-11_0_3_load_40 | 64 | 0.0013392 | 0.00033564 | 0 | 0 |  | 1 | TRUE | wye
46 | LV_2534-11_0_3_load_111 | 65 | 0.002049 | 0.00051352 | 0 | 0 |  | 1 | TRUE | wye
47 | LV_2534-11_0_3_load_47 | 67 | 0.0014008 | 0.00035108 | 0 | 0 |  | 1 | TRUE | wye
48 | LV_2534-11_0_3_load_105 | 68 | 0.0018169 | 0.00045535 | 0 | 0 |  | 1 | TRUE | wye
49 | LV_2534-11_0_3_load_103 | 69 | 0.002038 | 0.00051078 | 0 | 0 |  | 1 | TRUE | wye
50 | LV_2534-11_0_3_load_48 | 70 | 0.0018402 | 0.00046121 | 0 | 0 |  | 1 | TRUE | wye
51 | LV_2534-11_0_3_load_41 | 71 | 0.0020122 | 0.00050432 | 0 | 0 |  | 1 | TRUE | wye
52 | LV_2534-11_0_3_load_42 | 72 | 0.0017263 | 0.00043266 | 0 | 0 |  | 1 | TRUE | wye
53 | LV_2534-11_0_3_load_44 | 74 | 0.0017479 | 0.00043806 | 0 | 0 |  | 1 | TRUE | wye
54 | LV_2534-11_0_3_load_45 | 75 | 0.0058756 | 0.0014726 | 0 | 0 |  | 1 | TRUE | wye
55 | LV_2534-11_0_3_load_46 | 76 | 0.0019835 | 0.00049711 | 0 | 0 |  | 1 | TRUE | wye
56 | LV_2534-11_0_3_load_80 | 77 | 0.0046028 | 0.0011536 | 0 | 0 |  | 1 | TRUE | wye
57 | LV_2534-11_0_3_load_50 | 79 | 0.0031294 | 0.00078429 | 0 | 0 |  | 1 | TRUE | wye
58 | LV_2534-11_0_3_load_52 | 80 | 0.0026813 | 0.00067201 | 0 | 0 |  | 1 | TRUE | wye
59 | LV_2534-11_0_3_load_54 | 81 | 0.0040198 | 0.0010075 | 0 | 0 |  | 1 | TRUE | wye
60 | LV_2534-11_0_3_load_98 | 82 | 0.0029491 | 0.00073911 | 0 | 0 |  | 1 | TRUE | wye
61 | LV_2534-11_0_3_load_55 | 84 | 0.003073 | 0.00077017 | 0 | 0 |  | 1 | TRUE | wye
62 | LV_2534-11_0_3_load_66 | 86 | 0.0045373 | 0.0011372 | 0 | 0 |  | 1 | TRUE | wye
63 | LV_2534-11_0_3_load_71 | 87 | 0.0037492 | 0.00093963 | 0 | 0 |  | 1 | TRUE | wye
64 | LV_2534-11_0_3_load_63 | 88 | 0.0051629 | 0.0012939 | 0 | 0 |  | 1 | TRUE | wye
65 | LV_2534-11_0_3_load_64 | 89 | 0.0031687 | 0.00079415 | 0 | 0 |  | 1 | TRUE | wye
66 | LV_2534-11_0_3_load_61 | 90 | 0.0028131 | 0.00070503 | 0 | 0 |  | 1 | TRUE | wye
67 | LV_2534-11_0_3_load_62 | 91 | 0.0036148 | 0.00090595 | 0 | 0 |  | 1 | TRUE | wye
68 | LV_2534-11_0_3_load_77 | 93 | 0.001737 | 0.00043532 | 0 | 0 |  | 1 | TRUE | wye
69 | LV_2534-11_0_3_load_75 | 94 | 0.0031344 | 0.00078556 | 0 | 0 |  | 1 | TRUE | wye
70 | LV_2534-11_0_3_load_125 | 95 | 0.0085371 | 0.0021396 | 0 | 0 |  | 1 | TRUE | wye
71 | LV_2534-11_0_3_load_81 | 96 | 0.0047696 | 0.0011954 | 0 | 0 |  | 1 | TRUE | wye
72 | LV_2534-11_0_3_load_82 | 97 | 0.0032753 | 0.00082087 | 0 | 0 |  | 1 | TRUE | wye
73 | LV_2534-11_0_3_load_83 | 98 | 0.003209 | 0.00080424 | 0 | 0 |  | 1 | TRUE | wye
74 | LV_2534-11_0_3_load_85 | 100 | 0.0017472 | 0.00043788 | 0 | 0 |  | 1 | TRUE | wye
75 | LV_2534-11_0_3_load_86 | 101 | 0.0018035 | 0.00045199 | 0 | 0 |  | 1 | TRUE | wye
76 | LV_2534-11_0_3_load_90 | 103 | 0.0037252 | 0.00093362 | 0 | 0 |  | 1 | TRUE | wye
77 | LV_2534-11_0_3_load_93 | 105 | 0.0020998 | 0.00052625 | 0 | 0 |  | 1 | TRUE | wye
78 | LV_2534-11_0_3_load_95 | 106 | 0.0029129 | 0.00073004 | 0 | 0 |  | 1 | TRUE | wye
79 | LV_2534-11_0_3_load_89 | 107 | 0.0036524 | 0.00091537 | 0 | 0 |  | 1 | TRUE | wye
80 | LV_2534-11_0_3_load_91 | 108 | 0.0025561 | 0.00064063 | 0 | 0 |  | 1 | TRUE | wye
81 | LV_2534-11_0_3_load_97 | 110 | 0.0022805 | 0.00057154 | 0 | 0 |  | 1 | TRUE | wye
82 | LV_2534-11_0_3_load_100 | 111 | 0.003649 | 0.00091454 | 0 | 0 |  | 1 | TRUE | wye
83 | LV_2534-11_0_3_load_120 | 112 | 0.0018914 | 0.00047402 | 0 | 0 |  | 1 | TRUE | wye
84 | LV_2534-11_0_3_load_121 | 113 | 0.0044203 | 0.0011078 | 0 | 0 |  | 1 | TRUE | wye
85 | LV_2534-11_0_3_load_107 | 114 | 0.0048781 | 0.0012226 | 0 | 0 |  | 1 | TRUE | wye
86 | LV_2534-11_0_3_load_109 | 115 | 0.0076909 | 0.0019275 | 0 | 0 |  | 1 | TRUE | wye
87 | LV_2534-11_0_3_load_112 | 117 | 0.0043557 | 0.0010916 | 0 | 0 |  | 1 | TRUE | wye
88 | LV_2534-11_0_3_load_124 | 119 | 0.0022472 | 0.00056319 | 0 | 0 |  | 1 | TRUE | wye
89 | LV_2534-11_0_3_load_123 | 120 | 0.0033309 | 0.0008348 | 0 | 0 |  | 1 | TRUE | wye
90 | LV_2534-11_0_3_load_118 | 121 | 0.0036113 | 0.00090507 | 0 | 0 |  | 1 | TRUE | wye

## ext_grid
| name | bus | vm_pu | va_degree | slack_weight | in_service
0 |  | 40 | 1 | 0 | 1 | TRUE

## line
| name | std_type | from_bus | to_bus | length_km | r_ohm_per_km | x_ohm_per_km | c_nf_per_km | g_us_per_km | max_i_ka | df | parallel | type | in_service
0 | LV_2534-11_0_3_line_0 |  | 0 | 1 | 0.011673 | 0.125 | 0.08 | 261 | 0 | 0.364 | 1 | 1 | cs | TRUE
1 | LV_2534-11_0_3_line_1 |  | 0 | 2 | 0.022055 | 0.125 | 0.08 | 261 | 0 | 0.364 | 1 | 1 | cs | TRUE
2 | LV_2534-11_0_3_line_2 |  | 1 | 3 | 0.085931 | 0.125 | 0.08 | 261 | 0 | 0.364 | 1 | 1 | cs | TRUE
3 | LV_2534-11_0_3_line_3 |  | 2 | 4 | 0.0012367 | 0.125 | 0.08 | 261 | 0 | 0.364 | 1 | 1 | cs | TRUE
4 | LV_2534-11_0_3_line_4 |  | 3 | 5 | 0.15238 | 0.125 | 0.08 | 261 | 0 | 0.364 | 1 | 1 | cs | TRUE
5 | LV_2534-11_0_3_line_5 |  | 4 | 6 | 0.02274 | 0.125 | 0.08 | 261 | 0 | 0.364 | 1 | 1 | cs | TRUE
6 | LV_2534-11_0_3_line_6 |  | 5 | 7 | 0.029777 | 0.125 | 0.08 | 261 | 0 | 0.364 | 1 | 1 | cs | TRUE
7 | LV_2534-11_0_3_line_7 |  | 5 | 8 | 0.021758 | 0.125 | 0.08 | 261 | 0 | 0.364 | 1 | 1 | cs | TRUE
8 | LV_2534-11_0_3_line_8 |  | 6 | 9 | 0.032348 | 0.125 | 0.08 | 261 | 0 | 0.364 | 1 | 1 | cs | TRUE
9 | LV_2534-11_0_3_line_9 |  | 7 | 12 | 0.017545 | 0.125 | 0.08 | 261 | 0 | 0.364 | 1 | 1 | cs | TRUE
10 | LV_2534-11_0_3_line_10 |  | 8 | 114 | 0.017348 | 0.125 | 0.08 | 261 | 0 | 0.364 | 1 | 1 | cs | TRUE
11 | LV_2534-11_0_3_line_11 |  | 9 | 10 | 0.023753 | 0.125 | 0.08 | 261 | 0 | 0.364 | 1 | 1 | cs | TRUE
12 | LV_2534-11_0_3_line_12 |  | 11 | 12 | 0.068272 | 0.125 | 0.08 | 261 | 0 | 0.364 | 1 | 1 | cs | TRUE
13 | LV_2534-11_0_3_line_13 |  | 11 | 13 | 0.082241 | 0.125 | 0.08 | 261 | 0 | 0.364 | 1 | 1 | cs | TRUE
14 | LV_2534-11_0_3_line_14 |  | 11 | 14 | 0.012951 | 0.125 | 0.08 | 261 | 0 | 0.364 | 1 | 1 | cs | TRUE
15 | LV_2534-11_0_3_line_15 |  | 12 | 15 | 0.036108 | 0.125 | 0.08 | 261 | 0 | 0.364 | 1 | 1 | cs | TRUE
16 | LV_2534-11_0_3_line_16 |  | 13 | 16 | 0.021797 | 0.125 | 0.08 | 261 | 0 | 0.364 | 1 | 1 | cs | TRUE
17 | LV_2534-11_0_3_line_17 |  | 14 | 17 | 0.0027713 | 0.125 | 0.08 | 261 | 0 | 0.364 | 1 | 1 | cs | TRUE
18 | LV_2534-11_0_3_line_18 |  | 15 | 116 | 0.017107 | 0.125 | 0.08 | 261 | 0 | 0.364 | 1 | 1 | cs | TRUE
19 | LV_2534-11_0_3_line_19 |  | 15 | 65 | 0.003739 | 0.125 | 0.08 | 261 | 0 | 0.364 | 1 | 1 | cs | TRUE
20 | LV_2534-11_0_3_line_20 |  | 17 | 121 | 0.027674 | 0.125 | 0.08 | 261 | 0 | 0.364 | 1 | 1 | cs | TRUE
21 | LV_2534-11_0_3_line_21 |  | 18 | 19 | 0.021178 | 0.125 | 0.08 | 261 | 0 | 0.364 | 1 | 1 | cs | TRUE
22 | LV_2534-11_0_3_line_22 |  | 18 | 20 | 0.0056733 | 0.125 | 0.08 | 261 | 0 | 0.364 | 1 | 1 | cs | TRUE
23 | LV_2534-11_0_3_line_23 |  | 19 | 21 | 0.024076 | 0.125 | 0.08 | 261 | 0 | 0.364 | 1 | 1 | cs | TRUE
24 | LV_2534-11_0_3_line_24 |  | 20 | 22 | 0.018246 | 0.125 | 0.08 | 261 | 0 | 0.364 | 1 | 1 | cs | TRUE
25 | LV_2534-11_0_3_line_25 |  | 21 | 23 | 0.033164 | 0.125 | 0.08 | 261 | 0 | 0.364 | 1 | 1 | cs | TRUE
26 | LV_2534-11_0_3_line_26 |  | 22 | 24 | 0.024634 | 0.125 | 0.08 | 261 | 0 | 0.364 | 1 | 1 | cs | TRUE
27 | LV_2534-11_0_3_line_27 |  | 23 | 25 | 0.01754 | 0.125 | 0.08 | 261 | 0 | 0.364 | 1 | 1 | cs | TRUE
28 | LV_2534-11_0_3_line_28 |  | 24 | 26 | 0.0204 | 0.125 | 0.08 | 261 | 0 | 0.364 | 1 | 1 | cs | TRUE
29 | LV_2534-11_0_3_line_29 |  | 25 | 31 | 0.032649 | 0.125 | 0.08 | 261 | 0 | 0.364 | 1 | 1 | cs | TRUE
30 | LV_2534-11_0_3_line_30 |  | 27 | 28 | 0.0025893 | 0.125 | 0.08 | 261 | 0 | 0.364 | 1 | 1 | cs | TRUE
31 | LV_2534-11_0_3_line_31 |  | 27 | 29 | 0.029849 | 0.125 | 0.08 | 261 | 0 | 0.364 | 1 | 1 | cs | TRUE
32 | LV_2534-11_0_3_line_32 |  | 28 | 30 | 0.029928 | 0.125 | 0.08 | 261 | 0 | 0.364 | 1 | 1 | cs | TRUE
33 | LV_2534-11_0_3_line_33 |  | 29 | 31 | 0.009668 | 0.125 | 0.08 | 261 | 0 | 0.364 | 1 | 1 | cs | TRUE
34 | LV_2534-11_0_3_line_34 |  | 29 | 32 | 0.020516 | 0.125 | 0.08 | 261 | 0 | 0.364 | 1 | 1 | cs | TRUE
35 | LV_2534-11_0_3_line_35 |  | 30 | 33 | 0.010105 | 0.125 | 0.08 | 261 | 0 | 0.364 | 1 | 1 | cs | TRUE
36 | LV_2534-11_0_3_line_36 |  | 30 | 34 | 0.017851 | 0.125 | 0.08 | 261 | 0 | 0.364 | 1 | 1 | cs | TRUE
37 | LV_2534-11_0_3_line_37 |  | 33 | 35 | 0.026399 | 0.125 | 0.08 | 261 | 0 | 0.364 | 1 | 1 | cs | TRUE
38 | LV_2534-11_0_3_line_38 |  | 34 | 36 | 0.00018068 | 0.125 | 0.08 | 261 | 0 | 0.364 | 1 | 1 | cs | TRUE
39 | LV_2534-11_0_3_line_39 |  | 35 | 79 | 0.020149 | 0.125 | 0.08 | 261 | 0 | 0.364 | 1 | 1 | cs | TRUE
40 | LV_2534-11_0_3_line_40 |  | 37 | 38 | 0.021794 | 0.125 | 0.08 | 261 | 0 | 0.364 | 1 | 1 | cs | TRUE
41 | LV_2534-11_0_3_line_41 |  | 37 | 39 | 0.053621 | 0.125 | 0.08 | 261 | 0 | 0.364 | 1 | 1 | cs | TRUE
42 | LV_2534-11_0_3_line_42 |  | 38 | 88 | 0.02373 | 0.125 | 0.08 | 261 | 0 | 0.364 | 1 | 1 | cs | TRUE
43 | LV_2534-11_0_3_line_43 |  | 39 | 84 | 0.017351 | 0.125 | 0.08 | 261 | 0 | 0.364 | 1 | 1 | cs | TRUE
44 | LV_2534-11_0_3_line_44 |  | 40 | 41 | 0.011754 | 0.125 | 0.08 | 261 | 0 | 0.364 | 1 | 1 | cs | TRUE
45 | LV_2534-11_0_3_line_45 |  | 40 | 42 | 0.016856 | 0.125 | 0.08 | 261 | 0 | 0.364 | 1 | 2 | cs | TRUE
46 | LV_2534-11_0_3_line_46 |  | 41 | 43 | 0.0079963 | 0.125 | 0.08 | 261 | 0 | 0.364 | 1 | 1 | cs | TRUE
47 | LV_2534-11_0_3_line_47 |  | 42 | 44 | 0.0015996 | 0.125 | 0.08 | 261 | 0 | 0.364 | 1 | 2 | cs | TRUE
48 | LV_2534-11_0_3_line_48 |  | 43 | 45 | 0.023816 | 0.125 | 0.08 | 261 | 0 | 0.364 | 1 | 1 | cs | TRUE
49 | LV_2534-11_0_3_line_49 |  | 44 | 46 | 0.021217 | 0.125 | 0.08 | 261 | 0 | 0.364 | 1 | 2 | cs | TRUE
50 | LV_2534-11_0_3_line_50 |  | 45 | 47 | 0.0034391 | 0.125 | 0.08 | 261 | 0 | 0.364 | 1 | 1 | cs | TRUE
51 | LV_2534-11_0_3_line_51 |  | 46 | 48 | 0.00036144 | 0.125 | 0.08 | 261 | 0 | 0.364 | 1 | 2 | cs | TRUE
52 | LV_2534-11_0_3_line_52 |  | 47 | 78 | 0.016721 | 0.125 | 0.08 | 261 | 0 | 0.364 | 1 | 1 | cs | TRUE
53 | LV_2534-11_0_3_line_53 |  | 48 | 100 | 0.016538 | 0.125 | 0.08 | 261 | 0 | 0.364 | 1 | 2 | cs | TRUE
54 | LV_2534-11_0_3_line_54 |  | 49 | 50 | 0.015303 | 0.125 | 0.08 | 261 | 0 | 0.364 | 1 | 1 | cs | TRUE
55 | LV_2534-11_0_3_line_55 |  | 49 | 51 | 0.014169 | 0.125 | 0.08 | 261 | 0 | 0.364 | 1 | 1 | cs | TRUE
56 | LV_2534-11_0_3_line_56 |  | 50 | 52 | 0.012919 | 0.125 | 0.08 | 261 | 0 | 0.364 | 1 | 1 | cs | TRUE
57 | LV_2534-11_0_3_line_57 |  | 50 | 53 | 0.016894 | 0.125 | 0.08 | 261 | 0 | 0.364 | 1 | 1 | cs | TRUE
58 | LV_2534-11_0_3_line_58 |  | 51 | 54 | 0.0085295 | 0.125 | 0.08 | 261 | 0 | 0.364 | 1 | 1 | cs | TRUE
59 | LV_2534-11_0_3_line_59 |  | 52 | 55 | 0.018337 | 0.125 | 0.08 | 261 | 0 | 0.364 | 1 | 1 | cs | TRUE
60 | LV_2534-11_0_3_line_60 |  | 52 | 56 | 0.010769 | 0.125 | 0.08 | 261 | 0 | 0.364 | 1 | 1 | cs | TRUE
61 | LV_2534-11_0_3_line_61 |  | 53 | 57 | 0.014322 | 0.125 | 0.08 | 261 | 0 | 0.364 | 1 | 1 | cs | TRUE
62 | LV_2534-11_0_3_line_62 |  | 55 | 58 | 0.012168 | 0.125 | 0.08 | 261 | 0 | 0.364 | 1 | 1 | cs | TRUE
63 | LV_2534-11_0_3_line_63 |  | 57 | 59 | 0.01901 | 0.125 | 0.08 | 261 | 0 | 0.364 | 1 | 1 | cs | TRUE
64 | LV_2534-11_0_3_line_64 |  | 58 | 74 | 0.0065693 | 0.125 | 0.08 | 261 | 0 | 0.364 | 1 | 1 | cs | TRUE
65 | LV_2534-11_0_3_line_65 |  | 59 | 87 | 0.0030307 | 0.125 | 0.08 | 261 | 0 | 0.364 | 1 | 1 | cs | TRUE
66 | LV_2534-11_0_3_line_66 |  | 60 | 61 | 0.00092791 | 0.125 | 0.08 | 261 | 0 | 0.364 | 1 | 1 | cs | TRUE
67 | LV_2534-11_0_3_line_67 |  | 60 | 62 | 0.016151 | 0.125 | 0.08 | 261 | 0 | 0.364 | 1 | 1 | cs | TRUE
68 | LV_2534-11_0_3_line_68 |  | 61 | 63 | 0.017501 | 0.125 | 0.08 | 261 | 0 | 0.364 | 1 | 2 | cs | TRUE
69 | LV_2534-11_0_3_line_69 |  | 62 | 64 | 0.013156 | 0.125 | 0.08 | 261 | 0 | 0.364 | 1 | 1 | cs | TRUE
70 | LV_2534-11_0_3_line_70 |  | 63 | 65 | 0.04441 | 0.125 | 0.08 | 261 | 0 | 0.364 | 1 | 1 | cs | TRUE
71 | LV_2534-11_0_3_line_71 |  | 63 | 66 | 0.005066 | 0.125 | 0.08 | 261 | 0 | 0.364 | 1 | 2 | cs | TRUE
72 | LV_2534-11_0_3_line_72 |  | 64 | 67 | 0.013761 | 0.125 | 0.08 | 261 | 0 | 0.364 | 1 | 1 | cs | TRUE
73 | LV_2534-11_0_3_line_73 |  | 66 | 68 | 0.016564 | 0.125 | 0.08 | 261 | 0 | 0.364 | 1 | 1 | cs | TRUE
74 | LV_2534-11_0_3_line_74 |  | 66 | 69 | 0.026806 | 0.125 | 0.08 | 261 | 0 | 0.364 | 1 | 2 | cs | TRUE
75 | LV_2534-11_0_3_line_75 |  | 67 | 70 | 0.0064666 | 0.125 | 0.08 | 261 | 0 | 0.364 | 1 | 1 | cs | TRUE
76 | LV_2534-11_0_3_line_76 |  | 68 | 112 | 0.019429 | 0.125 | 0.08 | 261 | 0 | 0.364 | 1 | 1 | cs | TRUE
77 | LV_2534-11_0_3_line_77 |  | 69 | 101 | 0.023862 | 0.125 | 0.08 | 261 | 0 | 0.364 | 1 | 2 | cs | TRUE
78 | LV_2534-11_0_3_line_78 |  | 70 | 76 | 0.02093 | 0.125 | 0.08 | 261 | 0 | 0.364 | 1 | 1 | cs | TRUE
79 | LV_2534-11_0_3_line_79 |  | 71 | 72 | 0.018297 | 0.125 | 0.08 | 261 | 0 | 0.364 | 1 | 1 | cs | TRUE
80 | LV_2534-11_0_3_line_80 |  | 71 | 73 | 0.0091963 | 0.125 | 0.08 | 261 | 0 | 0.364 | 1 | 1 | cs | TRUE
81 | LV_2534-11_0_3_line_81 |  | 72 | 74 | 0.018539 | 0.125 | 0.08 | 261 | 0 | 0.364 | 1 | 1 | cs | TRUE
82 | LV_2534-11_0_3_line_82 |  | 73 | 75 | 0.017315 | 0.125 | 0.08 | 261 | 0 | 0.364 | 1 | 1 | cs | TRUE
83 | LV_2534-11_0_3_line_83 |  | 73 | 76 | 0.0093017 | 0.125 | 0.08 | 261 | 0 | 0.364 | 1 | 1 | cs | TRUE
84 | LV_2534-11_0_3_line_84 |  | 75 | 77 | 0.0081653 | 0.125 | 0.08 | 261 | 0 | 0.364 | 1 | 1 | cs | TRUE
85 | LV_2534-11_0_3_line_85 |  | 78 | 92 | 0.002317 | 0.125 | 0.08 | 261 | 0 | 0.364 | 1 | 1 | cs | TRUE
86 | LV_2534-11_0_3_line_86 |  | 79 | 80 | 0.010332 | 0.125 | 0.08 | 261 | 0 | 0.364 | 1 | 1 | cs | TRUE
87 | LV_2534-11_0_3_line_87 |  | 80 | 81 | 0.012356 | 0.125 | 0.08 | 261 | 0 | 0.364 | 1 | 1 | cs | TRUE
88 | LV_2534-11_0_3_line_88 |  | 81 | 82 | 0.015631 | 0.125 | 0.08 | 261 | 0 | 0.364 | 1 | 1 | cs | TRUE
89 | LV_2534-11_0_3_line_89 |  | 82 | 83 | 0.013123 | 0.125 | 0.08 | 261 | 0 | 0.364 | 1 | 1 | cs | TRUE
90 | LV_2534-11_0_3_line_90 |  | 83 | 111 | 0.048139 | 0.125 | 0.08 | 261 | 0 | 0.364 | 1 | 1 | cs | TRUE
91 | LV_2534-11_0_3_line_91 |  | 83 | 109 | 0.011342 | 0.125 | 0.08 | 261 | 0 | 0.364 | 1 | 1 | cs | TRUE
92 | LV_2534-11_0_3_line_92 |  | 85 | 86 | 0.021875 | 0.125 | 0.08 | 261 | 0 | 0.364 | 1 | 1 | cs | TRUE
93 | LV_2534-11_0_3_line_93 |  | 85 | 87 | 0.015344 | 0.125 | 0.08 | 261 | 0 | 0.364 | 1 | 1 | cs | TRUE
94 | LV_2534-11_0_3_line_94 |  | 86 | 89 | 0.018554 | 0.125 | 0.08 | 261 | 0 | 0.364 | 1 | 1 | cs | TRUE
95 | LV_2534-11_0_3_line_95 |  | 88 | 90 | 0.011829 | 0.125 | 0.08 | 261 | 0 | 0.364 | 1 | 1 | cs | TRUE
96 | LV_2534-11_0_3_line_96 |  | 89 | 91 | 0.0032476 | 0.125 | 0.08 | 261 | 0 | 0.364 | 1 | 1 | cs | TRUE
97 | LV_2534-11_0_3_line_97 |  | 90 | 91 | 0.0094414 | 0.125 | 0.08 | 261 | 0 | 0.364 | 1 | 1 | cs | TRUE
98 | LV_2534-11_0_3_line_98 |  | 92 | 93 | 0.01718 | 0.125 | 0.08 | 261 | 0 | 0.364 | 1 | 1 | cs | TRUE
99 | LV_2534-11_0_3_line_99 |  | 92 | 94 | 0.013476 | 0.125 | 0.08 | 261 | 0 | 0.364 | 1 | 1 | cs | TRUE
100 | LV_2534-11_0_3_line_100 |  | 93 | 95 | 0.0036974 | 0.125 | 0.08 | 261 | 0 | 0.364 | 1 | 1 | cs | TRUE
101 | LV_2534-11_0_3_line_101 |  | 96 | 97 | 0.0015181 | 0.125 | 0.08 | 261 | 0 | 0.364 | 1 | 2 | cs | TRUE
102 | LV_2534-11_0_3_line_102 |  | 96 | 98 | 0.026047 | 0.125 | 0.08 | 261 | 0 | 0.364 | 1 | 2 | cs | TRUE
103 | LV_2534-11_0_3_line_103 |  | 97 | 99 | 0.020762 | 0.125 | 0.08 | 261 | 0 | 0.364 | 1 | 2 | cs | TRUE
104 | LV_2534-11_0_3_line_104 |  | 98 | 100 | 0.0069097 | 0.125 | 0.08 | 261 | 0 | 0.364 | 1 | 2 | cs | TRUE
105 | LV_2534-11_0_3_line_105 |  | 99 | 101 | 0.0049494 | 0.125 | 0.08 | 261 | 0 | 0.364 | 1 | 2 | cs | TRUE
106 | LV_2534-11_0_3_line_106 |  | 99 | 102 | 0.032421 | 0.125 | 0.08 | 261 | 0 | 0.364 | 1 | 1 | cs | TRUE
107 | LV_2534-11_0_3_line_107 |  | 102 | 103 | 0.0090994 | 0.125 | 0.08 | 261 | 0 | 0.364 | 1 | 1 | cs | TRUE
108 | LV_2534-11_0_3_line_108 |  | 102 | 104 | 0.026066 | 0.125 | 0.08 | 261 | 0 | 0.364 | 1 | 1 | cs | TRUE
109 | LV_2534-11_0_3_line_109 |  | 104 | 106 | 0.019782 | 0.125 | 0.08 | 261 | 0 | 0.364 | 1 | 1 | cs | TRUE
110 | LV_2534-11_0_3_line_110 |  | 104 | 105 | 0.032866 | 0.125 | 0.08 | 261 | 0 | 0.364 | 1 | 1 | cs | TRUE
111 | LV_2534-11_0_3_line_111 |  | 106 | 110 | 0.02111 | 0.125 | 0.08 | 261 | 0 | 0.364 | 1 | 1 | cs | TRUE
112 | LV_2534-11_0_3_line_112 |  | 107 | 108 | 0.035155 | 0.125 | 0.08 | 261 | 0 | 0.364 | 1 | 1 | cs | TRUE
113 | LV_2534-11_0_3_line_113 |  | 108 | 109 | 0.011738 | 0.125 | 0.08 | 261 | 0 | 0.364 | 1 | 1 | cs | TRUE
114 | LV_2534-11_0_3_line_114 |  | 109 | 110 | 0.0058697 | 0.125 | 0.08 | 261 | 0 | 0.364 | 1 | 1 | cs | TRUE
115 | LV_2534-11_0_3_line_115 |  | 112 | 113 | 0.010156 | 0.125 | 0.08 | 261 | 0 | 0.364 | 1 | 1 | cs | TRUE
116 | LV_2534-11_0_3_line_116 |  | 114 | 115 | 0.0026027 | 0.125 | 0.08 | 261 | 0 | 0.364 | 1 | 1 | cs | TRUE
117 | LV_2534-11_0_3_line_117 |  | 116 | 118 | 0.005525 | 0.125 | 0.08 | 261 | 0 | 0.364 | 1 | 1 | cs | TRUE
118 | LV_2534-11_0_3_line_118 |  | 116 | 117 | 0.011465 | 0.125 | 0.08 | 261 | 0 | 0.364 | 1 | 1 | cs | TRUE
119 | LV_2534-11_0_3_line_119 |  | 118 | 119 | 0.022862 | 0.125 | 0.08 | 261 | 0 | 0.364 | 1 | 1 | cs | TRUE
120 | LV_2534-11_0_3_line_120 |  | 118 | 120 | 0.0085904 | 0.125 | 0.08 | 261 | 0 | 0.364 | 1 | 1 | cs | TRUE

## trafo
| name | std_type | hv_bus | lv_bus | sn_mva | vn_hv_kv | vn_lv_kv | vk_percent | vkr_percent | pfe_kw | i0_percent | shift_degree | tap_side | tap_neutral | tap_min | tap_max | tap_step_percent | tap_step_degree | tap_pos | tap_phase_shifter | parallel | df | in_service
0 | LV_2534-11_0_3_trafo_24 | 0.63 MVA 20/0.4 kV | 122 | 40 | 0.63 | 20 | 0.4 | 6 | 1.206 | 1.65 | 0.2619 | 150 | hv | 0 | -2 | 2 | 2.5 | 0 | 0 | FALSE | 1 | 1 | TRUE

## line_geodata
| x0 | y0 | x1 | y1 | x2 | y2 | x3 | y3 | x4 | y4 | x5 | y5 | x6 | y6 | x7 | y7 | x8 | y8 | x9 | y9
0 | 2608566.3901 | 1227963.7536 | 2608578.0519 | 1227963.2336
1 | 2608566.3901 | 1227963.7536 | 2608544.3566 | 1227964.7361
2 | 2608663.8972 | 1227959.406 | 2608578.0519 | 1227963.2336
3 | 2608543.1211 | 1227964.7911 | 2608544.3566 | 1227964.7361
4 | 2608611.799 | 1227927.1007 | 2608626.0589 | 1227927.1101 | 2608658.7855 | 1227936.5406 | 2608663.8902 | 1227938.0044 | 2608693.774 | 1227948.3649 | 2608707.2012 | 1227953.0094 | 2608709.5913 | 1227955.8812 | 2608710.1707 | 1227958.6281 | 2608689.2709 | 1227960.41 | 2608663.8972 | 1227959.406
5 | 2608520.4033 | 1227965.8041 | 2608543.1211 | 1227964.7911
6 | 2608611.799 | 1227927.1007 | 2608582.4307 | 1227932.0163
7 | 2608611.799 | 1227927.1007 | 2608609.6087 | 1227905.4532
8 | 2608520.4033 | 1227965.8041 | 2608515.1905 | 1227997.7267
9 | 2608565.0399 | 1227933.4597 | 2608571.889 | 1227933.7808 | 2608582.4307 | 1227932.0163
10 | 2608609.6087 | 1227905.4532 | 2608607.8624 | 1227888.193
11 | 2608515.1905 | 1227997.7267 | 2608537.4334 | 1228006.0602
12 | 2608565.0399 | 1227933.4597 | 2608555.2784 | 1227935.08 | 2608519.4611 | 1227935.7405 | 2608496.9114 | 1227936.1643
13 | 2608450.1666 | 1227905.6247 | 2608450.3034 | 1227926.8374 | 2608446.9621 | 1227932.0802 | 2608447.1142 | 1227937.0834 | 2608450.3648 | 1227937.0213 | 2608496.9114 | 1227936.1643
14 | 2608496.9114 | 1227936.1643 | 2608496.7534 | 1227923.2142
15 | 2608565.0399 | 1227933.4597 | 2608561.9897 | 1227925.8064 | 2608562.4994 | 1227913.8 | 2608565.1509 | 1227898.1723
16 | 2608461.5083 | 1227890.276 | 2608461.5037 | 1227898.9367 | 2608450.1666 | 1227905.6247
17 | 2608496.7195 | 1227920.4431 | 2608496.7534 | 1227923.2142
18 | 2608548.2661 | 1227895.1353 | 2608565.1509 | 1227898.1723
19 | 2608565.1509 | 1227898.1723 | 2608565.7758 | 1227894.4859
20 | 2608496.3819 | 1227892.7713 | 2608496.7195 | 1227920.4431
21 | 2608486.7764 | 1227661.4547 | 2608467.0951 | 1227653.6354
22 | 2608486.7764 | 1227661.4547 | 2608492.0489 | 1227663.5494
23 | 2608467.0951 | 1227653.6354 | 2608444.7205 | 1227644.7461
24 | 2608509.1087 | 1227669.9805 | 2608506.1252 | 1227669.1419 | 2608492.0489 | 1227663.5494
25 | 2608413.9 | 1227632.5012 | 2608444.7205 | 1227644.7461
26 | 2608509.1087 | 1227669.9805 | 2608528.5451 | 1227675.4441 | 2608532.9701 | 1227675.8588
27 | 2608413.9 | 1227632.5012 | 2608401.6249 | 1227645.0301
28 | 2608532.9701 | 1227675.8588 | 2608553.2813 | 1227677.7624
29 | 2608376.1188 | 1227665.3677 | 2608399.3458 | 1227647.3563 | 2608401.6249 | 1227645.0301
30 | 2608394.0693 | 1227688.9059 | 2608391.617 | 1227688.0752
31 | 2608368.1624 | 1227670.8932 | 2608376.5746 | 1227680.7997 | 2608383.2288 | 1227685.2339 | 2608391.617 | 1227688.0752
32 | 2608422.4151 | 1227698.5077 | 2608394.0693 | 1227688.9059
33 | 2608376.1188 | 1227665.3677 | 2608368.1624 | 1227670.8932
34 | 2608368.1624 | 1227670.8932 | 2608350.822 | 1227681.8568
35 | 2608422.4151 | 1227698.5077 | 2608432.0486 | 1227701.5588
36 | 2608422.4151 | 1227698.5077 | 2608418.3942 | 1227715.8999
37 | 2608457.2153 | 1227709.5293 | 2608432.0486 | 1227701.5588
38 | 2608418.3942 | 1227715.8999 | 2608418.3535 | 1227716.076
39 | 2608476.4236 | 1227715.6128 | 2608457.2153 | 1227709.5293
40 | 2608307.1039 | 1227709.4978 | 2608312.7188 | 1227730.5563
41 | 2608307.1039 | 1227709.4978 | 2608290.1997 | 1227720.0028 | 2608262.4783 | 1227739.1981
42 | 2608328.93 | 1227745.1269 | 2608328.93 | 1227745.1269 | 2608323.3099 | 1227743.5737 | 2608318.6754 | 1227741.555 | 2608316.0874 | 1227739.061 | 2608314.1972 | 1227736.1011 | 2608312.7188 | 1227730.5563
43 | 2608262.4783 | 1227739.1981 | 2608267.4254 | 1227750.8229 | 2608268.2904 | 1227755.4602
44 | 2608459.2303 | 1227769.9641 | 2608470.6352 | 1227772.8052
45 | 2608486.9918 | 1227776.8798 | 2608470.6352 | 1227772.8052
46 | 2608459.2303 | 1227769.9641 | 2608451.4711 | 1227768.0312
47 | 2608488.544 | 1227777.2665 | 2608486.9918 | 1227776.8798
48 | 2608451.4711 | 1227768.0312 | 2608428.3614 | 1227762.2743
49 | 2608509.1316 | 1227782.3951 | 2608488.544 | 1227777.2665
50 | 2608425.0242 | 1227761.443 | 2608428.3614 | 1227762.2743
51 | 2608509.4823 | 1227782.4825 | 2608509.1316 | 1227782.3951
52 | 2608408.7995 | 1227757.4012 | 2608425.0242 | 1227761.443
53 | 2608509.4823 | 1227782.4825 | 2608518.0014 | 1227784.6047 | 2608525.7257 | 1227785.3346
54 | 2608392.6028 | 1227825.2964 | 2608390.3272 | 1227840.4297
55 | 2608388.2203 | 1227854.4408 | 2608390.3272 | 1227840.4297
56 | 2608392.6028 | 1227825.2964 | 2608395.9012 | 1227812.8047
57 | 2608392.6028 | 1227825.2964 | 2608376.3973 | 1227820.5207
58 | 2608388.2203 | 1227854.4408 | 2608382.6144 | 1227853.6658 | 2608379.7799 | 1227854.1177
59 | 2608395.9012 | 1227812.8047 | 2608413.8329 | 1227816.637
60 | 2608395.9012 | 1227812.8047 | 2608398.3428 | 1227802.3165
61 | 2608362.6596 | 1227816.4723 | 2608376.3973 | 1227820.5207
62 | 2608413.8329 | 1227816.637 | 2608425.7317 | 1227819.18
63 | 2608344.4245 | 1227811.0985 | 2608362.6596 | 1227816.4723
64 | 2608432.1559 | 1227820.553 | 2608425.7317 | 1227819.18
65 | 2608344.4245 | 1227811.0985 | 2608341.5175 | 1227810.2418
66 | 2608556.0832 | 1227847.0419 | 2608555.1758 | 1227846.8479
67 | 2608555.1758 | 1227846.8479 | 2608539.3817 | 1227843.4718
68 | 2608573.1975 | 1227850.7002 | 2608556.0832 | 1227847.0419
69 | 2608526.5162 | 1227840.7216 | 2608539.3817 | 1227843.4718
70 | 2608573.1975 | 1227850.7002 | 2608565.7758 | 1227894.4859
71 | 2608573.1975 | 1227850.7002 | 2608574.0002 | 1227845.6984
72 | 2608526.5162 | 1227840.7216 | 2608513.059 | 1227837.845
73 | 2608574.0002 | 1227845.6984 | 2608590.4044 | 1227847.9965
74 | 2608574.0002 | 1227845.6984 | 2608577.3313 | 1227826.4918 | 2608578.1051 | 1227819.2198
75 | 2608506.7353 | 1227836.4933 | 2608513.059 | 1227837.845
76 | 2608590.4044 | 1227847.9965 | 2608609.646 | 1227850.6921
77 | 2608578.1051 | 1227819.2198 | 2608579.743 | 1227803.8263 | 2608580.3552 | 1227795.4672
78 | 2608486.2679 | 1227832.1182 | 2608506.7353 | 1227836.4933
79 | 2608468.1786 | 1227828.2518 | 2608450.2854 | 1227824.4277
80 | 2608477.1717 | 1227830.1738 | 2608468.1786 | 1227828.2518
81 | 2608432.1559 | 1227820.553 | 2608450.2854 | 1227824.4277
82 | 2608477.1717 | 1227830.1738 | 2608473.4511 | 1227846.467 | 2608473.0399 | 1227846.9071
83 | 2608477.1717 | 1227830.1738 | 2608486.2679 | 1227832.1182
84 | 2608468.9546 | 1227853.6616 | 2608469.6644 | 1227850.5196 | 2608473.0399 | 1227846.9071
85 | 2608408.7995 | 1227757.4012 | 2608408.2735 | 1227759.6573
86 | 2608476.4236 | 1227715.6128 | 2608486.2736 | 1227718.7324
87 | 2608498.1444 | 1227722.1208 | 2608494.3822 | 1227721.3005 | 2608486.2736 | 1227718.7324
88 | 2608498.1444 | 1227722.1208 | 2608513.4169 | 1227725.4506
89 | 2608526.418 | 1227727.1939 | 2608514.7587 | 1227725.7431 | 2608513.4169 | 1227725.4506
90 | 2608514.659 | 1227763.8766 | 2608525.0386 | 1227764.6918 | 2608525.8605 | 1227740.879 | 2608524.8884 | 1227737.1531 | 2608526.418 | 1227727.1939
91 | 2608537.7061 | 1227728.5997 | 2608526.418 | 1227727.1939
92 | 2608326.7997 | 1227805.9043 | 2608330.9688 | 1227784.4305
93 | 2608326.7997 | 1227805.9043 | 2608341.5175 | 1227810.2418
94 | 2608334.505 | 1227766.2166 | 2608330.9688 | 1227784.4305
95 | 2608336.1468 | 1227753.6864 | 2608335.2575 | 1227750.1831 | 2608332.6475 | 1227747.2222 | 2608328.93 | 1227745.1269
96 | 2608335.124 | 1227763.0285 | 2608334.505 | 1227766.2166
97 | 2608336.1468 | 1227753.6864 | 2608336.1468 | 1227753.6864 | 2608336.1563 | 1227757.711 | 2608335.124 | 1227763.0285
98 | 2608408.2735 | 1227759.6573 | 2608391.4807 | 1227756.0292
99 | 2608408.2735 | 1227759.6573 | 2608405.218 | 1227772.7826
100 | 2608387.8666 | 1227755.2484 | 2608391.4807 | 1227756.0292
101 | 2608558.5359 | 1227788.435 | 2608560.0472 | 1227788.5778
102 | 2608558.5359 | 1227788.435 | 2608532.6047 | 1227785.9846
103 | 2608580.7168 | 1227790.531 | 2608560.0472 | 1227788.5778
104 | 2608525.7257 | 1227785.3346 | 2608532.6047 | 1227785.9846
105 | 2608580.7168 | 1227790.531 | 2608580.3552 | 1227795.4672
106 | 2608580.7168 | 1227790.531 | 2608582.9929 | 1227762.0396 | 2608583.165 | 1227758.2043
107 | 2608583.165 | 1227758.2043 | 2608574.0807 | 1227757.6799
108 | 2608584.3314 | 1227732.1684 | 2608583.165 | 1227758.2043
109 | 2608584.3314 | 1227732.1684 | 2608564.6067 | 1227730.6586
110 | 2608584.3314 | 1227732.1684 | 2608587.2637 | 1227699.4335
111 | 2608564.6067 | 1227730.6586 | 2608543.5587 | 1227729.0476
112 | 2608543.4382 | 1227765.9794 | 2608533.32 | 1227765.0705 | 2608536.3045 | 1227740.2536
113 | 2608537.7061 | 1227728.5997 | 2608536.3045 | 1227740.2536
114 | 2608537.7061 | 1227728.5997 | 2608543.5587 | 1227729.0476
115 | 2608619.7036 | 1227852.1011 | 2608609.646 | 1227850.6921
116 | 2608607.6004 | 1227885.6035 | 2608607.8624 | 1227888.193
117 | 2608548.2661 | 1227895.1353 | 2608543.6322 | 1227898.1638
118 | 2608548.2661 | 1227895.1353 | 2608550.4151 | 1227883.8731
119 | 2608543.6322 | 1227898.1638 | 2608546.628 | 1227912.0763 | 2608551.8549 | 1227912.9621 | 2608552.2062 | 1227916.2868
120 | 2608543.6322 | 1227898.1638 | 2608541.4707 | 1227899.5838 | 2608535.5009 | 1227898.9416

## bus_geodata
| x | y | coords
0 | 2608566.3901 | 1227963.7536
1 | 2608578.0519 | 1227963.2336
2 | 2608544.3566 | 1227964.7361
3 | 2608663.8972 | 1227959.406
4 | 2608543.1211 | 1227964.7911
5 | 2608611.799 | 1227927.1007
6 | 2608520.4033 | 1227965.8041
7 | 2608582.4307 | 1227932.0163
8 | 2608609.6087 | 1227905.4532
9 | 2608515.1905 | 1227997.7267
10 | 2608537.4334 | 1228006.0602
11 | 2608496.9114 | 1227936.1643
12 | 2608565.0399 | 1227933.4597
13 | 2608450.1666 | 1227905.6247
14 | 2608496.7534 | 1227923.2142
15 | 2608565.1509 | 1227898.1723
16 | 2608461.5083 | 1227890.276
17 | 2608496.7195 | 1227920.4431
18 | 2608486.7764 | 1227661.4547
19 | 2608467.0951 | 1227653.6354
20 | 2608492.0489 | 1227663.5494
21 | 2608444.7205 | 1227644.7461
22 | 2608509.1087 | 1227669.9806
23 | 2608413.9 | 1227632.5012
24 | 2608532.9701 | 1227675.8588
25 | 2608401.6249 | 1227645.0301
26 | 2608553.2813 | 1227677.7624
27 | 2608391.617 | 1227688.0752
28 | 2608394.0693 | 1227688.9059
29 | 2608368.1624 | 1227670.8932
30 | 2608422.4151 | 1227698.5077
31 | 2608376.1188 | 1227665.3678
32 | 2608350.822 | 1227681.8568
33 | 2608432.0486 | 1227701.5588
34 | 2608418.3942 | 1227715.8999
35 | 2608457.2153 | 1227709.5293
36 | 2608418.3535 | 1227716.076
37 | 2608307.1039 | 1227709.4978
38 | 2608312.7188 | 1227730.5563
39 | 2608262.4783 | 1227739.1981
40 | 2608470.6352 | 1227772.8052
41 | 2608459.2303 | 1227769.9641
42 | 2608486.9918 | 1227776.8798
43 | 2608451.4711 | 1227768.0312
44 | 2608488.544 | 1227777.2665
45 | 2608428.3614 | 1227762.2743
46 | 2608509.1316 | 1227782.3951
47 | 2608425.0242 | 1227761.443
48 | 2608509.4823 | 1227782.4825
49 | 2608390.3272 | 1227840.4297
50 | 2608392.6028 | 1227825.2964
51 | 2608388.2203 | 1227854.4408
52 | 2608395.9012 | 1227812.8047
53 | 2608376.3973 | 1227820.5207
54 | 2608379.7799 | 1227854.1177
55 | 2608413.8329 | 1227816.637
56 | 2608398.3428 | 1227802.3165
57 | 2608362.6596 | 1227816.4723
58 | 2608425.7317 | 1227819.18
59 | 2608344.4245 | 1227811.0985
60 | 2608555.1758 | 1227846.8479
61 | 2608556.0832 | 1227847.0419
62 | 2608539.3817 | 1227843.4718
63 | 2608573.1975 | 1227850.7002
64 | 2608526.5162 | 1227840.7216
65 | 2608565.7758 | 1227894.4859
66 | 2608574.0002 | 1227845.6984
67 | 2608513.059 | 1227837.845
68 | 2608590.4044 | 1227847.9965
69 | 2608578.1051 | 1227819.2198
70 | 2608506.7353 | 1227836.4933
71 | 2608468.1786 | 1227828.2518
72 | 2608450.2854 | 1227824.4277
73 | 2608477.1717 | 1227830.1738
74 | 2608432.1559 | 1227820.553
75 | 2608473.0399 | 1227846.9071
76 | 2608486.2679 | 1227832.1182
77 | 2608468.9546 | 1227853.6616
78 | 2608408.7995 | 1227757.4012
79 | 2608476.4236 | 1227715.6128
80 | 2608486.2736 | 1227718.7324
81 | 2608498.1444 | 1227722.1208
82 | 2608513.4169 | 1227725.4506
83 | 2608526.418 | 1227727.1939
84 | 2608268.2904 | 1227755.4602
85 | 2608326.7997 | 1227805.9043
86 | 2608330.9688 | 1227784.4305
87 | 2608341.5175 | 1227810.2418
88 | 2608328.93 | 1227745.1269
89 | 2608334.505 | 1227766.2166
90 | 2608336.1468 | 1227753.6864
91 | 2608335.124 | 1227763.0285
92 | 2608408.2735 | 1227759.6573
93 | 2608391.4807 | 1227756.0292
94 | 2608405.218 | 1227772.7826
95 | 2608387.8666 | 1227755.2484
96 | 2608558.5359 | 1227788.435
97 | 2608560.0472 | 1227788.5778
98 | 2608532.6047 | 1227785.9846
99 | 2608580.7168 | 1227790.531
100 | 2608525.7257 | 1227785.3346
101 | 2608580.3552 | 1227795.4672
102 | 2608583.165 | 1227758.2043
103 | 2608574.0807 | 1227757.6799
104 | 2608584.3314 | 1227732.1684
105 | 2608587.2637 | 1227699.4335
106 | 2608564.6067 | 1227730.6586
107 | 2608543.4382 | 1227765.9795
108 | 2608536.3045 | 1227740.2536
109 | 2608537.7061 | 1227728.5997
110 | 2608543.5587 | 1227729.0476
111 | 2608514.659 | 1227763.8766
112 | 2608609.646 | 1227850.6921
113 | 2608619.7036 | 1227852.1011
114 | 2608607.8624 | 1227888.193
115 | 2608607.6004 | 1227885.6035
116 | 2608548.2661 | 1227895.1353
117 | 2608550.4151 | 1227883.8731
118 | 2608543.6322 | 1227898.1638
119 | 2608552.2062 | 1227916.2868
120 | 2608535.5009 | 1227898.9416
121 | 2608496.3819 | 1227892.7713
122 | 2608408.7995 | 1227757.4012

## line_std_types
| c_nf_per_km | r_ohm_per_km | x_ohm_per_km | max_i_ka | type | q_mm2 | alpha | voltage_rating
NAYY 4x50 SE | 210 | 0.642 | 0.083 | 0.142 | cs | 50 | 0.00403 | LV
NAYY 4x120 SE | 264 | 0.225 | 0.08 | 0.242 | cs | 120 | 0.00403 | LV
NAYY 4x150 SE | 261 | 0.208 | 0.08 | 0.27 | cs | 150 | 0.00403 | LV
NA2XS2Y 1x95 RM/25 12/20 kV | 216 | 0.313 | 0.132 | 0.252 | cs | 95 | 0.00403 | MV
NA2XS2Y 1x185 RM/25 12/20 kV | 273 | 0.161 | 0.117 | 0.362 | cs | 185 | 0.00403 | MV
NA2XS2Y 1x240 RM/25 12/20 kV | 304 | 0.122 | 0.112 | 0.421 | cs | 240 | 0.00403 | MV
NA2XS2Y 1x95 RM/25 6/10 kV | 315 | 0.313 | 0.123 | 0.249 | cs | 95 | 0.00403 | MV
NA2XS2Y 1x185 RM/25 6/10 kV | 406 | 0.161 | 0.11 | 0.358 | cs | 185 | 0.00403 | MV
NA2XS2Y 1x240 RM/25 6/10 kV | 456 | 0.122 | 0.105 | 0.416 | cs | 240 | 0.00403 | MV
NA2XS2Y 1x150 RM/25 12/20 kV | 250 | 0.206 | 0.116 | 0.319 | cs | 150 | 0.00403 | MV
NA2XS2Y 1x120 RM/25 12/20 kV | 230 | 0.253 | 0.119 | 0.283 | cs | 120 | 0.00403 | MV
NA2XS2Y 1x70 RM/25 12/20 kV | 190 | 0.443 | 0.132 | 0.22 | cs | 70 | 0.00403 | MV
NA2XS2Y 1x150 RM/25 6/10 kV | 360 | 0.206 | 0.11 | 0.315 | cs | 150 | 0.00403 | MV
NA2XS2Y 1x120 RM/25 6/10 kV | 340 | 0.253 | 0.113 | 0.28 | cs | 120 | 0.00403 | MV
NA2XS2Y 1x70 RM/25 6/10 kV | 280 | 0.443 | 0.123 | 0.217 | cs | 70 | 0.00403 | MV
N2XS(FL)2Y 1x120 RM/35 64/110 kV | 112 | 0.153 | 0.166 | 0.366 | cs | 120 | 0.00393 | HV
N2XS(FL)2Y 1x185 RM/35 64/110 kV | 125 | 0.099 | 0.156 | 0.457 | cs | 185 | 0.00393 | HV
N2XS(FL)2Y 1x240 RM/35 64/110 kV | 135 | 0.075 | 0.149 | 0.526 | cs | 240 | 0.00393 | HV
N2XS(FL)2Y 1x300 RM/35 64/110 kV | 144 | 0.06 | 0.144 | 0.588 | cs | 300 | 0.00393 | HV
15-AL1/3-ST1A 0.4 | 11 | 1.8769 | 0.35 | 0.105 | ol | 16 | 0.00403 | LV
24-AL1/4-ST1A 0.4 | 11.25 | 1.2012 | 0.335 | 0.14 | ol | 24 | 0.00403 | LV
48-AL1/8-ST1A 0.4 | 12.2 | 0.5939 | 0.3 | 0.21 | ol | 48 | 0.00403 | LV
94-AL1/15-ST1A 0.4 | 13.2 | 0.306 | 0.29 | 0.35 | ol | 94 | 0.00403 | LV
34-AL1/6-ST1A 10.0 | 9.7 | 0.8342 | 0.36 | 0.17 | ol | 34 | 0.00403 | MV
48-AL1/8-ST1A 10.0 | 10.1 | 0.5939 | 0.35 | 0.21 | ol | 48 | 0.00403 | MV
70-AL1/11-ST1A 10.0 | 10.4 | 0.4132 | 0.339 | 0.29 | ol | 70 | 0.00403 | MV
94-AL1/15-ST1A 10.0 | 10.75 | 0.306 | 0.33 | 0.35 | ol | 94 | 0.00403 | MV
122-AL1/20-ST1A 10.0 | 11.1 | 0.2376 | 0.323 | 0.41 | ol | 122 | 0.00403 | MV
149-AL1/24-ST1A 10.0 | 11.25 | 0.194 | 0.315 | 0.47 | ol | 149 | 0.00403 | MV
34-AL1/6-ST1A 20.0 | 9.15 | 0.8342 | 0.382 | 0.17 | ol | 34 | 0.00403 | MV
48-AL1/8-ST1A 20.0 | 9.5 | 0.5939 | 0.372 | 0.21 | ol | 48 | 0.00403 | MV
70-AL1/11-ST1A 20.0 | 9.7 | 0.4132 | 0.36 | 0.29 | ol | 70 | 0.00403 | MV
94-AL1/15-ST1A 20.0 | 10 | 0.306 | 0.35 | 0.35 | ol | 94 | 0.00403 | MV
122-AL1/20-ST1A 20.0 | 10.3 | 0.2376 | 0.344 | 0.41 | ol | 122 | 0.00403 | MV
149-AL1/24-ST1A 20.0 | 10.5 | 0.194 | 0.337 | 0.47 | ol | 149 | 0.00403 | MV
184-AL1/30-ST1A 20.0 | 10.75 | 0.1571 | 0.33 | 0.535 | ol | 184 | 0.00403 | MV
243-AL1/39-ST1A 20.0 | 11 | 0.1188 | 0.32 | 0.645 | ol | 243 | 0.00403 | MV
48-AL1/8-ST1A 110.0 | 8 | 0.5939 | 0.46 | 0.21 | ol | 48 | 0.00403 | HV
70-AL1/11-ST1A 110.0 | 8.4 | 0.4132 | 0.45 | 0.29 | ol | 70 | 0.00403 | HV
94-AL1/15-ST1A 110.0 | 8.65 | 0.306 | 0.44 | 0.35 | ol | 94 | 0.00403 | HV
122-AL1/20-ST1A 110.0 | 8.5 | 0.2376 | 0.43 | 0.41 | ol | 122 | 0.00403 | HV
149-AL1/24-ST1A 110.0 | 8.75 | 0.194 | 0.41 | 0.47 | ol | 149 | 0.00403 | HV
184-AL1/30-ST1A 110.0 | 8.8 | 0.1571 | 0.4 | 0.535 | ol | 184 | 0.00403 | HV
243-AL1/39-ST1A 110.0 | 9 | 0.1188 | 0.39 | 0.645 | ol | 243 | 0.00403 | HV
305-AL1/39-ST1A 110.0 | 9.2 | 0.0949 | 0.38 | 0.74 | ol | 305 | 0.00403 | HV
490-AL1/64-ST1A 110.0 | 9.75 | 0.059 | 0.37 | 0.96 | ol | 490 | 0.00403 | HV
679-AL1/86-ST1A 110.0 | 9.95 | 0.042 | 0.36 | 1.15 | ol | 679 | 0.00403 | HV
490-AL1/64-ST1A 220.0 | 10 | 0.059 | 0.285 | 0.96 | ol | 490 | 0.00403 | HV
679-AL1/86-ST1A 220.0 | 11.7 | 0.042 | 0.275 | 1.15 | ol | 679 | 0.00403 | HV
490-AL1/64-ST1A 380.0 | 11 | 0.059 | 0.253 | 0.96 | ol | 490 | 0.00403 | HV
679-AL1/86-ST1A 380.0 | 14.6 | 0.042 | 0.25 | 1.15 | ol | 679 | 0.00403 | HV

## trafo_std_types
| i0_percent | pfe_kw | vkr_percent | sn_mva | vn_lv_kv | vn_hv_kv | vk_percent | shift_degree | vector_group | tap_side | tap_neutral | tap_min | tap_max | tap_step_degree | tap_step_percent | tap_phase_shifter
160 MVA 380/110 kV | 0.06 | 60 | 0.25 | 160 | 110 | 380 | 12.2 | 0 | Yy0 | hv | 0 | -9 | 9 | 0 | 1.5 | FALSE
100 MVA 220/110 kV | 0.06 | 55 | 0.26 | 100 | 110 | 220 | 12 | 0 | Yy0 | hv | 0 | -9 | 9 | 0 | 1.5 | FALSE
63 MVA 110/20 kV | 0.04 | 22 | 0.32 | 63 | 20 | 110 | 18 | 150 | YNd5 | hv | 0 | -9 | 9 | 0 | 1.5 | FALSE
40 MVA 110/20 kV | 0.05 | 18 | 0.34 | 40 | 20 | 110 | 16.2 | 150 | YNd5 | hv | 0 | -9 | 9 | 0 | 1.5 | FALSE
25 MVA 110/20 kV | 0.07 | 14 | 0.41 | 25 | 20 | 110 | 12 | 150 | YNd5 | hv | 0 | -9 | 9 | 0 | 1.5 | FALSE
63 MVA 110/10 kV | 0.04 | 22 | 0.32 | 63 | 10 | 110 | 18 | 150 | YNd5 | hv | 0 | -9 | 9 | 0 | 1.5 | FALSE
40 MVA 110/10 kV | 0.05 | 18 | 0.34 | 40 | 10 | 110 | 16.2 | 150 | YNd5 | hv | 0 | -9 | 9 | 0 | 1.5 | FALSE
25 MVA 110/10 kV | 0.07 | 14 | 0.41 | 25 | 10 | 110 | 12 | 150 | YNd5 | hv | 0 | -9 | 9 | 0 | 1.5 | FALSE
0.25 MVA 20/0.4 kV | 0.32 | 0.8 | 1.44 | 0.25 | 0.4 | 20 | 6 | 150 | Yzn5 | hv | 0 | -2 | 2 | 0 | 2.5 | FALSE
0.4 MVA 20/0.4 kV | 0.3375 | 1.35 | 1.425 | 0.4 | 0.4 | 20 | 6 | 150 | Dyn5 | hv | 0 | -2 | 2 | 0 | 2.5 | FALSE
0.63 MVA 20/0.4 kV | 0.2619 | 1.65 | 1.206 | 0.63 | 0.4 | 20 | 6 | 150 | Dyn5 | hv | 0 | -2 | 2 | 0 | 2.5 | FALSE
0.25 MVA 10/0.4 kV | 0.24 | 0.6 | 1.2 | 0.25 | 0.4 | 10 | 4 | 150 | Dyn5 | hv | 0 | -2 | 2 | 0 | 2.5 | FALSE
0.4 MVA 10/0.4 kV | 0.2375 | 0.95 | 1.325 | 0.4 | 0.4 | 10 | 4 | 150 | Dyn5 | hv | 0 | -2 | 2 | 0 | 2.5 | FALSE
0.63 MVA 10/0.4 kV | 0.1873 | 1.18 | 1.0794 | 0.63 | 0.4 | 10 | 4 | 150 | Dyn5 | hv | 0 | -2 | 2 | 0 | 2.5 | FALSE

## trafo3w_std_types
| sn_hv_mva | sn_mv_mva | sn_lv_mva | vn_hv_kv | vn_mv_kv | vn_lv_kv | vk_hv_percent | vk_mv_percent | vk_lv_percent | vkr_hv_percent | vkr_mv_percent | vkr_lv_percent | pfe_kw | i0_percent | shift_mv_degree | shift_lv_degree | vector_group | tap_side | tap_neutral | tap_min | tap_max | tap_step_percent
63/25/38 MVA 110/20/10 kV | 63 | 25 | 38 | 110 | 20 | 10 | 10.4 | 10.4 | 10.4 | 0.28 | 0.32 | 0.35 | 35 | 0.89 | 0 | 0 | YN0yn0yn0 | hv | 0 | -10 | 10 | 1.2
63/25/38 MVA 110/10/10 kV | 63 | 25 | 38 | 110 | 10 | 10 | 10.4 | 10.4 | 10.4 | 0.28 | 0.32 | 0.35 | 35 | 0.89 | 0 | 0 | YN0yn0yn0 | hv | 0 | -10 | 10 | 1.2

## fuse_std_types
| fuse_type | i_rated_a | t_avg | t_min | t_total | x_avg | x_min | x_total
HV 100A | HV 100A | 100 | 0 | [10.0, 3.64, 0.854, 0.281, 0.1, 0.0531, 0.022, 0.01] | [10.0, 4.267, 1.21, 0.403, 0.1, 0.058, 0.022, 0.01] | 0 | [300.0, 350.0, 450.0, 550.0, 700.0, 850.0, 1200.0, 1752.0] | [600.0, 700.0, 900.0, 1150.0, 1665.0, 2000.0, 3000.0, 4313.0]
HV 10A | HV 10A | 10 | 0 | [10.0, 1675.0, 0.344, 0.156, 0.1, 0.0417, 0.0171, 0.01] | [10.0, 1.3, 0.3, 0.155, 0.1, 0.0555, 0.023, 0.01] | 0 | [30.0, 32.0, 35.0, 37.0, 39.0, 50.0, 70.0, 88.0] | [60.0, 70.0, 80.0, 87.0, 94.0, 110.0, 150.0, 216.0]
HV 125A | HV 125A | 125 | 0 | [10.0, 1.82, 0.344, 0.1, 0.0467, 0.0269, 0.01] | [10.0, 2.478, 0.426, 0.1, 0.0427, 0.0211, 0.01] | 0 | [375.0, 500.0, 700.0, 925.0, 1200.0, 1500.0, 2341.0] | [750.0, 1000.0, 1500.0, 2200.0, 3000.0, 4000.0, 5765.0]
HV 160A | HV 160A | 160 | 0 | [10.0, 4.15, 1.03, 0.198, 0.1, 0.051, 0.0172, 0.01] | [10.0, 2.3, 0.734, 0.274, 0.1, 0.046, 0.0177, 0.01] | 0 | [480.0, 550.0, 700.0, 1000.0, 1260.0, 1600.0, 2500.0, 3227.0] | [960.0, 1300.0, 1700.0, 2200.0, 2996.0, 4000.0, 6000.0, 7946.0]
HV 16A | HV 16A | 16 | 0 | [10.0, 0.352, 0.164, 0.1, 0.0649, 0.0342, 0.01] | [10.0, 2.34, 0.722, 0.181, 0.1, 0.055, 0.0296, 0.01] | 0 | [48.0, 60.0, 65.0, 71.0, 80.0, 100.0, 162.0] | [96.0, 110.0, 125.0, 150.0, 168.0, 200.0, 250.0, 398.0]
HV 200A | HV 200A | 200 | 0 | [10.0, 4.267, 1.21, 0.403, 0.1, 0.058, 0.022, 0.01] | [10.0, 3.73, 1.654, 0.328, 0.1, 0.0531, 0.019, 0.01] | 0 | [600.0, 700.0, 900.0, 1150.0, 1665.0, 2000.0, 3000.0, 4313.0] | [1200.0, 1500.0, 1800.0, 2700.0, 3960.0, 5000.0, 7500.0, 10620.0]
HV 20A | HV 20A | 20 | 0 | [10.0, 1.3, 0.3, 0.155, 0.1, 0.0555, 0.023, 0.01] | [10.0, 1.3, 0.161, 0.1, 0.0611, 0.0399, 0.0141, 0.01] | 0 | [60.0, 70.0, 80.0, 87.0, 94.0, 110.0, 150.0, 216.0] | [120.0, 150.0, 200.0, 223.0, 260.0, 300.0, 450.0, 532.0]
HV 25A | HV 25A | 25 | 0 | [10.0, 2.512, 0.833, 0.299, 0.1, 0.0372, 0.0223, 0.01] | [10.0, 3.125, 0.597, 0.198, 0.1, 0.0378, 0.022, 0.01] | 0 | [75.0, 82.0, 90.0, 100.0, 124.0, 170.0, 200.0, 289.0] | [150.0, 170.0, 210.0, 250.0, 294.0, 400.0, 500.0, 711.0]
HV 31.5A | HV 31.5A | 31.5 | 0 | [10.0, 2.34, 0.722, 0.181, 0.1, 0.055, 0.0296, 0.01] | [10.0, 2.84, 0.368, 0.164, 0.1, 0.0621, 0.0378, 0.0195, 0.01] | 0 | [95.0, 110.0, 125.0, 150.0, 165.0, 200.0, 250.0, 390.0] | [189.0, 220.0, 300.0, 350.0, 393.0, 450.0, 530.0, 700.0, 960.0]
HV 40A | HV 40A | 40 | 0 | [10.0, 1.3, 0.161, 0.1, 0.0611, 0.0399, 0.0141, 0.01] | [10.0, 2.05, 0.369, 0.198, 0.1, 0.051, 0.0298, 0.01] | 0 | [120.0, 150.0, 200.0, 223.0, 260.0, 300.0, 450.0, 532.0] | [240.0, 300.0, 400.0, 450.0, 530.0, 650.0, 800.0, 1311.0]
HV 50A | HV 50A | 50 | 0 | [10.0, 3.215, 0.597, 0.198, 0.1, 0.0378, 0.022, 0.01] | [10.0, 3.64, 0.854, 0.281, 0.1, 0.0531, 0.022, 0.01] | 0 | [150.0, 170.0, 210.0, 250.0, 294.0, 400.0, 500.0, 711.0] | [300.0, 350.0, 450.0, 550.0, 700.0, 850.0, 1200.0, 1752.0]
HV 6.3A | HV 6.3A | 6.3 | 0 | [10.0, 1.39, 0.344, 0.168, 0.1, 0.056, 0.0263, 0.01] | [10.0, 1.711, 0.516, 0.198, 0.1, 0.0634, 0.0303, 0.01] | 0 | [19.0, 19.5, 20.4, 20.8, 22.0, 25.0, 32.0, 48.0] | [38.0, 40.0, 43.0, 48.0, 53.0, 60.0, 75.0, 118.0]
HV 63A | HV 63A | 63 | 0 | [10.0, 2.84, 0.368, 0.164, 0.1, 0.0621, 0.0378, 0.0195, 0.01] | [10.0, 1.82, 0.344, 0.1, 0.0467, 0.0269, 0.01] | 0 | [189.0, 220.0, 300.0, 350.0, 393.0, 450.0, 530.0, 700.0, 961.0] | [378.0, 500.0, 700.0, 934.0, 1200.0, 1500.0, 2366.0]
HV 80A | HV 80A | 80 | 0 | [10.0, 2.05, 0.369, 0.198, 0.1, 0.051, 0.0298, 0.01] | [10.0, 4.15, 1.03, 0.198, 0.1, 0.051, 0.0172, 0.01] | 0 | [240.0, 300.0, 400.0, 450.0, 530.0, 650.0, 800.0, 1311.0] | [480.0, 550.0, 700.0, 1000.0, 1260.0, 1600.0, 2500.0, 3227.0]
Siemens NH-1-100 | Siemens NH-1-100 | 100 | [5400.0, 2000.0, 400.0, 20.0, 1.0, 0.2, 0.012, 0.004] | 0 | 0 | [150.0, 190.0, 250.0, 430.0, 900.0, 1250.0, 2700.0, 3600.0] | 0 | 0
Siemens NH-1-125 | Siemens NH-1-125 | 125 | [4800.0, 120.0, 7.0, 0.1, 0.004] | 0 | 0 | [180.0, 400.0, 740.0, 2000.0, 4250.0] | 0 | 0
Siemens NH-1-16 | Siemens NH-1-16 | 16 | [4000.0, 400.0, 2.0, 0.1, 0.04, 0.01] | 0 | 0 | [26.0, 35.0, 75.0, 150.0, 200.0, 300.0] | 0 | 0
Siemens NH-1-160 | Siemens NH-1-160 | 160 | [4800.0, 120.0, 7.0, 0.1, 0.004] | 0 | 0 | [210.0, 500.0, 900.0, 2300.0, 5000.0] | 0 | 0
Siemens NH-1-25 | Siemens NH-1-25 | 25 | [4000.0, 1000.0, 10.0, 0.2, 0.02, 0.01] | 0 | 0 | [40.0, 50.0, 100.0, 210.0, 400.0, 500.0] | 0 | 0
Siemens NH-1-50 | Siemens NH-1-50 | 50 | [4000.0, 40.0, 4.0, 1.0, 0.02, 0.01] | 0 | 0 | [86.0, 200.0, 300.0, 400.0, 1000.0, 1280.0] | 0 | 0
Siemens NH-1-63 | Siemens NH-1-63 | 63 | [4000.0, 100.0, 10.0, 2.0, 0.04, 0.01] | 0 | 0 | [100.0, 200.0, 300.0, 400.0, 1000.0, 1500.0] | 0 | 0
Siemens NH-1-80 | Siemens NH-1-80 | 80 | [4800.0, 120.0, 7.0, 0.1, 0.01] | 0 | 0 | [150.58, 250.0, 450.0, 1150.0, 2470.0] | 0 | 0
Siemens NH-2-1000 | Siemens NH-2-1000 | 1000 | [4800.0, 120.0, 7.0, 0.1, 0.004] | 0 | 0 | [1900.0, 3500.0, 8400.0, 24000.0, 52000.0] | 0 | 0
Siemens NH-2-200 | Siemens NH-2-200 | 200 | [4800.0, 120.0, 7.0, 0.1, 0.004] | 0 | 0 | [280.0, 650.0, 1200.0, 3000.0, 7000.0] | 0 | 0
Siemens NH-2-224 | Siemens NH-2-224 | 224 | [4800.0, 120.0, 7.0, 0.2, 0.04, 0.004] | 0 | 0 | [400.0, 750.0, 1453.0, 3025.0, 4315.0, 7600.0] | 0 | 0
Siemens NH-2-250 | Siemens NH-2-250 | 250 | [4800.0, 120.0, 7.0, 0.1, 0.004] | 0 | 0 | [450.0, 800.0, 1650.0, 4000.0, 8500.0] | 0 | 0
Siemens NH-2-315 | Siemens NH-2-315 | 315 | [4800.0, 120.0, 7.0, 0.1, 0.004] | 0 | 0 | [550.0, 920.0, 1900.0, 5000.0, 11000.0] | 0 | 0
Siemens NH-2-355 | Siemens NH-2-355 | 355 | [4800.0, 120.0, 6.0, 0.1, 0.004] | 0 | 0 | [650.0, 1116.27, 2350.0, 5840.0, 12790.0] | 0 | 0
Siemens NH-2-400 | Siemens NH-2-400 | 400 | [4800.0, 120.0, 7.0, 0.1, 0.004] | 0 | 0 | [720.0, 1350.0, 2800.0, 6500.0, 15000.0] | 0 | 0
Siemens NH-2-425 | Siemens NH-2-425 | 425 | [4800.0, 120.0, 7.0, 0.1, 0.004] | 0 | 0 | [850.0, 1500.0, 3050.0, 7500.0, 16500.0] | 0 | 0
Siemens NH-2-630 | Siemens NH-2-630 | 630 | [4800.0, 120.0, 7.0, 0.1, 0.004] | 0 | 0 | [1200.0, 2000.0, 4800.0, 12000.0, 26000.0] | 0 | 0

## res_bus
| vm_pu | va_degree | p_mw | q_mvar
0 | 0.97803 | -0.42228 | 0.0021423 | 0.00053692
1 | 0.97809 | -0.42108 | 0.0018019 | 0.00045159
2 | 0.97796 | -0.4237 | 0.0010326 | 0.0002588
3 | 0.97868 | -0.4094 | 0 | 0
4 | 0.97795 | -0.42375 | 0.0015645 | 0.0003921
5 | 0.97974 | -0.38871 | 0 | 0
6 | 0.97793 | -0.42413 | 0 | 0
7 | 0.98032 | -0.37721 | 0.00088592 | 0.00022203
8 | 0.97946 | -0.39417 | 0.0012433 | 0.00031159
9 | 0.97791 | -0.42467 | 0 | 0
10 | 0.97789 | -0.42507 | 0.00091762 | 0.00022998
11 | 0.97949 | -0.39354 | 0 | 0
12 | 0.98068 | -0.37016 | 0 | 0
13 | 0.97875 | -0.40805 | 0 | 0
14 | 0.97938 | -0.39569 | 0.0036945 | 0.00092593
15 | 0.98206 | -0.34334 | 0 | 0
16 | 0.97856 | -0.4119 | 0.0097032 | 0.0024319
17 | 0.97937 | -0.39597 | 0.0018546 | 0.00046481
18 | 0.97356 | -0.50978 | 0.0017685 | 0.00044323
19 | 0.97373 | -0.50651 | 0.0030681 | 0.00076894
20 | 0.97353 | -0.51047 | 0.0017717 | 0.00044404
21 | 0.97399 | -0.50145 | 0.0033419 | 0.00083756
22 | 0.97345 | -0.51209 | 0.0024252 | 0.00060782
23 | 0.97444 | -0.49244 | 0 | 0
24 | 0.97339 | -0.51318 | 0.0011709 | 0.00029344
25 | 0.97468 | -0.48768 | 0.001851 | 0.0004639
26 | 0.97337 | -0.51365 | 0.0012418 | 0.00031122
27 | 0.9759 | -0.46365 | 0.0037072 | 0.00092912
28 | 0.97596 | -0.46251 | 0.0020262 | 0.00050782
29 | 0.97534 | -0.47476 | 0 | 0
30 | 0.97669 | -0.44825 | 0 | 0
31 | 0.97519 | -0.47771 | 0 | 0
32 | 0.97527 | -0.47615 | 0.0036844 | 0.0009234
33 | 0.97698 | -0.44257 | 0.0045377 | 0.0011372
34 | 0.97661 | -0.44978 | 0.0023514 | 0.0005893
35 | 0.97784 | -0.42557 | 0.0048805 | 0.0012232
36 | 0.97661 | -0.44979 | 0.0023438 | 0.00058741
37 | 0.97077 | -0.56434 | 0 | 0
38 | 0.97083 | -0.5631 | 0.0031184 | 0.00078155
39 | 0.97062 | -0.56739 | 0 | 0
40 | 1 | 0 | -0.27466 | -0.070195
41 | 0.99964 | -0.0069533 | 0.0059042 | 0.0014797
42 | 0.99817 | -0.034515 | 0.0018413 | 0.00046146
43 | 0.99943 | -0.010863 | 0.0022794 | 0.00057127
44 | 0.99799 | -0.037771 | 0.0019447 | 0.0004874
45 | 0.99888 | -0.021568 | 0.0064391 | 0.0016138
46 | 0.99572 | -0.080704 | 0.0014975 | 0.00037531
47 | 0.99882 | -0.022728 | 0.0058955 | 0.0014776
48 | 0.99568 | -0.081432 | 0.0012506 | 0.00031342
49 | 0.97399 | -0.50077 | 0.005374 | 0.0013468
50 | 0.9741 | -0.49854 | 0 | 0
51 | 0.97396 | -0.50144 | 0 | 0
52 | 0.97462 | -0.48846 | 0 | 0
53 | 0.97356 | -0.50928 | 0.0021844 | 0.00054746
54 | 0.97394 | -0.50184 | 0.0025593 | 0.00064142
55 | 0.9754 | -0.47308 | 0.0025322 | 0.00063462
56 | 0.97458 | -0.4891 | 0.0032341 | 0.00081054
57 | 0.97313 | -0.51781 | 0.0031382 | 0.00078651
58 | 0.97595 | -0.46233 | 0.0014622 | 0.00036646
59 | 0.97261 | -0.52805 | 0 | 0
60 | 0.98373 | -0.31069 | 0.001384 | 0.00034687
61 | 0.98379 | -0.30944 | 0.0012814 | 0.00032115
62 | 0.98262 | -0.33208 | 0.0011984 | 0.00030036
63 | 0.98441 | -0.29745 | 0 | 0
64 | 0.98174 | -0.34926 | 0.0013392 | 0.00033564
65 | 0.98223 | -0.3399 | 0.002049 | 0.00051352
66 | 0.98471 | -0.29156 | 0 | 0
67 | 0.98083 | -0.36692 | 0.0014008 | 0.00035108
68 | 0.98459 | -0.29398 | 0.0018169 | 0.00045535
69 | 0.98642 | -0.25854 | 0.002038 | 0.00051078
70 | 0.98041 | -0.37507 | 0.0018402 | 0.00046121
71 | 0.97805 | -0.42116 | 0.0020122 | 0.00050432
72 | 0.97714 | -0.43892 | 0.0017263 | 0.00043266
73 | 0.97852 | -0.41191 | 0 | 0
74 | 0.97625 | -0.45635 | 0.0017479 | 0.00043806
75 | 0.97835 | -0.41522 | 0.0058756 | 0.0014726
76 | 0.97909 | -0.4008 | 0.0019835 | 0.00049711
77 | 0.97832 | -0.4159 | 0.0046028 | 0.0011536
78 | 0.99861 | -0.026646 | 0 | 0
79 | 0.9786 | -0.41082 | 0.0031294 | 0.00078429
80 | 0.97901 | -0.40268 | 0.0026813 | 0.00067201
81 | 0.97954 | -0.39235 | 0.0040198 | 0.0010075
82 | 0.98027 | -0.37816 | 0.0029491 | 0.00073911
83 | 0.98091 | -0.36556 | 0 | 0
84 | 0.97057 | -0.56838 | 0.003073 | 0.00077017
85 | 0.97216 | -0.53689 | 0 | 0
86 | 0.97164 | -0.54718 | 0.0045373 | 0.0011372
87 | 0.97252 | -0.52968 | 0.0037492 | 0.00093963
88 | 0.97097 | -0.56038 | 0.0051629 | 0.0012939
89 | 0.97128 | -0.55436 | 0.0031687 | 0.00079415
90 | 0.9711 | -0.5579 | 0.0028131 | 0.00070503
91 | 0.97122 | -0.55543 | 0.0036148 | 0.00090595
92 | 0.99859 | -0.027189 | 0 | 0
93 | 0.99843 | -0.030275 | 0.001737 | 0.00043532
94 | 0.99855 | -0.027927 | 0.0031344 | 0.00078556
95 | 0.9984 | -0.030827 | 0.0085371 | 0.0021396
96 | 0.99051 | -0.17989 | 0.0047696 | 0.0011954
97 | 0.99036 | -0.18284 | 0.0032753 | 0.00082087
98 | 0.99321 | -0.12843 | 0.003209 | 0.00080424
99 | 0.98829 | -0.22258 | 0 | 0
100 | 0.99394 | -0.11463 | 0.0017472 | 0.00043788
101 | 0.98797 | -0.22881 | 0.0018035 | 0.00045199
102 | 0.98607 | -0.2654 | 0 | 0
103 | 0.98604 | -0.26601 | 0.0037252 | 0.00093362
104 | 0.98437 | -0.29822 | 0 | 0
105 | 0.98431 | -0.29946 | 0.0020998 | 0.00052625
106 | 0.98313 | -0.32245 | 0.0029129 | 0.00073004
107 | 0.98132 | -0.35758 | 0.0036524 | 0.00091537
108 | 0.98144 | -0.35526 | 0.0025561 | 0.00064063
109 | 0.98151 | -0.35394 | 0 | 0
110 | 0.98185 | -0.34727 | 0.0022805 | 0.00057154
111 | 0.98075 | -0.36875 | 0.003649 | 0.00091454
112 | 0.98448 | -0.29619 | 0.0018914 | 0.00047402
113 | 0.98444 | -0.297 | 0.0044203 | 0.0011078
114 | 0.97926 | -0.39814 | 0.0048781 | 0.0012226
115 | 0.97924 | -0.3985 | 0.0076909 | 0.0019275
116 | 0.9819 | -0.34641 | 0 | 0
117 | 0.98185 | -0.34732 | 0.0043557 | 0.0010916
118 | 0.98187 | -0.34697 | 0 | 0
119 | 0.98182 | -0.3479 | 0.0022472 | 0.00056319
120 | 0.98184 | -0.34749 | 0.0033309 | 0.0008348
121 | 0.97927 | -0.39778 | 0.0036113 | 0.00090507
122 | 0.99998 | 149.9956 | 0 | 0

## res_line
| p_from_mw | q_from_mvar | p_to_mw | q_to_mvar | pl_mw | ql_mvar | i_from_ka | i_to_ka | i_ka | vm_from_pu | va_from_degree | vm_to_pu | va_to_degree | loading_percent
0 | -0.0056574 | -0.0014167 | 0.0056577 | 0.0014168 | 3.2428e-07 | 6.1043e-08 | 0.008607 | 0.0086069 | 0.008607 | 0.97803 | -0.42228 | 0.97809 | -0.42108 | 2.3646
1 | 0.0035151 | 0.00087979 | -0.0035148 | -0.00087992 | 2.3652e-07 | -1.2538e-07 | 0.0053476 | 0.0053477 | 0.0053477 | 0.97803 | -0.42228 | 0.97796 | -0.4237 | 1.4691
2 | -0.0074596 | -0.0018684 | 0.0074637 | 0.0018699 | 4.1497e-06 | 1.5767e-06 | 0.011348 | 0.011348 | 0.011348 | 0.97809 | -0.42108 | 0.97868 | -0.4094 | 3.1176
3 | 0.0024822 | 0.00062111 | -0.0024822 | -0.00062113 | 6.6138e-09 | -1.1284e-08 | 0.0037764 | 0.0037764 | 0.0037764 | 0.97796 | -0.4237 | 0.97795 | -0.42375 | 1.0375
4 | -0.0074637 | -0.0018699 | 0.0074711 | 0.0018727 | 7.3578e-06 | 2.7922e-06 | 0.011348 | 0.011347 | 0.011348 | 0.97868 | -0.4094 | 0.97974 | -0.38871 | 3.1175
5 | 0.00091767 | 0.00022902 | -0.00091766 | -0.0002293 | 1.6619e-08 | -2.7469e-07 | 0.001396 | 0.0013961 | 0.0013961 | 0.97795 | -0.42375 | 0.97793 | -0.42413 | 0.38353
6 | -0.02129 | -0.0053378 | 0.021301 | 0.0053449 | 1.1675e-05 | 7.0968e-06 | 0.032335 | 0.032335 | 0.032335 | 0.97974 | -0.38871 | 0.98032 | -0.37721 | 8.8833
7 | 0.013818 | 0.0034651 | -0.013815 | -0.0034631 | 3.5941e-06 | 2.0263e-06 | 0.020988 | 0.020988 | 0.020988 | 0.97974 | -0.38871 | 0.97946 | -0.39417 | 5.766
8 | 0.00091766 | 0.0002293 | -0.00091763 | -0.00022969 | 2.3644e-08 | -3.9072e-07 | 0.0013961 | 0.0013962 | 0.0013962 | 0.97793 | -0.42413 | 0.97791 | -0.42467 | 0.38357
9 | -0.022187 | -0.0055669 | 0.022195 | 0.0055715 | 7.4631e-06 | 4.5551e-06 | 0.03368 | 0.03368 | 0.03368 | 0.98032 | -0.37721 | 0.98068 | -0.37016 | 9.2527
10 | 0.012572 | 0.0031515 | -0.012569 | -0.0031502 | 2.3732e-06 | 1.3005e-06 | 0.019099 | 0.019099 | 0.019099 | 0.97946 | -0.39417 | 0.97926 | -0.39814 | 5.2471
11 | 0.00091763 | 0.00022969 | -0.00091762 | -0.00022998 | 1.7365e-08 | -2.8688e-07 | 0.0013962 | 0.0013963 | 0.0013963 | 0.97791 | -0.42467 | 0.97789 | -0.42507 | 0.3836
12 | -0.018873 | -0.0047321 | 0.018895 | 0.0047447 | 2.1048e-05 | 1.261e-05 | 0.028673 | 0.028672 | 0.028673 | 0.97949 | -0.39354 | 0.98068 | -0.37016 | 7.8771
13 | 0.0097117 | 0.002436 | -0.009705 | -0.0024327 | 6.714e-06 | 3.2626e-06 | 0.014755 | 0.014755 | 0.014755 | 0.97949 | -0.39354 | 0.97875 | -0.40805 | 4.0535
14 | 0.0091617 | 0.0022961 | -0.0091608 | -0.0022957 | 9.4082e-07 | 4.3913e-07 | 0.013918 | 0.013918 | 0.013918 | 0.97949 | -0.39354 | 0.97938 | -0.39569 | 3.8237
15 | -0.041089 | -0.010316 | 0.041142 | 0.010349 | 5.2642e-05 | 3.3235e-05 | 0.062352 | 0.062352 | 0.062352 | 0.98068 | -0.37016 | 0.98206 | -0.34334 | 17.1297
16 | 0.009705 | 0.0024327 | -0.0097032 | -0.0024319 | 1.7795e-06 | 8.6501e-07 | 0.014755 | 0.014755 | 0.014755 | 0.97875 | -0.40805 | 0.97856 | -0.4119 | 4.0536
17 | 0.0054663 | 0.0013697 | -0.0054662 | -0.0013697 | 7.1681e-08 | 1.1003e-08 | 0.0083051 | 0.0083051 | 0.0083051 | 0.97938 | -0.39569 | 0.97937 | -0.39597 | 2.2816
18 | 0.0099358 | 0.0024901 | -0.0099343 | -0.0024894 | 1.454e-06 | 7.1412e-07 | 0.015055 | 0.015055 | 0.015055 | 0.98206 | -0.34334 | 0.9819 | -0.34641 | 4.1359
19 | -0.051077 | -0.01284 | 0.051086 | 0.012845 | 8.4012e-06 | 5.3294e-06 | 0.077407 | 0.077407 | 0.077407 | 0.98206 | -0.34334 | 0.98223 | -0.3399 | 21.2655
20 | 0.0036116 | 0.00090492 | -0.0036113 | -0.00090507 | 3.1247e-07 | -1.4822e-07 | 0.0054872 | 0.0054873 | 0.0054873 | 0.97937 | -0.39597 | 0.97927 | -0.39778 | 1.5075
21 | -0.0083789 | -0.0020994 | 0.0083802 | 0.0021 | 1.3024e-06 | 5.7017e-07 | 0.012806 | 0.012806 | 0.012806 | 0.97356 | -0.50978 | 0.97373 | -0.50651 | 3.5182
22 | 0.0066104 | 0.0016561 | -0.0066102 | -0.0016561 | 2.1717e-07 | 6.8442e-08 | 0.010103 | 0.010103 | 0.010103 | 0.97356 | -0.50978 | 0.97353 | -0.51047 | 2.7756
23 | -0.011448 | -0.0028689 | 0.011451 | 0.0028704 | 2.7633e-06 | 1.4689e-06 | 0.017495 | 0.017495 | 0.017495 | 0.97373 | -0.50651 | 0.97399 | -0.50145 | 4.8062
24 | 0.0048384 | 0.001212 | -0.004838 | -0.001212 | 3.7419e-07 | 1.2637e-08 | 0.0073952 | 0.0073953 | 0.0073953 | 0.97353 | -0.51047 | 0.97345 | -0.51209 | 2.0317
25 | -0.014793 | -0.0037079 | 0.014799 | 0.0037116 | 6.3521e-06 | 3.6524e-06 | 0.0226 | 0.0226 | 0.0226 | 0.97399 | -0.50145 | 0.97444 | -0.49244 | 6.2089
26 | 0.0024128 | 0.0006042 | -0.0024127 | -0.00060443 | 1.2565e-07 | -2.2581e-07 | 0.003688 | 0.0036881 | 0.0036881 | 0.97345 | -0.51209 | 0.97339 | -0.51318 | 1.0132
27 | -0.014799 | -0.0037116 | 0.014803 | 0.0037135 | 3.3595e-06 | 1.9315e-06 | 0.0226 | 0.0226 | 0.0226 | 0.97444 | -0.49244 | 0.97468 | -0.48768 | 6.2088
28 | 0.0012418 | 0.00031099 | -0.0012418 | -0.00031122 | 2.7568e-08 | -2.3593e-07 | 0.0018983 | 0.0018984 | 0.0018984 | 0.97339 | -0.51318 | 0.97337 | -0.51365 | 0.52153
29 | -0.016654 | -0.0041774 | 0.016662 | 0.0041821 | 7.915e-06 | 4.6584e-06 | 0.025426 | 0.025426 | 0.025426 | 0.97468 | -0.48768 | 0.97519 | -0.47771 | 6.9851
30 | -0.024067 | -0.0060424 | 0.024068 | 0.0060432 | 1.3078e-06 | 8.0461e-07 | 0.0367 | 0.0367 | 0.0367 | 0.9759 | -0.46365 | 0.97596 | -0.46251 | 10.0823
31 | 0.020359 | 0.0051133 | -0.020349 | -0.0051067 | 1.0789e-05 | 6.5325e-06 | 0.031047 | 0.031047 | 0.031047 | 0.9759 | -0.46365 | 0.97534 | -0.47476 | 8.5294
32 | -0.026094 | -0.006551 | 0.026112 | 0.006562 | 1.7768e-05 | 1.0997e-05 | 0.039789 | 0.039789 | 0.039789 | 0.97596 | -0.46251 | 0.97669 | -0.44825 | 10.931
33 | 0.016664 | 0.0041834 | -0.016662 | -0.0041821 | 2.3438e-06 | 1.3794e-06 | 0.025426 | 0.025426 | 0.025426 | 0.97534 | -0.47476 | 0.97519 | -0.47771 | 6.9851
34 | 0.0036847 | 0.0009233 | -0.0036844 | -0.0009234 | 2.4312e-07 | -1.0043e-07 | 0.0056214 | 0.0056215 | 0.0056215 | 0.97534 | -0.47476 | 0.97527 | -0.47615 | 1.5444
35 | -0.030807 | -0.0077387 | 0.030816 | 0.0077439 | 8.3503e-06 | 5.2177e-06 | 0.046942 | 0.046942 | 0.046942 | 0.97669 | -0.44825 | 0.97698 | -0.44257 | 12.8963
36 | 0.0046955 | 0.0011767 | -0.0046952 | -0.0011767 | 3.4258e-07 | -4.1317e-09 | 0.0071537 | 0.0071538 | 0.0071538 | 0.97669 | -0.44825 | 0.97661 | -0.44978 | 1.9653
37 | -0.035353 | -0.0088812 | 0.035382 | 0.0088992 | 2.8711e-05 | 1.8044e-05 | 0.053854 | 0.053853 | 0.053854 | 0.97698 | -0.44257 | 0.97784 | -0.42557 | 14.7949
38 | 0.0023438 | 0.00058741 | -0.0023438 | -0.00058741 | 8.6413e-10 | -1.7076e-09 | 0.0035712 | 0.0035712 | 0.0035712 | 0.97661 | -0.44978 | 0.97661 | -0.44979 | 0.98109
39 | -0.040263 | -0.010122 | 0.040291 | 0.01014 | 2.8374e-05 | 1.7906e-05 | 0.06128 | 0.06128 | 0.06128 | 0.97784 | -0.42557 | 0.9786 | -0.41082 | 16.8352
40 | -0.0030736 | -0.00076967 | 0.0030738 | 0.00076952 | 1.8138e-07 | -1.5339e-07 | 0.004711 | 0.0047109 | 0.004711 | 0.97077 | -0.56434 | 0.97083 | -0.5631 | 1.2942
41 | 0.0030736 | 0.00076967 | -0.0030732 | -0.00077005 | 4.4629e-07 | -3.7722e-07 | 0.004711 | 0.0047113 | 0.0047113 | 0.97077 | -0.56434 | 0.97062 | -0.56739 | 1.2943
42 | -0.0061922 | -0.0015511 | 0.006193 | 0.0015513 | 8.0153e-07 | 2.195e-07 | 0.0094906 | 0.0094905 | 0.0094906 | 0.97083 | -0.5631 | 0.97097 | -0.56038 | 2.6073
43 | 0.0030732 | 0.00077005 | -0.003073 | -0.00077017 | 1.4442e-07 | -1.2201e-07 | 0.0047113 | 0.0047113 | 0.0047113 | 0.97062 | -0.56739 | 0.97057 | -0.56838 | 1.2943
44 | 0.033962 | 0.0085242 | -0.033951 | -0.0085171 | 1.1258e-05 | 7.0513e-06 | 0.05054 | 0.050541 | 0.050541 | 1 | 0 | 0.99964 | -0.0069533 | 13.8848
45 | 0.23905 | 0.06167 | -0.23864 | -0.061414 | 0.0004013 | 0.00025639 | 0.35633 | 0.35633 | 0.35633 | 1 | 0 | 0.99817 | -0.034515 | 48.9465
46 | 0.028047 | 0.0070374 | -0.028041 | -0.0070341 | 5.2273e-06 | 3.2406e-06 | 0.041752 | 0.041752 | 0.041752 | 0.99964 | -0.0069533 | 0.99943 | -0.010863 | 11.4703
47 | 0.2368 | 0.060952 | -0.23677 | -0.060928 | 3.7497e-05 | 2.3957e-05 | 0.35359 | 0.35359 | 0.35359 | 0.99817 | -0.034515 | 0.99799 | -0.037771 | 48.5694
48 | 0.025762 | 0.0064629 | -0.025749 | -0.0064548 | 1.3141e-05 | 8.0981e-06 | 0.038358 | 0.038358 | 0.038358 | 0.99943 | -0.010863 | 0.99888 | -0.021568 | 10.538
49 | 0.23482 | 0.060441 | -0.23433 | -0.060128 | 0.00048924 | 0.00031256 | 0.35069 | 0.35069 | 0.35069 | 0.99799 | -0.037771 | 0.99572 | -0.080704 | 48.1712
50 | 0.01931 | 0.004841 | -0.019309 | -0.0048404 | 1.0672e-06 | 6.3799e-07 | 0.028766 | 0.028766 | 0.028766 | 0.99888 | -0.021568 | 0.99882 | -0.022728 | 7.9028
51 | 0.23283 | 0.059753 | -0.23283 | -0.059748 | 8.2283e-06 | 5.2567e-06 | 0.34845 | 0.34845 | 0.34845 | 0.99572 | -0.080704 | 0.99568 | -0.081432 | 47.8638
52 | 0.013413 | 0.0033628 | -0.013411 | -0.0033614 | 2.5039e-06 | 1.3837e-06 | 0.019983 | 0.019983 | 0.019983 | 0.99882 | -0.022728 | 0.99861 | -0.026646 | 5.4899
53 | 0.23158 | 0.059435 | -0.2312 | -0.059197 | 0.00037247 | 0.00023795 | 0.34658 | 0.34658 | 0.34658 | 0.99568 | -0.081432 | 0.99394 | -0.11463 | 47.6071
54 | -0.0079334 | -0.0019881 | 0.0079342 | 0.0019884 | 8.4302e-07 | 3.4905e-07 | 0.01212 | 0.01212 | 0.01212 | 0.97399 | -0.50077 | 0.9741 | -0.49854 | 3.3297
55 | 0.0025594 | 0.00064122 | -0.0025593 | -0.00064134 | 8.1233e-08 | -1.2434e-07 | 0.0039101 | 0.0039101 | 0.0039101 | 0.97399 | -0.50077 | 0.97396 | -0.50144 | 1.0742
56 | -0.042576 | -0.010699 | 0.042596 | 0.010712 | 2.0499e-05 | 1.2958e-05 | 0.065048 | 0.065048 | 0.065048 | 0.9741 | -0.49854 | 0.97462 | -0.48846 | 17.8703
57 | 0.034641 | 0.0087106 | -0.034624 | -0.0086995 | 1.7748e-05 | 1.1148e-05 | 0.052928 | 0.052928 | 0.052928 | 0.9741 | -0.49854 | 0.97356 | -0.50928 | 14.5406
58 | 0.0025593 | 0.00064134 | -0.0025593 | -0.00064142 | 4.8904e-08 | -7.4848e-08 | 0.0039101 | 0.0039102 | 0.0039102 | 0.97396 | -0.50144 | 0.97394 | -0.50184 | 1.0742
59 | -0.04583 | -0.011522 | 0.045864 | 0.011544 | 3.368e-05 | 2.1326e-05 | 0.069986 | 0.069986 | 0.069986 | 0.97462 | -0.48846 | 0.9754 | -0.47308 | 19.2268
60 | 0.0032342 | 0.00081047 | -0.0032341 | -0.00081054 | 9.8463e-08 | -7.1175e-08 | 0.0049378 | 0.0049379 | 0.0049379 | 0.97462 | -0.48846 | 0.97458 | -0.4891 | 1.3566
61 | 0.032439 | 0.008152 | -0.032426 | -0.0081437 | 1.3207e-05 | 8.2745e-06 | 0.049589 | 0.049589 | 0.049589 | 0.97356 | -0.50928 | 0.97313 | -0.51781 | 13.6234
62 | -0.048396 | -0.012178 | 0.048421 | 0.012194 | 2.4884e-05 | 1.5774e-05 | 0.073849 | 0.073848 | 0.073849 | 0.9754 | -0.47308 | 0.97595 | -0.46233 | 20.2881
63 | 0.029288 | 0.0073572 | -0.029274 | -0.0073483 | 1.4302e-05 | 8.9172e-06 | 0.044791 | 0.044791 | 0.044791 | 0.97313 | -0.51781 | 0.97261 | -0.52805 | 12.3051
64 | -0.049883 | -0.012561 | 0.049898 | 0.01257 | 1.4258e-05 | 9.0432e-06 | 0.076078 | 0.076078 | 0.076078 | 0.97595 | -0.46233 | 0.97625 | -0.45635 | 20.9005
65 | 0.029274 | 0.0073483 | -0.029271 | -0.0073469 | 2.28e-06 | 1.4216e-06 | 0.044791 | 0.044791 | 0.044791 | 0.97261 | -0.52805 | 0.97252 | -0.52968 | 12.3051
66 | -0.075467 | -0.019154 | 0.075471 | 0.019157 | 4.5412e-06 | 2.8946e-06 | 0.11424 | 0.11424 | 0.11424 | 0.98373 | -0.31069 | 0.98379 | -0.30944 | 31.3845
67 | 0.074083 | 0.018807 | -0.074006 | -0.018759 | 7.6172e-05 | 4.8545e-05 | 0.11215 | 0.11215 | 0.11215 | 0.98373 | -0.31069 | 0.98262 | -0.33208 | 30.8094
68 | -0.076753 | -0.019478 | 0.076797 | 0.019506 | 4.429e-05 | 2.7901e-05 | 0.11618 | 0.11618 | 0.11618 | 0.98379 | -0.30944 | 0.98441 | -0.29745 | 15.9585
69 | 0.072808 | 0.018459 | -0.072748 | -0.01842 | 6.0056e-05 | 3.8269e-05 | 0.11033 | 0.11033 | 0.11033 | 0.98262 | -0.33208 | 0.98174 | -0.34926 | 30.3108
70 | 0.053243 | 0.013427 | -0.053135 | -0.013358 | 0.00010795 | 6.8524e-05 | 0.08051 | 0.080511 | 0.080511 | 0.98441 | -0.29745 | 0.98223 | -0.3399 | 22.1183
71 | -0.13004 | -0.032933 | 0.13008 | 0.032957 | 3.6747e-05 | 2.3389e-05 | 0.19669 | 0.19669 | 0.19669 | 0.98441 | -0.29745 | 0.98471 | -0.29156 | 27.0176
72 | 0.071409 | 0.018085 | -0.071348 | -0.018046 | 6.0528e-05 | 3.8564e-05 | 0.1083 | 0.1083 | 0.1083 | 0.98174 | -0.34926 | 0.98083 | -0.36692 | 29.7532
73 | 0.0081303 | 0.0020378 | -0.0081294 | -0.0020374 | 9.3761e-07 | 3.8938e-07 | 0.012286 | 0.012286 | 0.012286 | 0.98471 | -0.29156 | 0.98459 | -0.29398 | 3.3753
74 | -0.13821 | -0.034994 | 0.13843 | 0.035134 | 0.00021949 | 0.00013979 | 0.20897 | 0.20897 | 0.20897 | 0.98471 | -0.29156 | 0.98642 | -0.25854 | 28.7052
75 | 0.069947 | 0.017695 | -0.06992 | -0.017678 | 2.7338e-05 | 1.7415e-05 | 0.10618 | 0.10618 | 0.10618 | 0.98083 | -0.36692 | 0.98041 | -0.37507 | 29.1694
76 | 0.0063125 | 0.001582 | -0.0063119 | -0.0015818 | 6.6314e-07 | 1.7733e-07 | 0.0095401 | 0.0095402 | 0.0095402 | 0.98459 | -0.29398 | 0.98448 | -0.29619 | 2.6209
77 | -0.14046 | -0.035645 | 0.14067 | 0.035773 | 0.00020118 | 0.00012814 | 0.21205 | 0.21205 | 0.21205 | 0.98642 | -0.25854 | 0.98797 | -0.22881 | 29.1275
78 | 0.06808 | 0.017216 | -0.067996 | -0.017163 | 8.3888e-05 | 5.3424e-05 | 0.10338 | 0.10338 | 0.10338 | 0.98041 | -0.37507 | 0.97909 | -0.4008 | 28.4021
79 | 0.05346 | 0.013497 | -0.053415 | -0.013468 | 4.5431e-05 | 2.8846e-05 | 0.081371 | 0.081371 | 0.081371 | 0.97805 | -0.42116 | 0.97714 | -0.43892 | 22.3546
80 | -0.055473 | -0.014001 | 0.055497 | 0.014017 | 2.4584e-05 | 1.5618e-05 | 0.084432 | 0.084432 | 0.084432 | 0.97805 | -0.42116 | 0.97852 | -0.41191 | 23.1956
81 | 0.051689 | 0.013035 | -0.051645 | -0.013008 | 4.3105e-05 | 2.7355e-05 | 0.078742 | 0.078742 | 0.078742 | 0.97714 | -0.43892 | 0.97625 | -0.45635 | 21.6324
82 | 0.01048 | 0.002627 | -0.010478 | -0.0026261 | 1.6492e-06 | 8.3801e-07 | 0.015937 | 0.015937 | 0.015937 | 0.97852 | -0.41191 | 0.97835 | -0.41522 | 4.3783
83 | -0.065977 | -0.016643 | 0.066012 | 0.016666 | 3.5139e-05 | 2.2372e-05 | 0.10037 | 0.10037 | 0.10037 | 0.97852 | -0.41191 | 0.97909 | -0.4008 | 27.5739
84 | 0.0046029 | 0.0011536 | -0.0046028 | -0.0011536 | 1.5007e-07 | -6.4864e-09 | 0.0070008 | 0.0070008 | 0.0070008 | 0.97835 | -0.41522 | 0.97832 | -0.4159 | 1.9233
85 | 0.013411 | 0.0033614 | -0.01341 | -0.0033612 | 3.4696e-07 | 1.9174e-07 | 0.019983 | 0.019983 | 0.019983 | 0.99861 | -0.026646 | 0.99859 | -0.027189 | 5.4899
86 | -0.04342 | -0.010925 | 0.043437 | 0.010935 | 1.6897e-05 | 1.0684e-05 | 0.066039 | 0.066039 | 0.066039 | 0.9786 | -0.41082 | 0.97901 | -0.40268 | 18.1425
87 | -0.046119 | -0.011607 | 0.046141 | 0.011622 | 2.2778e-05 | 1.4423e-05 | 0.070114 | 0.070114 | 0.070114 | 0.97901 | -0.40268 | 0.97954 | -0.39235 | 19.2621
88 | -0.050161 | -0.012629 | 0.050195 | 0.012651 | 3.4054e-05 | 2.1598e-05 | 0.07622 | 0.07622 | 0.07622 | 0.97954 | -0.39235 | 0.98027 | -0.37816 | 20.9397
89 | -0.053144 | -0.01339 | 0.053176 | 0.01341 | 3.2045e-05 | 2.0343e-05 | 0.080697 | 0.080697 | 0.080697 | 0.98027 | -0.37816 | 0.98091 | -0.36556 | 22.1695
90 | 0.0036496 | 0.00091428 | -0.003649 | -0.00091454 | 5.5331e-07 | -2.5345e-07 | 0.0055362 | 0.0055364 | 0.0055364 | 0.98091 | -0.36556 | 0.98075 | -0.36875 | 1.521
91 | -0.056826 | -0.014325 | 0.056858 | 0.014345 | 3.1628e-05 | 2.0098e-05 | 0.086233 | 0.086233 | 0.086233 | 0.98091 | -0.36556 | 0.98151 | -0.35394 | 23.6904
92 | 0.025513 | 0.0064018 | -0.025501 | -0.0063941 | 1.2512e-05 | 7.7364e-06 | 0.039054 | 0.039054 | 0.039054 | 0.97216 | -0.53689 | 0.97164 | -0.54718 | 10.7292
93 | -0.025513 | -0.0064018 | 0.025522 | 0.0064072 | 8.776e-06 | 5.4263e-06 | 0.039054 | 0.039054 | 0.039054 | 0.97216 | -0.53689 | 0.97252 | -0.52968 | 10.7292
94 | 0.020964 | 0.0052569 | -0.020956 | -0.0052526 | 7.1719e-06 | 4.3603e-06 | 0.032106 | 0.032106 | 0.032106 | 0.97164 | -0.54718 | 0.97128 | -0.55436 | 8.8203
95 | -0.011356 | -0.0028452 | 0.011357 | 0.0028459 | 1.3434e-06 | 7.1344e-07 | 0.017403 | 0.017403 | 0.017403 | 0.97097 | -0.56038 | 0.9711 | -0.5579 | 4.781
96 | 0.017788 | 0.0044584 | -0.017787 | -0.0044579 | 9.0441e-07 | 5.3863e-07 | 0.027251 | 0.027251 | 0.027251 | 0.97128 | -0.55436 | 0.97122 | -0.55543 | 7.4866
97 | -0.01417 | -0.003551 | 0.014172 | 0.0035519 | 1.6692e-06 | 9.5147e-07 | 0.021713 | 0.021713 | 0.021713 | 0.9711 | -0.5579 | 0.97122 | -0.55543 | 5.9651
98 | 0.010276 | 0.0025758 | -0.010274 | -0.002575 | 1.5106e-06 | 7.4206e-07 | 0.015312 | 0.015312 | 0.015312 | 0.99859 | -0.027189 | 0.99843 | -0.030275 | 4.2067
99 | 0.0031345 | 0.00078546 | -0.0031344 | -0.00078556 | 1.1025e-07 | -1.0573e-07 | 0.0046708 | 0.0046709 | 0.0046709 | 0.99859 | -0.027189 | 0.99855 | -0.027927 | 1.2832
100 | 0.0085373 | 0.0021397 | -0.0085371 | -0.0021396 | 2.2447e-07 | 9.5307e-08 | 0.012724 | 0.012724 | 0.012724 | 0.99843 | -0.030275 | 0.9984 | -0.030827 | 3.4955
101 | 0.22076 | 0.056302 | -0.22073 | -0.056282 | 3.1373e-05 | 2.0039e-05 | 0.33199 | 0.33199 | 0.33199 | 0.99051 | -0.17989 | 0.99036 | -0.18284 | 45.6032
102 | -0.22553 | -0.057498 | 0.22609 | 0.057857 | 0.00056176 | 0.00035886 | 0.33916 | 0.33916 | 0.33916 | 0.99051 | -0.17989 | 0.99321 | -0.12843 | 46.5874
103 | 0.21746 | 0.055461 | -0.21704 | -0.055195 | 0.00041643 | 0.00026598 | 0.32707 | 0.32707 | 0.32707 | 0.99036 | -0.18284 | 0.98829 | -0.22258 | 44.9273
104 | -0.2293 | -0.058661 | 0.22946 | 0.058759 | 0.00015328 | 9.792e-05 | 0.34396 | 0.34396 | 0.34396 | 0.99321 | -0.12843 | 0.99394 | -0.11463 | 47.2478
105 | 0.14251 | 0.036252 | -0.14247 | -0.036225 | 4.2803e-05 | 2.7267e-05 | 0.21476 | 0.21476 | 0.21476 | 0.98829 | -0.22258 | 0.98797 | -0.22881 | 29.5005
106 | 0.074527 | 0.018943 | -0.074374 | -0.018845 | 0.00015335 | 9.7727e-05 | 0.11231 | 0.11231 | 0.11231 | 0.98829 | -0.22258 | 0.98607 | -0.2654 | 30.8535
107 | 0.0037253 | 0.00093357 | -0.0037252 | -0.00093362 | 1.0784e-07 | -4.7056e-08 | 0.0056216 | 0.0056216 | 0.0056216 | 0.98607 | -0.2654 | 0.98604 | -0.26601 | 1.5444
108 | 0.070649 | 0.017912 | -0.070538 | -0.017841 | 0.00011125 | 7.087e-05 | 0.10669 | 0.10669 | 0.10669 | 0.98607 | -0.2654 | 0.98437 | -0.29822 | 29.3092
109 | 0.068438 | 0.017315 | -0.068358 | -0.017264 | 7.9485e-05 | 5.0619e-05 | 0.10351 | 0.10351 | 0.10351 | 0.98437 | -0.29822 | 0.98313 | -0.32245 | 28.4372
110 | 0.0020999 | 0.00052592 | -0.0020998 | -0.00052625 | 1.2418e-07 | -3.383e-07 | 0.0031742 | 0.0031743 | 0.0031743 | 0.98437 | -0.29822 | 0.98431 | -0.29946 | 0.87206
111 | 0.065445 | 0.016534 | -0.065367 | -0.016485 | 7.7746e-05 | 4.949e-05 | 0.099102 | 0.099103 | 0.099103 | 0.98313 | -0.32245 | 0.98185 | -0.34727 | 27.226
112 | -0.0036524 | -0.00091537 | 0.0036528 | 0.00091519 | 4.0434e-07 | -1.8541e-07 | 0.0055382 | 0.0055381 | 0.0055382 | 0.98132 | -0.35758 | 0.98144 | -0.35526 | 1.5215
113 | -0.0062089 | -0.0015558 | 0.0062093 | 0.0015559 | 3.9006e-07 | 1.013e-07 | 0.0094136 | 0.0094135 | 0.0094136 | 0.98144 | -0.35526 | 0.98151 | -0.35394 | 2.5861
114 | -0.063067 | -0.015901 | 0.063087 | 0.015913 | 2.0137e-05 | 1.2813e-05 | 0.095646 | 0.095646 | 0.095646 | 0.98151 | -0.35394 | 0.98185 | -0.34727 | 26.2765
115 | 0.0044205 | 0.0011078 | -0.0044203 | -0.0011078 | 1.7002e-07 | -2.0317e-08 | 0.0066815 | 0.0066815 | 0.0066815 | 0.98448 | -0.29619 | 0.98444 | -0.297 | 1.8356
116 | 0.0076911 | 0.0019276 | -0.0076909 | -0.0019275 | 1.3331e-07 | 5.2573e-08 | 0.011687 | 0.011687 | 0.011687 | 0.97926 | -0.39814 | 0.97924 | -0.3985 | 3.2107
117 | 0.0055784 | 0.0013977 | -0.0055783 | -0.0013977 | 1.4807e-07 | 2.488e-08 | 0.0084537 | 0.0084537 | 0.0084537 | 0.9819 | -0.34641 | 0.98187 | -0.34697 | 2.3224
118 | 0.0043559 | 0.0010916 | -0.0043557 | -0.0010916 | 1.8735e-07 | -2.511e-08 | 0.0066011 | 0.0066012 | 0.0066012 | 0.9819 | -0.34641 | 0.98185 | -0.34732 | 1.8135
119 | 0.0022473 | 0.00056297 | -0.0022472 | -0.00056319 | 9.9437e-08 | -2.255e-07 | 0.0034056 | 0.0034057 | 0.0034057 | 0.98187 | -0.34697 | 0.98182 | -0.3479 | 0.93564
120 | 0.003331 | 0.00083475 | -0.0033309 | -0.0008348 | 8.2091e-08 | -5.6109e-08 | 0.0050481 | 0.0050481 | 0.0050481 | 0.98187 | -0.34697 | 0.98184 | -0.34749 | 1.3868

## res_trafo
| p_hv_mw | q_hv_mvar | p_lv_mw | q_lv_mvar | pl_mw | ql_mvar | i_hv_ka | i_lv_ka | vm_hv_pu | va_hv_degree | vm_lv_pu | va_lv_degree | loading_percent
0 | -1.2729e-15 | -1.3162e-15 | 0.00165 | 1.2699e-07 | 0.00165 | 1.2699e-07 | 5.2857e-17 | 0.0023815 | 0.99998 | 149.9956 | 1 | 0 | 0.2619

## res_ext_grid
| p_mw | q_mvar
0 | 0.27705 | 0.070795

## res_load
| p_mw | q_mvar
0 | 0.0021423 | 0.00053692
1 | 0.0018019 | 0.00045159
2 | 0.0010326 | 0.0002588
3 | 0.0015645 | 0.0003921
4 | 0.00088592 | 0.00022203
5 | 0.0012433 | 0.00031159
6 | 0.00091762 | 0.00022998
7 | 0.0036945 | 0.00092593
8 | 0.0097032 | 0.0024319
9 | 0.0018546 | 0.00046481
10 | 0.0017685 | 0.00044323
11 | 0.0030681 | 0.00076894
12 | 0.0017717 | 0.00044404
13 | 0.0033419 | 0.00083756
14 | 0.0024252 | 0.00060782
15 | 0.0011709 | 0.00029344
16 | 0.001851 | 0.0004639
17 | 0.0012418 | 0.00031122
18 | 0.0037072 | 0.00092912
19 | 0.0020262 | 0.00050782
20 | 0.0036844 | 0.0009234
21 | 0.0045377 | 0.0011372
22 | 0.0023514 | 0.0005893
23 | 0.0048805 | 0.0012232
24 | 0.0023438 | 0.00058741
25 | 0.0031184 | 0.00078155
26 | 0.0023941 | 0.00060001
27 | 0.0059042 | 0.0014797
28 | 0.0018413 | 0.00046146
29 | 0.0022794 | 0.00057127
30 | 0.0019447 | 0.0004874
31 | 0.0064391 | 0.0016138
32 | 0.0014975 | 0.00037531
33 | 0.0058955 | 0.0014776
34 | 0.0012506 | 0.00031342
35 | 0.005374 | 0.0013468
36 | 0.0021844 | 0.00054746
37 | 0.0025593 | 0.00064142
38 | 0.0025322 | 0.00063462
39 | 0.0032341 | 0.00081054
40 | 0.0031382 | 0.00078651
41 | 0.0014622 | 0.00036646
42 | 0.001384 | 0.00034687
43 | 0.0012814 | 0.00032115
44 | 0.0011984 | 0.00030036
45 | 0.0013392 | 0.00033564
46 | 0.002049 | 0.00051352
47 | 0.0014008 | 0.00035108
48 | 0.0018169 | 0.00045535
49 | 0.002038 | 0.00051078
50 | 0.0018402 | 0.00046121
51 | 0.0020122 | 0.00050432
52 | 0.0017263 | 0.00043266
53 | 0.0017479 | 0.00043806
54 | 0.0058756 | 0.0014726
55 | 0.0019835 | 0.00049711
56 | 0.0046028 | 0.0011536
57 | 0.0031294 | 0.00078429
58 | 0.0026813 | 0.00067201
59 | 0.0040198 | 0.0010075
60 | 0.0029491 | 0.00073911
61 | 0.003073 | 0.00077017
62 | 0.0045373 | 0.0011372
63 | 0.0037492 | 0.00093963
64 | 0.0051629 | 0.0012939
65 | 0.0031687 | 0.00079415
66 | 0.0028131 | 0.00070503
67 | 0.0036148 | 0.00090595
68 | 0.001737 | 0.00043532
69 | 0.0031344 | 0.00078556
70 | 0.0085371 | 0.0021396
71 | 0.0047696 | 0.0011954
72 | 0.0032753 | 0.00082087
73 | 0.003209 | 0.00080424
74 | 0.0017472 | 0.00043788
75 | 0.0018035 | 0.00045199
76 | 0.0037252 | 0.00093362
77 | 0.0020998 | 0.00052625
78 | 0.0029129 | 0.00073004
79 | 0.0036524 | 0.00091537
80 | 0.0025561 | 0.00064063
81 | 0.0022805 | 0.00057154
82 | 0.003649 | 0.00091454
83 | 0.0018914 | 0.00047402
84 | 0.0044203 | 0.0011078
85 | 0.0048781 | 0.0012226
86 | 0.0076909 | 0.0019275
87 | 0.0043557 | 0.0010916
88 | 0.0022472 | 0.00056319
89 | 0.0033309 | 0.0008348
90 | 0.0036113 | 0.00090507

## dtypes
| element | column | dtype
0 | bus | name | object
1 | bus | vn_kv | float64
2 | bus | type | object
3 | bus | zone | object
4 | bus | in_service | bool
5 | load | name | object
6 | load | bus | uint32
7 | load | p_mw | float64
8 | load | q_mvar | float64
9 | load | const_z_percent | float64
10 | load | const_i_percent | float64
11 | load | sn_mva | float64
12 | load | scaling | float64
13 | load | in_service | bool
14 | load | type | object
15 | ext_grid | name | object
16 | ext_grid | bus | uint32
17 | ext_grid | vm_pu | float64
18 | ext_grid | va_degree | float64
19 | ext_grid | slack_weight | float64
20 | ext_grid | in_service | bool
21 | line | name | object
22 | line | std_type | object
23 | line | from_bus | uint32
24 | line | to_bus | uint32
25 | line | length_km | float64
26 | line | r_ohm_per_km | float64
27 | line | x_ohm_per_km | float64
28 | line | c_nf_per_km | float64
29 | line | g_us_per_km | float64
30 | line | max_i_ka | float64
31 | line | df | float64
32 | line | parallel | uint32
33 | line | type | object
34 | line | in_service | bool
35 | trafo | name | object
36 | trafo | std_type | object
37 | trafo | hv_bus | uint32
38 | trafo | lv_bus | uint32
39 | trafo | sn_mva | float64
40 | trafo | vn_hv_kv | float64
41 | trafo | vn_lv_kv | float64
42 | trafo | vk_percent | float64
43 | trafo | vkr_percent | float64
44 | trafo | pfe_kw | float64
45 | trafo | i0_percent | float64
46 | trafo | shift_degree | float64
47 | trafo | tap_side | object
48 | trafo | tap_neutral | int32
49 | trafo | tap_min | int32
50 | trafo | tap_max | int32
51 | trafo | tap_step_percent | float64
52 | trafo | tap_step_degree | float64
53 | trafo | tap_pos | int32
54 | trafo | tap_phase_shifter | bool
55 | trafo | parallel | uint32
56 | trafo | df | float64
57 | trafo | in_service | bool
58 | line_geodata | coords | object
59 | bus_geodata | x | float64
60 | bus_geodata | y | float64
61 | bus_geodata | coords | object
62 | res_bus | vm_pu | float64
63 | res_bus | va_degree | float64
64 | res_bus | p_mw | float64
65 | res_bus | q_mvar | float64
66 | res_line | p_from_mw | float64
67 | res_line | q_from_mvar | float64
68 | res_line | p_to_mw | float64
69 | res_line | q_to_mvar | float64
70 | res_line | pl_mw | float64
71 | res_line | ql_mvar | float64
72 | res_line | i_from_ka | float64
73 | res_line | i_to_ka | float64
74 | res_line | i_ka | float64
75 | res_line | vm_from_pu | float64
76 | res_line | va_from_degree | float64
77 | res_line | vm_to_pu | float64
78 | res_line | va_to_degree | float64
79 | res_line | loading_percent | float64
80 | res_trafo | p_hv_mw | float64
81 | res_trafo | q_hv_mvar | float64
82 | res_trafo | p_lv_mw | float64
83 | res_trafo | q_lv_mvar | float64
84 | res_trafo | pl_mw | float64
85 | res_trafo | ql_mvar | float64
86 | res_trafo | i_hv_ka | float64
87 | res_trafo | i_lv_ka | float64
88 | res_trafo | vm_hv_pu | float64
89 | res_trafo | va_hv_degree | float64
90 | res_trafo | vm_lv_pu | float64
91 | res_trafo | va_lv_degree | float64
92 | res_trafo | loading_percent | float64
93 | res_ext_grid | p_mw | float64
94 | res_ext_grid | q_mvar | float64
95 | res_load | p_mw | float64
96 | res_load | q_mvar | float64

## parameters
| version | format_version | converged | OPF_converged | name | f_hz | sn_mva
0 | 2.14.6 | 2.14.0 | TRUE | FALSE |  | 50 | 1