## bus
| name | vn_kv | type | zone | in_service
0 | bus_LV_2534-9_0_8_node_0 | 0.4 | n |  | TRUE
1 | bus_LV_2534-9_0_8_node_1 | 0.4 | n |  | TRUE
2 | bus_LV_2534-9_0_8_node_2 | 0.4 | n |  | TRUE
3 | bus_LV_2534-9_0_8_node_3 | 0.4 | n |  | TRUE
4 | bus_LV_2534-9_0_8_node_4 | 0.4 | n |  | TRUE
5 | bus_LV_2534-9_0_8_node_47 | 0.4 | n |  | TRUE
6 | bus_LV_2534-9_0_8_node_14 | 0.4 | n |  | TRUE
7 | bus_LV_2534-9_0_8_node_48 | 0.4 | n |  | TRUE
8 | bus_LV_2534-9_0_8_node_19 | 0.4 | n |  | TRUE
9 | bus_LV_2534-9_0_8_node_15 | 0.4 | n |  | TRUE
10 | bus_LV_2534-9_0_8_node_5 | 0.4 | n |  | TRUE
11 | bus_LV_2534-9_0_8_node_6 | 0.4 | n |  | TRUE
12 | bus_LV_2534-9_0_8_node_7 | 0.4 | n |  | TRUE
13 | bus_LV_2534-9_0_8_node_8 | 0.4 | n |  | TRUE
14 | bus_LV_2534-9_0_8_node_9 | 0.4 | n |  | TRUE
15 | bus_LV_2534-9_0_8_node_35 | 0.4 | n |  | TRUE
16 | bus_LV_2534-9_0_8_node_13 | 0.4 | n |  | TRUE
17 | bus_LV_2534-9_0_8_node_10 | 0.4 | n |  | TRUE
18 | bus_LV_2534-9_0_8_node_18 | 0.4 | n |  | TRUE
19 | bus_LV_2534-9_0_8_node_121 | 0.4 | n |  | TRUE
20 | bus_LV_2534-9_0_8_node_122 | 0.4 | n |  | TRUE
21 | bus_LV_2534-9_0_8_node_124 | 0.4 | n |  | TRUE
22 | bus_LV_2534-9_0_8_node_36 | 0.4 | n |  | TRUE
23 | bus_LV_2534-9_0_8_node_11 | 0.4 | n |  | TRUE
24 | bus_LV_2534-9_0_8_node_12 | 0.4 | n |  | TRUE
25 | bus_LV_2534-9_0_8_node_116 | 0.4 | n |  | TRUE
26 | bus_LV_2534-9_0_8_node_115 | 0.4 | n |  | TRUE
27 | bus_LV_2534-9_0_8_node_28 | 0.4 | n |  | TRUE
28 | bus_LV_2534-9_0_8_node_29 | 0.4 | n |  | TRUE
29 | bus_LV_2534-9_0_8_node_16 | 0.4 | n |  | TRUE
30 | bus_LV_2534-9_0_8_node_17 | 0.4 | n |  | TRUE
31 | bus_LV_2534-9_0_8_node_43 | 0.4 | n |  | TRUE
32 | bus_LV_2534-9_0_8_node_41 | 0.4 | n |  | TRUE
33 | bus_LV_2534-9_0_8_node_123 | 0.4 | n |  | TRUE
34 | bus_LV_2534-9_0_8_node_146 | 0.4 | n |  | TRUE
35 | bus_LV_2534-9_0_8_node_20 | 0.4 | n |  | TRUE
36 | bus_LV_2534-9_0_8_node_22 | 0.4 | n |  | TRUE
37 | bus_LV_2534-9_0_8_node_23 | 0.4 | n |  | TRUE
38 | bus_LV_2534-9_0_8_node_24 | 0.4 | n |  | TRUE
39 | bus_LV_2534-9_0_8_node_33 | 0.4 | n |  | TRUE
40 | bus_LV_2534-9_0_8_node_32 | 0.4 | n |  | TRUE
41 | bus_LV_2534-9_0_8_node_25 | 0.4 | n |  | TRUE
42 | bus_LV_2534-9_0_8_node_27 | 0.4 | n |  | TRUE
43 | bus_LV_2534-9_0_8_node_31 | 0.4 | n |  | TRUE
44 | bus_LV_2534-9_0_8_node_152 | 0.4 | n |  | TRUE
45 | bus_LV_2534-9_0_8_node_30 | 0.4 | n |  | TRUE
46 | bus_LV_2534-9_0_8_node_56 | 0.4 | n |  | TRUE
47 | bus_LV_2534-9_0_8_node_151 | 0.4 | n |  | TRUE
48 | bus_LV_2534-9_0_8_node_153 | 0.4 | n |  | TRUE
49 | bus_LV_2534-9_0_8_node_150 | 0.4 | n |  | TRUE
50 | bus_LV_2534-9_0_8_node_149 | 0.4 | n |  | TRUE
51 | bus_LV_2534-9_0_8_node_37 | 0.4 | n |  | TRUE
52 | bus_LV_2534-9_0_8_node_38 | 0.4 | n |  | TRUE
53 | bus_LV_2534-9_0_8_node_39 | 0.4 | n |  | TRUE
54 | bus_LV_2534-9_0_8_node_40 | 0.4 | n |  | TRUE
55 | bus_LV_2534-9_0_8_node_42 | 0.4 | n |  | TRUE
56 | bus_LV_2534-9_0_8_node_141 | 0.4 | n |  | TRUE
57 | bus_LV_2534-9_0_8_node_142 | 0.4 | n |  | TRUE
58 | bus_LV_2534-9_0_8_node_49 | 0.4 | n |  | TRUE
59 | bus_LV_2534-9_0_8_node_50 | 0.4 | n |  | TRUE
60 | bus_LV_2534-9_0_8_node_51 | 0.4 | n |  | TRUE
61 | bus_LV_2534-9_0_8_node_52 | 0.4 | n |  | TRUE
62 | bus_LV_2534-9_0_8_node_53 | 0.4 | n |  | TRUE
63 | bus_LV_2534-9_0_8_node_68 | 0.4 | n |  | TRUE
64 | bus_LV_2534-9_0_8_node_132 | 0.4 | n |  | TRUE
65 | bus_LV_2534-9_0_8_node_63 | 0.4 | n |  | TRUE
66 | bus_LV_2534-9_0_8_node_131 | 0.4 | n |  | TRUE
67 | bus_LV_2534-9_0_8_node_54 | 0.4 | n |  | TRUE
68 | bus_LV_2534-9_0_8_node_55 | 0.4 | n |  | TRUE
69 | bus_LV_2534-9_0_8_node_57 | 0.4 | n |  | TRUE
70 | bus_LV_2534-9_0_8_node_59 | 0.4 | n |  | TRUE
71 | bus_LV_2534-9_0_8_node_58 | 0.4 | n |  | TRUE
72 | bus_LV_2534-9_0_8_node_64 | 0.4 | n |  | TRUE
73 | bus_LV_2534-9_0_8_node_65 | 0.4 | n |  | TRUE
74 | bus_LV_2534-9_0_8_node_61 | 0.4 | n |  | TRUE
75 | bus_LV_2534-9_0_8_node_66 | 0.4 | n |  | TRUE
76 | bus_LV_2534-9_0_8_node_60 | 0.4 | n |  | TRUE
77 | bus_LV_2534-9_0_8_node_67 | 0.4 | n |  | TRUE
78 | bus_LV_2534-9_0_8_node_87 | 0.4 | n |  | TRUE
79 | bus_LV_2534-9_0_8_node_89 | 0.4 | n |  | TRUE
80 | bus_LV_2534-9_0_8_node_69 | 0.4 | n |  | TRUE
81 | bus_LV_2534-9_0_8_node_70 | 0.4 | n |  | TRUE
82 | bus_LV_2534-9_0_8_node_72 | 0.4 | n |  | TRUE
83 | bus_LV_2534-9_0_8_node_82 | 0.4 | n |  | TRUE
84 | bus_LV_2534-9_0_8_node_84 | 0.4 | n |  | TRUE
85 | bus_LV_2534-9_0_8_node_81 | 0.4 | n |  | TRUE
86 | bus_LV_2534-9_0_8_node_85 | 0.4 | n |  | TRUE
87 | bus_LV_2534-9_0_8_node_83 | 0.4 | n |  | TRUE
88 | bus_LV_2534-9_0_8_node_140 | 0.4 | n |  | TRUE
89 | bus_LV_2534-9_0_8_node_94 | 0.4 | n |  | TRUE
90 | bus_LV_2534-9_0_8_node_75 | 0.4 | n |  | TRUE
91 | bus_LV_2534-9_0_8_node_76 | 0.4 | n |  | TRUE
92 | bus_LV_2534-9_0_8_node_77 | 0.4 | n |  | TRUE
93 | bus_LV_2534-9_0_8_node_78 | 0.4 | n |  | TRUE
94 | bus_LV_2534-9_0_8_node_79 | 0.4 | n |  | TRUE
95 | bus_LV_2534-9_0_8_node_80 | 0.4 | n |  | TRUE
96 | bus_LV_2534-9_0_8_node_126 | 0.4 | n |  | TRUE
97 | bus_LV_2534-9_0_8_node_148 | 0.4 | n |  | TRUE
98 | bus_LV_2534-9_0_8_node_125 | 0.4 | n |  | TRUE
99 | bus_LV_2534-9_0_8_node_144 | 0.4 | n |  | TRUE
100 | bus_LV_2534-9_0_8_node_86 | 0.4 | n |  | TRUE
101 | bus_LV_2534-9_0_8_node_93 | 0.4 | n |  | TRUE
102 | bus_LV_2534-9_0_8_node_90 | 0.4 | n |  | TRUE
103 | bus_LV_2534-9_0_8_node_147 | 0.4 | n |  | TRUE
104 | bus_LV_2534-9_0_8_node_143 | 0.4 | n |  | TRUE
105 | bus_LV_2534-9_0_8_node_134 | 0.4 | n |  | TRUE
106 | bus_LV_2534-9_0_8_node_91 | 0.4 | n |  | TRUE
107 | bus_LV_2534-9_0_8_node_88 | 0.4 | n |  | TRUE
108 | bus_LV_2534-9_0_8_node_120 | 0.4 | n |  | TRUE
109 | bus_LV_2534-9_0_8_node_138 | 0.4 | n |  | TRUE
110 | bus_LV_2534-9_0_8_node_119 | 0.4 | n |  | TRUE
111 | bus_LV_2534-9_0_8_node_137 | 0.4 | n |  | TRUE
112 | bus_LV_2534-9_0_8_node_92 | 0.4 | n |  | TRUE
113 | bus_LV_2534-9_0_8_node_133 | 0.4 | n |  | TRUE
114 | bus_LV_2534-9_0_8_node_95 | 0.4 | n |  | TRUE
115 | bus_LV_2534-9_0_8_node_96 | 0.4 | n |  | TRUE
116 | bus_LV_2534-9_0_8_node_97 | 0.4 | n |  | TRUE
117 | bus_LV_2534-9_0_8_node_98 | 0.4 | n |  | TRUE
118 | bus_LV_2534-9_0_8_node_99 | 0.4 | n |  | TRUE
119 | bus_LV_2534-9_0_8_node_128 | 0.4 | n |  | TRUE
120 | bus_LV_2534-9_0_8_node_135 | 0.4 | n |  | TRUE
121 | bus_LV_2534-9_0_8_node_129 | 0.4 | n |  | TRUE
122 | bus_LV_2534-9_0_8_node_136 | 0.4 | n |  | TRUE
123 | bus_LV_2534-9_0_8_node_100 | 0.4 | n |  | TRUE
124 | bus_LV_2534-9_0_8_node_101 | 0.4 | n |  | TRUE
125 | bus_LV_2534-9_0_8_node_102 | 0.4 | n |  | TRUE
126 | bus_LV_2534-9_0_8_node_103 | 0.4 | n |  | TRUE
127 | bus_LV_2534-9_0_8_node_104 | 0.4 | n |  | TRUE
128 | bus_LV_2534-9_0_8_node_106 | 0.4 | n |  | TRUE
129 | bus_LV_2534-9_0_8_node_105 | 0.4 | n |  | TRUE
130 | bus_LV_2534-9_0_8_node_107 | 0.4 | n |  | TRUE
131 | bus_LV_2534-9_0_8_node_108 | 0.4 | n |  | TRUE
132 | bus_LV_2534-9_0_8_node_117 | 0.4 | n |  | TRUE
133 | bus_LV_2534-9_0_8_node_118 | 0.4 | n |  | TRUE
134 | bus_LV_2534-9_0_8_node_109 | 0.4 | n |  | TRUE
135 | bus_LV_2534-9_0_8_node_110 | 0.4 | n |  | TRUE
136 | bus_LV_2534-9_0_8_node_111 | 0.4 | n |  | TRUE
137 | bus_LV_2534-9_0_8_node_112 | 0.4 | n |  | TRUE
138 | bus_LV_2534-9_0_8_node_113 | 0.4 | n |  | TRUE
139 | bus_LV_2534-9_0_8_node_114 | 0.4 | n |  | TRUE
140 | bus_LV_2534-9_0_8_node_127 | 0.4 | n |  | TRUE
141 | bus_LV_2534-9_0_8_node_130 | 0.4 | n |  | TRUE
142 | bus_LV_2534-9_0_8_node_139 | 0.4 | n |  | TRUE
143 | bus_LV_2534-9_0_8_node_145 | 0.4 | n |  | TRUE
144 | bus_MV_393_0_node_74 | 20 | n |  | TRUE

## load
| name | bus | p_mw | q_mvar | const_z_percent | const_i_percent | sn_mva | scaling | in_service | type
0 | LV_2534-9_0_8_load_0 | 0 | 0.016132 | 0.0040431 | 0 | 0 |  | 1 | TRUE | wye
1 | LV_2534-9_0_8_load_1 | 1 | 0.012768 | 0.0032001 | 0 | 0 |  | 1 | TRUE | wye
2 | LV_2534-9_0_8_load_2 | 2 | 0.0096462 | 0.0024176 | 0 | 0 |  | 1 | TRUE | wye
3 | LV_2534-9_0_8_load_3 | 3 | 0.00064639 | 0.000162 | 0 | 0 |  | 1 | TRUE | wye
4 | LV_2534-9_0_8_load_4 | 4 | 0.00075166 | 0.00018838 | 0 | 0 |  | 1 | TRUE | wye
5 | LV_2534-9_0_8_load_47 | 5 | 0.0015105 | 0.00037858 | 0 | 0 |  | 1 | TRUE | wye
6 | LV_2534-9_0_8_load_48 | 7 | 0.001513 | 0.0003792 | 0 | 0 |  | 1 | TRUE | wye
7 | LV_2534-9_0_8_load_15 | 9 | 0.001974 | 0.00049473 | 0 | 0 |  | 1 | TRUE | wye
8 | LV_2534-9_0_8_load_5 | 10 | 0.0037961 | 0.00095138 | 0 | 0 |  | 1 | TRUE | wye
9 | LV_2534-9_0_8_load_6 | 11 | 0.0095451 | 0.0023922 | 0 | 0 |  | 1 | TRUE | wye
10 | LV_2534-9_0_8_load_7 | 12 | 0.013903 | 0.0034844 | 0 | 0 |  | 1 | TRUE | wye
11 | LV_2534-9_0_8_load_35 | 15 | 0.039932 | 0.010008 | 0 | 0 |  | 1 | TRUE | wye
12 | LV_2534-9_0_8_load_13 | 16 | 0.0044328 | 0.001111 | 0 | 0 |  | 1 | TRUE | wye
13 | LV_2534-9_0_8_load_10 | 17 | 0.0049636 | 0.001244 | 0 | 0 |  | 1 | TRUE | wye
14 | LV_2534-9_0_8_load_121 | 19 | 0.004369 | 0.001095 | 0 | 0 |  | 1 | TRUE | wye
15 | LV_2534-9_0_8_load_122 | 20 | 0.0019838 | 0.00049719 | 0 | 0 |  | 1 | TRUE | wye
16 | LV_2534-9_0_8_load_124 | 21 | 0.0081891 | 0.0020524 | 0 | 0 |  | 1 | TRUE | wye
17 | LV_2534-9_0_8_load_11 | 23 | 0.0059734 | 0.0014971 | 0 | 0 |  | 1 | TRUE | wye
18 | LV_2534-9_0_8_load_12 | 24 | 0.0023011 | 0.00057671 | 0 | 0 |  | 1 | TRUE | wye
19 | LV_2534-9_0_8_load_116 | 25 | 0.002386 | 0.00059799 | 0 | 0 |  | 1 | TRUE | wye
20 | LV_2534-9_0_8_load_115 | 26 | 0.0025776 | 0.00064601 | 0 | 0 |  | 1 | TRUE | wye
21 | LV_2534-9_0_8_load_16 | 29 | 0.00069866 | 0.0001751 | 0 | 0 |  | 1 | TRUE | wye
22 | LV_2534-9_0_8_load_17 | 30 | 0.0012419 | 0.00031124 | 0 | 0 |  | 1 | TRUE | wye
23 | LV_2534-9_0_8_load_43 | 31 | 0.0035955 | 0.00090111 | 0 | 0 |  | 1 | TRUE | wye
24 | LV_2534-9_0_8_load_41 | 32 | 0.0014228 | 0.00035659 | 0 | 0 |  | 1 | TRUE | wye
25 | LV_2534-9_0_8_load_123 | 33 | 0.0020247 | 0.00050744 | 0 | 0 |  | 1 | TRUE | wye
26 | LV_2534-9_0_8_load_20 | 35 | 0.0059462 | 0.0014903 | 0 | 0 |  | 1 | TRUE | wye
27 | LV_2534-9_0_8_load_23 | 37 | 0.0030857 | 0.00077336 | 0 | 0 |  | 1 | TRUE | wye
28 | LV_2534-9_0_8_load_24 | 38 | 0.002355 | 0.00059022 | 0 | 0 |  | 1 | TRUE | wye
29 | LV_2534-9_0_8_load_33 | 39 | 0.0030833 | 0.00077275 | 0 | 0 |  | 1 | TRUE | wye
30 | LV_2534-9_0_8_load_32 | 40 | 0.0066528 | 0.0016674 | 0 | 0 |  | 1 | TRUE | wye
31 | LV_2534-9_0_8_load_25 | 41 | 0.0059309 | 0.0014864 | 0 | 0 |  | 1 | TRUE | wye
32 | LV_2534-9_0_8_load_152 | 44 | 0.0076907 | 0.0019275 | 0 | 0 |  | 1 | TRUE | wye
33 | LV_2534-9_0_8_load_56 | 46 | 0.0037147 | 0.00093099 | 0 | 0 |  | 1 | TRUE | wye
34 | LV_2534-9_0_8_load_153 | 48 | 0.0067826 | 0.0016999 | 0 | 0 |  | 1 | TRUE | wye
35 | LV_2534-9_0_8_load_150 | 49 | 0.0060276 | 0.0015107 | 0 | 0 |  | 1 | TRUE | wye
36 | LV_2534-9_0_8_load_149 | 50 | 0.013224 | 0.0033142 | 0 | 0 |  | 1 | TRUE | wye
37 | LV_2534-9_0_8_load_37 | 51 | 0.0038784 | 0.00097201 | 0 | 0 |  | 1 | TRUE | wye
38 | LV_2534-9_0_8_load_38 | 52 | 0.0026054 | 0.00065299 | 0 | 0 |  | 1 | TRUE | wye
39 | LV_2534-9_0_8_load_40 | 54 | 0.00053931 | 0.00013516 | 0 | 0 |  | 1 | TRUE | wye
40 | LV_2534-9_0_8_load_42 | 55 | 0.0024163 | 0.00060558 | 0 | 0 |  | 1 | TRUE | wye
41 | LV_2534-9_0_8_load_141 | 56 | 0.0028249 | 0.000708 | 0 | 0 |  | 1 | TRUE | wye
42 | LV_2534-9_0_8_load_49 | 58 | 0.0045668 | 0.0011446 | 0 | 0 |  | 1 | TRUE | wye
43 | LV_2534-9_0_8_load_50 | 59 | 0.002944 | 0.00073783 | 0 | 0 |  | 1 | TRUE | wye
44 | LV_2534-9_0_8_load_51 | 60 | 0.0017028 | 0.00042676 | 0 | 0 |  | 1 | TRUE | wye
45 | LV_2534-9_0_8_load_52 | 61 | 0.0015348 | 0.00038465 | 0 | 0 |  | 1 | TRUE | wye
46 | LV_2534-9_0_8_load_53 | 62 | 0.0013429 | 0.00033657 | 0 | 0 |  | 1 | TRUE | wye
47 | LV_2534-9_0_8_load_68 | 63 | 0.0010905 | 0.00027331 | 0 | 0 |  | 1 | TRUE | wye
48 | LV_2534-9_0_8_load_132 | 64 | 0.0029222 | 0.00073236 | 0 | 0 |  | 1 | TRUE | wye
49 | LV_2534-9_0_8_load_131 | 66 | 0.0031507 | 0.00078965 | 0 | 0 |  | 1 | TRUE | wye
50 | LV_2534-9_0_8_load_54 | 67 | 0.0093132 | 0.0023341 | 0 | 0 |  | 1 | TRUE | wye
51 | LV_2534-9_0_8_load_55 | 68 | 0.0055585 | 0.0013931 | 0 | 0 |  | 1 | TRUE | wye
52 | LV_2534-9_0_8_load_58 | 71 | 0.0076567 | 0.001919 | 0 | 0 |  | 1 | TRUE | wye
53 | LV_2534-9_0_8_load_64 | 72 | 0.0016204 | 0.0004061 | 0 | 0 |  | 1 | TRUE | wye
54 | LV_2534-9_0_8_load_65 | 73 | 0.0015268 | 0.00038264 | 0 | 0 |  | 1 | TRUE | wye
55 | LV_2534-9_0_8_load_66 | 75 | 0.00057182 | 0.00014331 | 0 | 0 |  | 1 | TRUE | wye
56 | LV_2534-9_0_8_load_60 | 76 | 0.0086175 | 0.0021597 | 0 | 0 |  | 1 | TRUE | wye
57 | LV_2534-9_0_8_load_67 | 77 | 0.001281 | 0.00032105 | 0 | 0 |  | 1 | TRUE | wye
58 | LV_2534-9_0_8_load_89 | 79 | 0.0013727 | 0.00034403 | 0 | 0 |  | 1 | TRUE | wye
59 | LV_2534-9_0_8_load_69 | 80 | 0.0047045 | 0.0011791 | 0 | 0 |  | 1 | TRUE | wye
60 | LV_2534-9_0_8_load_70 | 81 | 0.0015122 | 0.00037899 | 0 | 0 |  | 1 | TRUE | wye
61 | LV_2534-9_0_8_load_72 | 82 | 0.0034513 | 0.00086498 | 0 | 0 |  | 1 | TRUE | wye
62 | LV_2534-9_0_8_load_84 | 84 | 0.025789 | 0.0064634 | 0 | 0 |  | 1 | TRUE | wye
63 | LV_2534-9_0_8_load_81 | 85 | 0.02703 | 0.0067744 | 0 | 0 |  | 1 | TRUE | wye
64 | LV_2534-9_0_8_load_85 | 86 | 0.032994 | 0.008269 | 0 | 0 |  | 1 | TRUE | wye
65 | LV_2534-9_0_8_load_140 | 88 | 0.0019262 | 0.00048275 | 0 | 0 |  | 1 | TRUE | wye
66 | LV_2534-9_0_8_load_94 | 89 | 0.0019148 | 0.0004799 | 0 | 0 |  | 1 | TRUE | wye
67 | LV_2534-9_0_8_load_75 | 90 | 0.0033641 | 0.00084313 | 0 | 0 |  | 1 | TRUE | wye
68 | LV_2534-9_0_8_load_76 | 91 | 0.0087347 | 0.0021891 | 0 | 0 |  | 1 | TRUE | wye
69 | LV_2534-9_0_8_load_79 | 94 | 0.0056086 | 0.0014057 | 0 | 0 |  | 1 | TRUE | wye
70 | LV_2534-9_0_8_load_126 | 96 | 0.0027745 | 0.00069536 | 0 | 0 |  | 1 | TRUE | wye
71 | LV_2534-9_0_8_load_148 | 97 | 0.015713 | 0.0039381 | 0 | 0 |  | 1 | TRUE | wye
72 | LV_2534-9_0_8_load_125 | 98 | 0.0049714 | 0.0012459 | 0 | 0 |  | 1 | TRUE | wye
73 | LV_2534-9_0_8_load_144 | 99 | 0.0078488 | 0.0019671 | 0 | 0 |  | 1 | TRUE | wye
74 | LV_2534-9_0_8_load_93 | 101 | 0.0030372 | 0.0007612 | 0 | 0 |  | 1 | TRUE | wye
75 | LV_2534-9_0_8_load_90 | 102 | 0.0065611 | 0.0016444 | 0 | 0 |  | 1 | TRUE | wye
76 | LV_2534-9_0_8_load_147 | 103 | 0.010929 | 0.0027391 | 0 | 0 |  | 1 | TRUE | wye
77 | LV_2534-9_0_8_load_134 | 105 | 0.0033244 | 0.00083316 | 0 | 0 |  | 1 | TRUE | wye
78 | LV_2534-9_0_8_load_91 | 106 | 0.0027988 | 0.00070145 | 0 | 0 |  | 1 | TRUE | wye
79 | LV_2534-9_0_8_load_88 | 107 | 0.0032334 | 0.00081037 | 0 | 0 |  | 1 | TRUE | wye
80 | LV_2534-9_0_8_load_120 | 108 | 0.0052673 | 0.0013201 | 0 | 0 |  | 1 | TRUE | wye
81 | LV_2534-9_0_8_load_138 | 109 | 0.0021862 | 0.00054792 | 0 | 0 |  | 1 | TRUE | wye
82 | LV_2534-9_0_8_load_119 | 110 | 0.0024373 | 0.00061084 | 0 | 0 |  | 1 | TRUE | wye
83 | LV_2534-9_0_8_load_137 | 111 | 0.0015607 | 0.00039115 | 0 | 0 |  | 1 | TRUE | wye
84 | LV_2534-9_0_8_load_92 | 112 | 0.0028859 | 0.00072329 | 0 | 0 |  | 1 | TRUE | wye
85 | LV_2534-9_0_8_load_133 | 113 | 0.0027081 | 0.00067872 | 0 | 0 |  | 1 | TRUE | wye
86 | LV_2534-9_0_8_load_95 | 114 | 0.0021222 | 0.00053188 | 0 | 0 |  | 1 | TRUE | wye
87 | LV_2534-9_0_8_load_96 | 115 | 0.0018768 | 0.00047036 | 0 | 0 |  | 1 | TRUE | wye
88 | LV_2534-9_0_8_load_98 | 117 | 0.0022652 | 0.0005677 | 0 | 0 |  | 1 | TRUE | wye
89 | LV_2534-9_0_8_load_99 | 118 | 0.0017935 | 0.00044949 | 0 | 0 |  | 1 | TRUE | wye
90 | LV_2534-9_0_8_load_128 | 119 | 0.0050305 | 0.0012608 | 0 | 0 |  | 1 | TRUE | wye
91 | LV_2534-9_0_8_load_136 | 122 | 0.001867 | 0.00046791 | 0 | 0 |  | 1 | TRUE | wye
92 | LV_2534-9_0_8_load_100 | 123 | 0.004942 | 0.0012386 | 0 | 0 |  | 1 | TRUE | wye
93 | LV_2534-9_0_8_load_101 | 124 | 0.002674 | 0.00067018 | 0 | 0 |  | 1 | TRUE | wye
94 | LV_2534-9_0_8_load_102 | 125 | 0.001397 | 0.00035013 | 0 | 0 |  | 1 | TRUE | wye
95 | LV_2534-9_0_8_load_103 | 126 | 0.0026671 | 0.00066843 | 0 | 0 |  | 1 | TRUE | wye
96 | LV_2534-9_0_8_load_104 | 127 | 0.0027628 | 0.00069243 | 0 | 0 |  | 1 | TRUE | wye
97 | LV_2534-9_0_8_load_106 | 128 | 0.0022663 | 0.00056799 | 0 | 0 |  | 1 | TRUE | wye
98 | LV_2534-9_0_8_load_105 | 129 | 0.0072705 | 0.0018222 | 0 | 0 |  | 1 | TRUE | wye
99 | LV_2534-9_0_8_load_107 | 130 | 0.0033226 | 0.00083273 | 0 | 0 |  | 1 | TRUE | wye
100 | LV_2534-9_0_8_load_108 | 131 | 0.0031469 | 0.00078869 | 0 | 0 |  | 1 | TRUE | wye
101 | LV_2534-9_0_8_load_117 | 132 | 0.0023526 | 0.00058962 | 0 | 0 |  | 1 | TRUE | wye
102 | LV_2534-9_0_8_load_118 | 133 | 0.0030635 | 0.00076777 | 0 | 0 |  | 1 | TRUE | wye
103 | LV_2534-9_0_8_load_109 | 134 | 0.0030483 | 0.00076399 | 0 | 0 |  | 1 | TRUE | wye
104 | LV_2534-9_0_8_load_110 | 135 | 0.0051652 | 0.0012945 | 0 | 0 |  | 1 | TRUE | wye
105 | LV_2534-9_0_8_load_112 | 137 | 0.0040557 | 0.0010165 | 0 | 0 |  | 1 | TRUE | wye
106 | LV_2534-9_0_8_load_113 | 138 | 0.0027736 | 0.00069514 | 0 | 0 |  | 1 | TRUE | wye
107 | LV_2534-9_0_8_load_114 | 139 | 0.0029729 | 0.00074507 | 0 | 0 |  | 1 | TRUE | wye
108 | LV_2534-9_0_8_load_127 | 140 | 0.0051654 | 0.0012946 | 0 | 0 |  | 1 | TRUE | wye
109 | LV_2534-9_0_8_load_130 | 141 | 0.0047431 | 0.0011887 | 0 | 0 |  | 1 | TRUE | wye
110 | LV_2534-9_0_8_load_139 | 142 | 0.001996 | 0.00050025 | 0 | 0 |  | 1 | TRUE | wye
111 | LV_2534-9_0_8_load_145 | 143 | 0.0085444 | 0.0021414 | 0 | 0 |  | 1 | TRUE | wye

## ext_grid
| name | bus | vm_pu | va_degree | slack_weight | in_service
0 |  | 135 | 1 | 0 | 1 | TRUE

## line
| name | std_type | from_bus | to_bus | length_km | r_ohm_per_km | x_ohm_per_km | c_nf_per_km | g_us_per_km | max_i_ka | df | parallel | type | in_service
0 | LV_2534-9_0_8_line_0 |  | 0 | 1 | 0.015808 | 0.125 | 0.08 | 261 | 0 | 0.364 | 1 | 1 | cs | TRUE
1 | LV_2534-9_0_8_line_1 |  | 0 | 2 | 0.017754 | 0.125 | 0.08 | 261 | 0 | 0.364 | 1 | 1 | cs | TRUE
2 | LV_2534-9_0_8_line_2 |  | 1 | 3 | 0.0023318 | 0.125 | 0.08 | 261 | 0 | 0.364 | 1 | 1 | cs | TRUE
3 | LV_2534-9_0_8_line_3 |  | 2 | 4 | 0.0022828 | 0.125 | 0.08 | 261 | 0 | 0.364 | 1 | 1 | cs | TRUE
4 | LV_2534-9_0_8_line_4 |  | 3 | 5 | 0.024109 | 0.125 | 0.08 | 261 | 0 | 0.364 | 1 | 1 | cs | TRUE
5 | LV_2534-9_0_8_line_5 |  | 4 | 6 | 0.01474 | 0.125 | 0.08 | 261 | 0 | 0.364 | 1 | 1 | cs | TRUE
6 | LV_2534-9_0_8_line_6 |  | 5 | 7 | 0.0042839 | 0.125 | 0.08 | 261 | 0 | 0.364 | 1 | 1 | cs | TRUE
7 | LV_2534-9_0_8_line_7 |  | 6 | 8 | 0.060507 | 0.125 | 0.08 | 261 | 0 | 0.364 | 1 | 1 | cs | TRUE
8 | LV_2534-9_0_8_line_8 |  | 6 | 9 | 0.013568 | 0.125 | 0.08 | 261 | 0 | 0.364 | 1 | 1 | cs | TRUE
9 | LV_2534-9_0_8_line_9 |  | 8 | 21 | 0.013307 | 0.125 | 0.08 | 261 | 0 | 0.364 | 1 | 1 | cs | TRUE
10 | LV_2534-9_0_8_line_10 |  | 9 | 29 | 0.0042646 | 0.125 | 0.08 | 261 | 0 | 0.364 | 1 | 1 | cs | TRUE
11 | LV_2534-9_0_8_line_11 |  | 10 | 11 | 0.019225 | 0.125 | 0.08 | 261 | 0 | 0.364 | 1 | 4 | cs | TRUE
12 | LV_2534-9_0_8_line_12 |  | 10 | 12 | 0.020076 | 0.125 | 0.08 | 261 | 0 | 0.364 | 1 | 2 | cs | TRUE
13 | LV_2534-9_0_8_line_13 |  | 11 | 13 | 0.023888 | 0.125 | 0.08 | 261 | 0 | 0.364 | 1 | 4 | cs | TRUE
14 | LV_2534-9_0_8_line_14 |  | 12 | 14 | 0.010219 | 0.125 | 0.08 | 261 | 0 | 0.364 | 1 | 1 | cs | TRUE
15 | LV_2534-9_0_8_line_15 |  | 13 | 15 | 0.0054125 | 0.125 | 0.08 | 261 | 0 | 0.364 | 1 | 4 | cs | TRUE
16 | LV_2534-9_0_8_line_16 |  | 14 | 16 | 0.044112 | 0.125 | 0.08 | 261 | 0 | 0.364 | 1 | 1 | cs | TRUE
17 | LV_2534-9_0_8_line_17 |  | 14 | 17 | 0.01822 | 0.125 | 0.08 | 261 | 0 | 0.364 | 1 | 1 | cs | TRUE
18 | LV_2534-9_0_8_line_18 |  | 15 | 18 | 0.02018 | 0.125 | 0.08 | 261 | 0 | 0.364 | 1 | 4 | cs | TRUE
19 | LV_2534-9_0_8_line_19 |  | 16 | 22 | 0.0097995 | 0.125 | 0.08 | 261 | 0 | 0.364 | 1 | 1 | cs | TRUE
20 | LV_2534-9_0_8_line_20 |  | 17 | 23 | 0.0035532 | 0.125 | 0.08 | 261 | 0 | 0.364 | 1 | 1 | cs | TRUE
21 | LV_2534-9_0_8_line_21 |  | 18 | 19 | 0.011782 | 0.125 | 0.08 | 261 | 0 | 0.364 | 1 | 1 | cs | TRUE
22 | LV_2534-9_0_8_line_22 |  | 18 | 20 | 0.02073 | 0.125 | 0.08 | 261 | 0 | 0.364 | 1 | 4 | cs | TRUE
23 | LV_2534-9_0_8_line_23 |  | 20 | 33 | 0.0072132 | 0.125 | 0.08 | 261 | 0 | 0.364 | 1 | 4 | cs | TRUE
24 | LV_2534-9_0_8_line_24 |  | 21 | 34 | 0.0072693 | 0.125 | 0.08 | 261 | 0 | 0.364 | 1 | 1 | cs | TRUE
25 | LV_2534-9_0_8_line_25 |  | 22 | 27 | 0.01309 | 0.125 | 0.08 | 261 | 0 | 0.364 | 1 | 1 | cs | TRUE
26 | LV_2534-9_0_8_line_26 |  | 22 | 28 | 0.014295 | 0.125 | 0.08 | 261 | 0 | 0.364 | 1 | 1 | cs | TRUE
27 | LV_2534-9_0_8_line_27 |  | 23 | 24 | 0.016993 | 0.125 | 0.08 | 261 | 0 | 0.364 | 1 | 1 | cs | TRUE
28 | LV_2534-9_0_8_line_28 |  | 24 | 25 | 0.0016509 | 0.125 | 0.08 | 261 | 0 | 0.364 | 1 | 1 | cs | TRUE
29 | LV_2534-9_0_8_line_29 |  | 25 | 26 | 0.0018221 | 0.125 | 0.08 | 261 | 0 | 0.364 | 1 | 1 | cs | TRUE
30 | LV_2534-9_0_8_line_30 |  | 26 | 127 | 0.0037919 | 0.125 | 0.08 | 261 | 0 | 0.364 | 1 | 1 | cs | TRUE
31 | LV_2534-9_0_8_line_31 |  | 27 | 38 | 0.015259 | 0.125 | 0.08 | 261 | 0 | 0.364 | 1 | 1 | cs | TRUE
32 | LV_2534-9_0_8_line_32 |  | 28 | 44 | 0.005656 | 0.125 | 0.08 | 261 | 0 | 0.364 | 1 | 1 | cs | TRUE
33 | LV_2534-9_0_8_line_33 |  | 29 | 30 | 0.01642 | 0.125 | 0.08 | 261 | 0 | 0.364 | 1 | 1 | cs | TRUE
34 | LV_2534-9_0_8_line_34 |  | 30 | 31 | 0.010617 | 0.125 | 0.08 | 261 | 0 | 0.364 | 1 | 1 | cs | TRUE
35 | LV_2534-9_0_8_line_35 |  | 31 | 32 | 0.0095074 | 0.125 | 0.08 | 261 | 0 | 0.364 | 1 | 1 | cs | TRUE
36 | LV_2534-9_0_8_line_36 |  | 32 | 53 | 0.01151 | 0.125 | 0.08 | 261 | 0 | 0.364 | 1 | 1 | cs | TRUE
37 | LV_2534-9_0_8_line_37 |  | 33 | 139 | 0.012843 | 0.125 | 0.08 | 261 | 0 | 0.364 | 1 | 4 | cs | TRUE
38 | LV_2534-9_0_8_line_38 |  | 34 | 99 | 0.011982 | 0.125 | 0.08 | 261 | 0 | 0.364 | 1 | 4 | cs | TRUE
39 | LV_2534-9_0_8_line_39 |  | 34 | 94 | 0.020481 | 0.125 | 0.08 | 261 | 0 | 0.364 | 1 | 4 | cs | TRUE
40 | LV_2534-9_0_8_line_40 |  | 35 | 36 | 0.016174 | 0.125 | 0.08 | 261 | 0 | 0.364 | 1 | 1 | cs | TRUE
41 | LV_2534-9_0_8_line_41 |  | 36 | 37 | 0.016843 | 0.125 | 0.08 | 261 | 0 | 0.364 | 1 | 1 | cs | TRUE
42 | LV_2534-9_0_8_line_42 |  | 36 | 38 | 0.042432 | 0.125 | 0.08 | 261 | 0 | 0.364 | 1 | 1 | cs | TRUE
43 | LV_2534-9_0_8_line_43 |  | 37 | 39 | 0.017594 | 0.125 | 0.08 | 261 | 0 | 0.364 | 1 | 1 | cs | TRUE
44 | LV_2534-9_0_8_line_44 |  | 39 | 40 | 0.012933 | 0.125 | 0.08 | 261 | 0 | 0.364 | 1 | 1 | cs | TRUE
45 | LV_2534-9_0_8_line_45 |  | 41 | 42 | 0.021499 | 0.125 | 0.08 | 261 | 0 | 0.364 | 1 | 1 | cs | TRUE
46 | LV_2534-9_0_8_line_46 |  | 42 | 43 | 0.031616 | 0.125 | 0.08 | 261 | 0 | 0.364 | 1 | 1 | cs | TRUE
47 | LV_2534-9_0_8_line_47 |  | 43 | 48 | 0.012244 | 0.125 | 0.08 | 261 | 0 | 0.364 | 1 | 1 | cs | TRUE
48 | LV_2534-9_0_8_line_48 |  | 44 | 49 | 0.015737 | 0.125 | 0.08 | 261 | 0 | 0.364 | 1 | 1 | cs | TRUE
49 | LV_2534-9_0_8_line_49 |  | 45 | 46 | 0.01327 | 0.125 | 0.08 | 261 | 0 | 0.364 | 1 | 1 | cs | TRUE
50 | LV_2534-9_0_8_line_50 |  | 45 | 47 | 0.019819 | 0.125 | 0.08 | 261 | 0 | 0.364 | 1 | 1 | cs | TRUE
51 | LV_2534-9_0_8_line_51 |  | 47 | 48 | 0.014008 | 0.125 | 0.08 | 261 | 0 | 0.364 | 1 | 1 | cs | TRUE
52 | LV_2534-9_0_8_line_52 |  | 47 | 50 | 0.020504 | 0.125 | 0.08 | 261 | 0 | 0.364 | 1 | 1 | cs | TRUE
53 | LV_2534-9_0_8_line_53 |  | 49 | 50 | 0.041724 | 0.125 | 0.08 | 261 | 0 | 0.364 | 1 | 1 | cs | TRUE
54 | LV_2534-9_0_8_line_54 |  | 51 | 52 | 0.005849 | 0.125 | 0.08 | 261 | 0 | 0.364 | 1 | 1 | cs | TRUE
55 | LV_2534-9_0_8_line_55 |  | 51 | 53 | 0.046478 | 0.125 | 0.08 | 261 | 0 | 0.364 | 1 | 1 | cs | TRUE
56 | LV_2534-9_0_8_line_56 |  | 52 | 54 | 0.024351 | 0.125 | 0.08 | 261 | 0 | 0.364 | 1 | 1 | cs | TRUE
57 | LV_2534-9_0_8_line_57 |  | 53 | 55 | 0.015764 | 0.125 | 0.08 | 261 | 0 | 0.364 | 1 | 1 | cs | TRUE
58 | LV_2534-9_0_8_line_58 |  | 56 | 57 | 0.011471 | 0.125 | 0.08 | 261 | 0 | 0.364 | 1 | 1 | cs | TRUE
59 | LV_2534-9_0_8_line_59 |  | 57 | 104 | 0.007643 | 0.125 | 0.08 | 261 | 0 | 0.364 | 1 | 1 | cs | TRUE
60 | LV_2534-9_0_8_line_60 |  | 58 | 59 | 0.030266 | 0.125 | 0.08 | 261 | 0 | 0.364 | 1 | 1 | cs | TRUE
61 | LV_2534-9_0_8_line_61 |  | 58 | 60 | 0.046556 | 0.125 | 0.08 | 261 | 0 | 0.364 | 1 | 1 | cs | TRUE
62 | LV_2534-9_0_8_line_62 |  | 59 | 61 | 0.013043 | 0.125 | 0.08 | 261 | 0 | 0.364 | 1 | 1 | cs | TRUE
63 | LV_2534-9_0_8_line_63 |  | 60 | 62 | 0.023519 | 0.125 | 0.08 | 261 | 0 | 0.364 | 1 | 1 | cs | TRUE
64 | LV_2534-9_0_8_line_64 |  | 61 | 63 | 0.024767 | 0.125 | 0.08 | 261 | 0 | 0.364 | 1 | 1 | cs | TRUE
65 | LV_2534-9_0_8_line_65 |  | 62 | 64 | 0.025044 | 0.125 | 0.08 | 261 | 0 | 0.364 | 1 | 1 | cs | TRUE
66 | LV_2534-9_0_8_line_66 |  | 63 | 65 | 0.052376 | 0.125 | 0.08 | 261 | 0 | 0.364 | 1 | 1 | cs | TRUE
67 | LV_2534-9_0_8_line_67 |  | 64 | 66 | 0.0262 | 0.125 | 0.08 | 261 | 0 | 0.364 | 1 | 1 | cs | TRUE
68 | LV_2534-9_0_8_line_68 |  | 65 | 74 | 0.049632 | 0.125 | 0.08 | 261 | 0 | 0.364 | 1 | 1 | cs | TRUE
69 | LV_2534-9_0_8_line_69 |  | 66 | 82 | 0.021368 | 0.125 | 0.08 | 261 | 0 | 0.364 | 1 | 1 | cs | TRUE
70 | LV_2534-9_0_8_line_70 |  | 67 | 68 | 0.044617 | 0.125 | 0.08 | 261 | 0 | 0.364 | 1 | 1 | cs | TRUE
71 | LV_2534-9_0_8_line_71 |  | 68 | 69 | 0.025028 | 0.125 | 0.08 | 261 | 0 | 0.364 | 1 | 1 | cs | TRUE
72 | LV_2534-9_0_8_line_72 |  | 69 | 70 | 0.014679 | 0.125 | 0.08 | 261 | 0 | 0.364 | 1 | 1 | cs | TRUE
73 | LV_2534-9_0_8_line_73 |  | 69 | 71 | 0.027929 | 0.125 | 0.08 | 261 | 0 | 0.364 | 1 | 1 | cs | TRUE
74 | LV_2534-9_0_8_line_74 |  | 70 | 72 | 0.0054853 | 0.125 | 0.08 | 261 | 0 | 0.364 | 1 | 1 | cs | TRUE
75 | LV_2534-9_0_8_line_75 |  | 70 | 73 | 0.040966 | 0.125 | 0.08 | 261 | 0 | 0.364 | 1 | 1 | cs | TRUE
76 | LV_2534-9_0_8_line_76 |  | 72 | 74 | 0.022432 | 0.125 | 0.08 | 261 | 0 | 0.364 | 1 | 1 | cs | TRUE
77 | LV_2534-9_0_8_line_77 |  | 73 | 75 | 0.030678 | 0.125 | 0.08 | 261 | 0 | 0.364 | 1 | 1 | cs | TRUE
78 | LV_2534-9_0_8_line_78 |  | 74 | 76 | 0.025711 | 0.125 | 0.08 | 261 | 0 | 0.364 | 1 | 1 | cs | TRUE
79 | LV_2534-9_0_8_line_79 |  | 75 | 77 | 0.0013122 | 0.125 | 0.08 | 261 | 0 | 0.364 | 1 | 1 | cs | TRUE
80 | LV_2534-9_0_8_line_80 |  | 77 | 78 | 0.012129 | 0.125 | 0.08 | 261 | 0 | 0.364 | 1 | 1 | cs | TRUE
81 | LV_2534-9_0_8_line_81 |  | 78 | 79 | 0.012501 | 0.125 | 0.08 | 261 | 0 | 0.364 | 1 | 1 | cs | TRUE
82 | LV_2534-9_0_8_line_82 |  | 79 | 109 | 0.004543 | 0.125 | 0.08 | 261 | 0 | 0.364 | 1 | 1 | cs | TRUE
83 | LV_2534-9_0_8_line_83 |  | 80 | 81 | 0.01952 | 0.125 | 0.08 | 261 | 0 | 0.364 | 1 | 1 | cs | TRUE
84 | LV_2534-9_0_8_line_84 |  | 81 | 82 | 0.032236 | 0.125 | 0.08 | 261 | 0 | 0.364 | 1 | 1 | cs | TRUE
85 | LV_2534-9_0_8_line_85 |  | 83 | 84 | 0.007603 | 0.125 | 0.08 | 261 | 0 | 0.364 | 1 | 1 | cs | TRUE
86 | LV_2534-9_0_8_line_86 |  | 83 | 85 | 0.051692 | 0.125 | 0.08 | 261 | 0 | 0.364 | 1 | 1 | cs | TRUE
87 | LV_2534-9_0_8_line_87 |  | 84 | 103 | 0.027369 | 0.125 | 0.08 | 261 | 0 | 0.364 | 1 | 2 | cs | TRUE
88 | LV_2534-9_0_8_line_88 |  | 85 | 87 | 0.028236 | 0.125 | 0.08 | 261 | 0 | 0.364 | 1 | 1 | cs | TRUE
89 | LV_2534-9_0_8_line_89 |  | 86 | 87 | 0.011389 | 0.125 | 0.08 | 261 | 0 | 0.364 | 1 | 1 | cs | TRUE
90 | LV_2534-9_0_8_line_90 |  | 88 | 89 | 0.0012347 | 0.125 | 0.08 | 261 | 0 | 0.364 | 1 | 1 | cs | TRUE
91 | LV_2534-9_0_8_line_91 |  | 89 | 100 | 0.043988 | 0.125 | 0.08 | 261 | 0 | 0.364 | 1 | 1 | cs | TRUE
92 | LV_2534-9_0_8_line_92 |  | 90 | 91 | 0.0091774 | 0.125 | 0.08 | 261 | 0 | 0.364 | 1 | 4 | cs | TRUE
93 | LV_2534-9_0_8_line_93 |  | 90 | 92 | 0.011448 | 0.125 | 0.08 | 261 | 0 | 0.364 | 1 | 4 | cs | TRUE
94 | LV_2534-9_0_8_line_94 |  | 91 | 93 | 0.010912 | 0.125 | 0.08 | 261 | 0 | 0.364 | 1 | 4 | cs | TRUE
95 | LV_2534-9_0_8_line_95 |  | 92 | 94 | 0.0075594 | 0.125 | 0.08 | 261 | 0 | 0.364 | 1 | 4 | cs | TRUE
96 | LV_2534-9_0_8_line_96 |  | 93 | 95 | 0.003987 | 0.125 | 0.08 | 261 | 0 | 0.364 | 1 | 1 | cs | TRUE
97 | LV_2534-9_0_8_line_97 |  | 93 | 96 | 0.0069504 | 0.125 | 0.08 | 261 | 0 | 0.364 | 1 | 4 | cs | TRUE
98 | LV_2534-9_0_8_line_98 |  | 95 | 97 | 0.01723 | 0.125 | 0.08 | 261 | 0 | 0.364 | 1 | 1 | cs | TRUE
99 | LV_2534-9_0_8_line_99 |  | 96 | 98 | 0.019143 | 0.125 | 0.08 | 261 | 0 | 0.364 | 1 | 4 | cs | TRUE
100 | LV_2534-9_0_8_line_100 |  | 98 | 112 | 0.018696 | 0.125 | 0.08 | 261 | 0 | 0.364 | 1 | 4 | cs | TRUE
101 | LV_2534-9_0_8_line_101 |  | 99 | 143 | 0.012741 | 0.125 | 0.08 | 261 | 0 | 0.364 | 1 | 4 | cs | TRUE
102 | LV_2534-9_0_8_line_102 |  | 100 | 101 | 0.0097614 | 0.125 | 0.08 | 261 | 0 | 0.364 | 1 | 4 | cs | TRUE
103 | LV_2534-9_0_8_line_103 |  | 100 | 102 | 0.036235 | 0.125 | 0.08 | 261 | 0 | 0.364 | 1 | 4 | cs | TRUE
104 | LV_2534-9_0_8_line_104 |  | 101 | 105 | 0.011247 | 0.125 | 0.08 | 261 | 0 | 0.364 | 1 | 4 | cs | TRUE
105 | LV_2534-9_0_8_line_105 |  | 102 | 106 | 0.02429 | 0.125 | 0.08 | 261 | 0 | 0.364 | 1 | 4 | cs | TRUE
106 | LV_2534-9_0_8_line_106 |  | 103 | 104 | 0.017542 | 0.125 | 0.08 | 261 | 0 | 0.364 | 1 | 4 | cs | TRUE
107 | LV_2534-9_0_8_line_107 |  | 104 | 143 | 0.012406 | 0.125 | 0.08 | 261 | 0 | 0.364 | 1 | 4 | cs | TRUE
108 | LV_2534-9_0_8_line_108 |  | 105 | 113 | 0.021513 | 0.125 | 0.08 | 261 | 0 | 0.364 | 1 | 4 | cs | TRUE
109 | LV_2534-9_0_8_line_109 |  | 106 | 112 | 0.017171 | 0.125 | 0.08 | 261 | 0 | 0.364 | 1 | 4 | cs | TRUE
110 | LV_2534-9_0_8_line_110 |  | 107 | 108 | 0.0010038 | 0.125 | 0.08 | 261 | 0 | 0.364 | 1 | 1 | cs | TRUE
111 | LV_2534-9_0_8_line_111 |  | 108 | 110 | 0.017106 | 0.125 | 0.08 | 261 | 0 | 0.364 | 1 | 1 | cs | TRUE
112 | LV_2534-9_0_8_line_112 |  | 109 | 111 | 0.015482 | 0.125 | 0.08 | 261 | 0 | 0.364 | 1 | 1 | cs | TRUE
113 | LV_2534-9_0_8_line_113 |  | 110 | 133 | 0.0088803 | 0.125 | 0.08 | 261 | 0 | 0.364 | 1 | 1 | cs | TRUE
114 | LV_2534-9_0_8_line_114 |  | 111 | 142 | 0.0039836 | 0.125 | 0.08 | 261 | 0 | 0.364 | 1 | 1 | cs | TRUE
115 | LV_2534-9_0_8_line_115 |  | 113 | 120 | 0.0060889 | 0.125 | 0.08 | 261 | 0 | 0.364 | 1 | 4 | cs | TRUE
116 | LV_2534-9_0_8_line_116 |  | 114 | 115 | 0.014107 | 0.125 | 0.08 | 261 | 0 | 0.364 | 1 | 1 | cs | TRUE
117 | LV_2534-9_0_8_line_117 |  | 114 | 116 | 0.011162 | 0.125 | 0.08 | 261 | 0 | 0.364 | 1 | 1 | cs | TRUE
118 | LV_2534-9_0_8_line_118 |  | 116 | 117 | 0.035698 | 0.125 | 0.08 | 261 | 0 | 0.364 | 1 | 4 | cs | TRUE
119 | LV_2534-9_0_8_line_119 |  | 116 | 118 | 0.014922 | 0.125 | 0.08 | 261 | 0 | 0.364 | 1 | 4 | cs | TRUE
120 | LV_2534-9_0_8_line_120 |  | 117 | 119 | 0.0078531 | 0.125 | 0.08 | 261 | 0 | 0.364 | 1 | 4 | cs | TRUE
121 | LV_2534-9_0_8_line_121 |  | 118 | 120 | 0.012983 | 0.125 | 0.08 | 261 | 0 | 0.364 | 1 | 4 | cs | TRUE
122 | LV_2534-9_0_8_line_122 |  | 119 | 121 | 0.012221 | 0.125 | 0.08 | 261 | 0 | 0.364 | 1 | 4 | cs | TRUE
123 | LV_2534-9_0_8_line_123 |  | 120 | 122 | 0.013333 | 0.125 | 0.08 | 261 | 0 | 0.364 | 1 | 1 | cs | TRUE
124 | LV_2534-9_0_8_line_124 |  | 121 | 141 | 0.028437 | 0.125 | 0.08 | 261 | 0 | 0.364 | 1 | 1 | cs | TRUE
125 | LV_2534-9_0_8_line_125 |  | 121 | 140 | 0.012321 | 0.125 | 0.08 | 261 | 0 | 0.364 | 1 | 4 | cs | TRUE
126 | LV_2534-9_0_8_line_126 |  | 122 | 142 | 0.019634 | 0.125 | 0.08 | 261 | 0 | 0.364 | 1 | 1 | cs | TRUE
127 | LV_2534-9_0_8_line_127 |  | 123 | 124 | 0.0016503 | 0.125 | 0.08 | 261 | 0 | 0.364 | 1 | 1 | cs | TRUE
128 | LV_2534-9_0_8_line_128 |  | 123 | 125 | 0.020331 | 0.125 | 0.08 | 261 | 0 | 0.364 | 1 | 1 | cs | TRUE
129 | LV_2534-9_0_8_line_129 |  | 124 | 126 | 0.0016628 | 0.125 | 0.08 | 261 | 0 | 0.364 | 1 | 1 | cs | TRUE
130 | LV_2534-9_0_8_line_130 |  | 125 | 127 | 0.010339 | 0.125 | 0.08 | 261 | 0 | 0.364 | 1 | 1 | cs | TRUE
131 | LV_2534-9_0_8_line_131 |  | 126 | 128 | 0.012827 | 0.125 | 0.08 | 261 | 0 | 0.364 | 1 | 1 | cs | TRUE
132 | LV_2534-9_0_8_line_132 |  | 128 | 129 | 0.0098734 | 0.125 | 0.08 | 261 | 0 | 0.364 | 1 | 1 | cs | TRUE
133 | LV_2534-9_0_8_line_133 |  | 129 | 130 | 0.018733 | 0.125 | 0.08 | 261 | 0 | 0.364 | 1 | 1 | cs | TRUE
134 | LV_2534-9_0_8_line_134 |  | 130 | 131 | 0.0082066 | 0.125 | 0.08 | 261 | 0 | 0.364 | 1 | 1 | cs | TRUE
135 | LV_2534-9_0_8_line_135 |  | 131 | 132 | 0.0086219 | 0.125 | 0.08 | 261 | 0 | 0.364 | 1 | 1 | cs | TRUE
136 | LV_2534-9_0_8_line_136 |  | 132 | 133 | 0.0010249 | 0.125 | 0.08 | 261 | 0 | 0.364 | 1 | 1 | cs | TRUE
137 | LV_2534-9_0_8_line_137 |  | 134 | 135 | 0.00095527 | 0.125 | 0.08 | 261 | 0 | 0.364 | 1 | 4 | cs | TRUE
138 | LV_2534-9_0_8_line_138 |  | 134 | 136 | 0.013342 | 0.125 | 0.08 | 261 | 0 | 0.364 | 1 | 4 | cs | TRUE
139 | LV_2534-9_0_8_line_139 |  | 135 | 137 | 0.024459 | 0.125 | 0.08 | 261 | 0 | 0.364 | 1 | 4 | cs | TRUE
140 | LV_2534-9_0_8_line_140 |  | 136 | 138 | 0.02527 | 0.125 | 0.08 | 261 | 0 | 0.364 | 1 | 1 | cs | TRUE
141 | LV_2534-9_0_8_line_141 |  | 136 | 139 | 0.0099958 | 0.125 | 0.08 | 261 | 0 | 0.364 | 1 | 4 | cs | TRUE
142 | LV_2534-9_0_8_line_142 |  | 137 | 140 | 0.00022315 | 0.125 | 0.08 | 261 | 0 | 0.364 | 1 | 4 | cs | TRUE

## trafo
| name | std_type | hv_bus | lv_bus | sn_mva | vn_hv_kv | vn_lv_kv | vk_percent | vkr_percent | pfe_kw | i0_percent | shift_degree | tap_side | tap_neutral | tap_min | tap_max | tap_step_percent | tap_step_degree | tap_pos | tap_phase_shifter | parallel | df | in_service
0 | LV_2534-9_0_8_trafo_110 | 0.63 MVA 20/0.4 kV | 144 | 135 | 0.63 | 20 | 0.4 | 6 | 1.206 | 1.65 | 0.2619 | 150 | hv | 0 | -2 | 2 | 2.5 | 0 | 0 | FALSE | 1 | 1 | TRUE

## line_geodata
| x0 | y0 | x1 | y1 | x2 | y2 | x3 | y3 | x4 | y4
0 | 2608887.2212 | 1227963.8912 | 2608891.7027 | 1227956.3823 | 2608885.6393 | 1227952.7594
1 | 2608887.2212 | 1227963.8912 | 2608887.2212 | 1227963.8912 | 2608902.219 | 1227973.3917
2 | 2608885.6393 | 1227952.7594 | 2608883.6375 | 1227951.5634
3 | 2608904.1474 | 1227974.6133 | 2608902.219 | 1227973.3917
4 | 2608862.9416 | 1227939.1978 | 2608883.6375 | 1227951.5634
5 | 2608916.5996 | 1227982.5014 | 2608904.1474 | 1227974.6133
6 | 2608859.2641 | 1227937.0005 | 2608862.9416 | 1227939.1978
7 | 2608904.4169 | 1228027.6989 | 2608891.5007 | 1228020.9979 | 2608916.5996 | 1227982.5014
8 | 2608916.5996 | 1227982.5014 | 2608926.5868 | 1227973.3173
9 | 2608904.4169 | 1228027.6989 | 2608916.4627 | 1228033.3537
10 | 2608929.7258 | 1227970.4307 | 2608926.5868 | 1227973.3173
11 | 2608804.0398 | 1227978.6925 | 2608821.5818 | 1227986.5594
12 | 2608804.0398 | 1227978.6925 | 2608785.7218 | 1227970.4776
13 | 2608843.3785 | 1227996.3344 | 2608821.5818 | 1227986.5594
14 | 2608776.3972 | 1227966.2959 | 2608785.7218 | 1227970.4776
15 | 2608843.3785 | 1227996.3344 | 2608841.2269 | 1228001.3008
16 | 2608776.3972 | 1227966.2959 | 2608756.4686 | 1227962.0087 | 2608743.9402 | 1227959.3222 | 2608741.5841 | 1227959.0852 | 2608733.0829 | 1227958.206
17 | 2608776.3972 | 1227966.2959 | 2608769.9128 | 1227983.3226
18 | 2608859.3605 | 1228010.155 | 2608841.2269 | 1228001.3008
19 | 2608723.2945 | 1227958.2692 | 2608731.5537 | 1227958.0478 | 2608733.0829 | 1227958.206
20 | 2608768.6482 | 1227986.6432 | 2608769.9128 | 1227983.3226
21 | 2608859.3605 | 1228010.155 | 2608869.9486 | 1228015.3221
22 | 2608859.3605 | 1228010.155 | 2608848.7623 | 1228027.9708
23 | 2608845.0746 | 1228034.17 | 2608848.7623 | 1228027.9708
24 | 2608923.043 | 1228036.4428 | 2608916.4627 | 1228033.3537
25 | 2608710.1707 | 1227958.6281 | 2608723.2945 | 1227958.2692
26 | 2608721.1979 | 1227972.4079 | 2608723.2945 | 1227958.2692
27 | 2608768.6482 | 1227986.6432 | 2608762.6005 | 1228002.5231
28 | 2608762.013 | 1228004.0659 | 2608762.6005 | 1228002.5231
29 | 2608761.3645 | 1228005.7687 | 2608762.013 | 1228004.0659
30 | 2608761.3645 | 1228005.7687 | 2608760.015 | 1228009.3123
31 | 2608710.1707 | 1227958.6281 | 2608709.5913 | 1227955.8812 | 2608707.2012 | 1227953.0094 | 2608698.9649 | 1227950.1605
32 | 2608721.1979 | 1227972.4079 | 2608720.4244 | 1227978.0101
33 | 2608929.7258 | 1227970.4307 | 2608941.8121 | 1227959.3163
34 | 2608949.6273 | 1227952.1296 | 2608941.8121 | 1227959.3163
35 | 2608956.6255 | 1227945.6941 | 2608949.6273 | 1227952.1296
36 | 2608965.0981 | 1227937.9029 | 2608956.6255 | 1227945.6941
37 | 2608845.0746 | 1228034.17 | 2608838.5087 | 1228045.2074
38 | 2608923.043 | 1228036.4428 | 2608933.8061 | 1228041.7079
39 | 2608923.043 | 1228036.4428 | 2608911.3409 | 1228053.2509
40 | 2608658.7855 | 1227936.5406 | 2608661.8386 | 1227920.6569
41 | 2608658.7855 | 1227936.5406 | 2608642.6015 | 1227931.877
42 | 2608658.7855 | 1227936.5406 | 2608663.8902 | 1227938.0044 | 2608693.774 | 1227948.3649 | 2608698.9649 | 1227950.1605
43 | 2608625.6806 | 1227927.1098 | 2608626.0589 | 1227927.1101 | 2608642.6015 | 1227931.877
44 | 2608625.6806 | 1227927.1098 | 2608612.7481 | 1227927.1013
45 | 2608663.8972 | 1227959.406 | 2608642.4199 | 1227960.3636
46 | 2608663.8972 | 1227959.406 | 2608662.8294 | 1227964.2073 | 2608675.2897 | 1227972.0521 | 2608679.4486 | 1227972.6696 | 2608678.21 | 1227980.3391
47 | 2608678.21 | 1227980.3391 | 2608676.1717 | 1227992.4126
48 | 2608720.4244 | 1227978.0101 | 2608718.2585 | 1227993.5972
49 | 2608654.2495 | 1228002.9066 | 2608651.3762 | 1228015.8622
50 | 2608654.2495 | 1228002.9066 | 2608673.8461 | 1228006.2258
51 | 2608673.8461 | 1228006.2258 | 2608675.4816 | 1227996.5002 | 2608676.1717 | 1227992.4126
52 | 2608673.8461 | 1228006.2258 | 2608694.0627 | 1228009.6443
53 | 2608694.0627 | 1228009.6443 | 2608714.168 | 1228013.0439 | 2608716.3902 | 1227995.9481 | 2608717.9053 | 1227996.1393 | 2608718.2585 | 1227993.5972
54 | 2609000.576 | 1227907.8772 | 2609005.0406 | 1227904.0987
55 | 2608965.0981 | 1227937.9029 | 2609000.576 | 1227907.8772
56 | 2609005.0406 | 1227904.0987 | 2609023.6281 | 1227888.3678
57 | 2608965.0981 | 1227937.9029 | 2608979.9005 | 1227943.3254
58 | 2608963.3453 | 1228055.9812 | 2608969.4886 | 1228046.2942
59 | 2608963.3453 | 1228055.9812 | 2608956.3946 | 1228052.7578
60 | 2608689.9974 | 1228206.2274 | 2608660.4236 | 1228199.7892
61 | 2608689.9974 | 1228206.2274 | 2608735.4878 | 1228216.1306
62 | 2608647.6792 | 1228197.0148 | 2608660.4236 | 1228199.7892
63 | 2608758.4688 | 1228221.1335 | 2608735.4878 | 1228216.1306
64 | 2608647.6792 | 1228197.0148 | 2608623.4788 | 1228191.7464
65 | 2608782.9392 | 1228226.4607 | 2608758.4688 | 1228221.1335
66 | 2608572.3011 | 1228180.6051 | 2608623.4788 | 1228191.7464
67 | 2608782.9392 | 1228226.4607 | 2608808.5397 | 1228232.0339
68 | 2608592.6034 | 1228135.2962 | 2608572.3011 | 1228180.6051
69 | 2608829.4183 | 1228236.5791 | 2608808.5397 | 1228232.0339
70 | 2608640.8346 | 1228063.3935 | 2608640.7048 | 1228063.9788 | 2608631.499 | 1228107.0231
71 | 2608626.2647 | 1228131.4979 | 2608631.499 | 1228107.0231
72 | 2608619.9168 | 1228141.0722 | 2608622.379 | 1228130.6474 | 2608626.2647 | 1228131.4979
73 | 2608626.2647 | 1228131.4979 | 2608653.5079 | 1228137.6488
74 | 2608619.9168 | 1228141.0722 | 2608614.5502 | 1228139.9373
75 | 2608619.9168 | 1228141.0722 | 2608659.9979 | 1228149.5413
76 | 2608592.6034 | 1228135.2962 | 2608614.5502 | 1228139.9373
77 | 2608659.9979 | 1228149.5413 | 2608675.9673 | 1228152.9156 | 2608690.0304 | 1228155.8012
78 | 2608592.6034 | 1228135.2962 | 2608567.5181 | 1228129.6572
79 | 2608691.3158 | 1228156.0649 | 2608690.0304 | 1228155.8012
80 | 2608703.1975 | 1228158.5029 | 2608691.3158 | 1228156.0649
81 | 2608703.1975 | 1228158.5029 | 2608715.4154 | 1228161.1472
82 | 2608719.8555 | 1228162.1082 | 2608715.4154 | 1228161.1472
83 | 2608879.9891 | 1228247.5883 | 2608860.9161 | 1228243.4362
84 | 2608829.4183 | 1228236.5791 | 2608860.9161 | 1228243.4362
85 | 2608932.7971 | 1228090.5338 | 2608939.5655 | 1228094.0349
86 | 2608939.5655 | 1228094.0349 | 2608918.7078 | 1228123.7436 | 2608909.8596 | 1228136.3386
87 | 2608932.7971 | 1228090.5338 | 2608943.7045 | 1228077.4201 | 2608949.2976 | 1228068.7568
88 | 2608893.6213 | 1228159.4385 | 2608895.2309 | 1228157.1618 | 2608909.8596 | 1228136.3386
89 | 2608893.6213 | 1228159.4385 | 2608898.2302 | 1228163.003 | 2608902.6293 | 1228166.4072
90 | 2608861.3273 | 1228198.6984 | 2608860.1988 | 1228198.1975
91 | 2608818.1875 | 1228185.2757 | 2608856.2361 | 1228196.4384 | 2608860.1988 | 1228198.1975
92 | 2608895.2326 | 1228076.3788 | 2608900.4782 | 1228068.8484
93 | 2608907.0216 | 1228059.4548 | 2608900.4782 | 1228068.8484
94 | 2608888.9958 | 1228085.3323 | 2608895.2326 | 1228076.3788
95 | 2608907.0216 | 1228059.4548 | 2608911.3409 | 1228053.2509
96 | 2608888.9958 | 1228085.3323 | 2608892.2732 | 1228087.6163
97 | 2608888.9958 | 1228085.3323 | 2608884.9885 | 1228091.0111
98 | 2608892.2732 | 1228087.6163 | 2608906.4244 | 1228097.4459
99 | 2608873.9517 | 1228106.6521 | 2608884.9885 | 1228091.0111
100 | 2608863.1723 | 1228121.928 | 2608873.9517 | 1228106.6521
101 | 2608933.8061 | 1228041.7079 | 2608945.251 | 1228047.3065
102 | 2608818.1875 | 1228185.2757 | 2608808.7322 | 1228182.8507
103 | 2608818.1875 | 1228185.2757 | 2608831.5042 | 1228166.8066 | 2608839.2681 | 1228155.8039
104 | 2608797.838 | 1228180.0566 | 2608808.7322 | 1228182.8507
105 | 2608839.2681 | 1228155.8039 | 2608853.2725 | 1228135.9575
106 | 2608956.3946 | 1228052.7578 | 2608954.1209 | 1228058.3021 | 2608950.7749 | 1228066.4686 | 2608949.2976 | 1228068.7568
107 | 2608956.3946 | 1228052.7578 | 2608945.251 | 1228047.3065
108 | 2608776.9991 | 1228174.7121 | 2608797.838 | 1228180.0566
109 | 2608863.1723 | 1228121.928 | 2608853.2725 | 1228135.9575
110 | 2608717.5713 | 1228120.7604 | 2608717.214 | 1228121.6984
111 | 2608717.5713 | 1228120.7604 | 2608723.6592 | 1228104.7747
112 | 2608734.9871 | 1228165.3832 | 2608719.8555 | 1228162.1082
113 | 2608723.6592 | 1228104.7747 | 2608726.8197 | 1228096.4758
114 | 2608734.9871 | 1228165.3832 | 2608738.8806 | 1228166.2259
115 | 2608771.1011 | 1228173.1994 | 2608776.9991 | 1228174.7121
116 | 2608757.2043 | 1228137.7026 | 2608770.322 | 1228142.892
117 | 2608780.7012 | 1228146.998 | 2608770.322 | 1228142.892
118 | 2608780.7012 | 1228146.998 | 2608797.9828 | 1228115.7623
119 | 2608780.7012 | 1228146.998 | 2608775.5677 | 1228161.0089
120 | 2608797.9828 | 1228115.7623 | 2608801.7845 | 1228108.8908
121 | 2608771.1011 | 1228173.1994 | 2608775.5677 | 1228161.0089
122 | 2608807.7006 | 1228098.1976 | 2608801.7845 | 1228108.8908
123 | 2608771.1011 | 1228173.1994 | 2608758.0699 | 1228170.379
124 | 2608807.7006 | 1228098.1976 | 2608781.7979 | 1228086.297
125 | 2608807.7006 | 1228098.1976 | 2608813.8725 | 1228087.5341
126 | 2608738.8806 | 1228166.2259 | 2608758.0699 | 1228170.379
127 | 2608749.0993 | 1228037.9744 | 2608748.512 | 1228039.5167
128 | 2608749.0993 | 1228037.9744 | 2608756.3353 | 1228018.9743
129 | 2608748.512 | 1228039.5167 | 2608747.9201 | 1228041.0707
130 | 2608760.015 | 1228009.3123 | 2608756.3353 | 1228018.9743
131 | 2608743.355 | 1228053.0578 | 2608747.9201 | 1228041.0707
132 | 2608739.841 | 1228062.2847 | 2608743.355 | 1228053.0578
133 | 2608739.841 | 1228062.2847 | 2608733.1738 | 1228079.7915
134 | 2608730.2531 | 1228087.4607 | 2608733.1738 | 1228079.7915
135 | 2608730.2531 | 1228087.4607 | 2608727.1845 | 1228095.5181
136 | 2608727.1845 | 1228095.5181 | 2608726.8197 | 1228096.4758
137 | 2608826.7151 | 1228065.3451 | 2608826.2366 | 1228066.1719
138 | 2608833.3983 | 1228053.7981 | 2608826.7151 | 1228065.3451
139 | 2608826.2366 | 1228066.1719 | 2608813.9843 | 1228087.341
140 | 2608833.3983 | 1228053.7981 | 2608811.6036 | 1228040.9028
141 | 2608833.3983 | 1228053.7981 | 2608838.5087 | 1228045.2074
142 | 2608813.9843 | 1228087.341 | 2608813.8725 | 1228087.5341

## bus_geodata
| x | y | coords
0 | 2608887.2212 | 1227963.8912
1 | 2608885.6393 | 1227952.7594
2 | 2608902.219 | 1227973.3917
3 | 2608883.6375 | 1227951.5634
4 | 2608904.1474 | 1227974.6133
5 | 2608862.9416 | 1227939.1978
6 | 2608916.5996 | 1227982.5014
7 | 2608859.2641 | 1227937.0005
8 | 2608904.4169 | 1228027.6989
9 | 2608926.5868 | 1227973.3173
10 | 2608804.0398 | 1227978.6925
11 | 2608821.5818 | 1227986.5594
12 | 2608785.7218 | 1227970.4776
13 | 2608843.3785 | 1227996.3344
14 | 2608776.3972 | 1227966.2959
15 | 2608841.2269 | 1228001.3008
16 | 2608733.0829 | 1227958.206
17 | 2608769.9128 | 1227983.3226
18 | 2608859.3605 | 1228010.155
19 | 2608869.9486 | 1228015.3221
20 | 2608848.7623 | 1228027.9708
21 | 2608916.4627 | 1228033.3537
22 | 2608723.2945 | 1227958.2692
23 | 2608768.6482 | 1227986.6432
24 | 2608762.6005 | 1228002.5231
25 | 2608762.013 | 1228004.0659
26 | 2608761.3645 | 1228005.7687
27 | 2608710.1707 | 1227958.6281
28 | 2608721.1979 | 1227972.4079
29 | 2608929.7258 | 1227970.4307
30 | 2608941.8121 | 1227959.3163
31 | 2608949.6273 | 1227952.1296
32 | 2608956.6255 | 1227945.6941
33 | 2608845.0746 | 1228034.17
34 | 2608923.043 | 1228036.4428
35 | 2608661.8386 | 1227920.6569
36 | 2608658.7855 | 1227936.5406
37 | 2608642.6015 | 1227931.877
38 | 2608698.9649 | 1227950.1605
39 | 2608625.6806 | 1227927.1098
40 | 2608612.7481 | 1227927.1013
41 | 2608642.4199 | 1227960.3636
42 | 2608663.8972 | 1227959.406
43 | 2608678.21 | 1227980.3391
44 | 2608720.4244 | 1227978.0101
45 | 2608654.2495 | 1228002.9066
46 | 2608651.3762 | 1228015.8622
47 | 2608673.8461 | 1228006.2258
48 | 2608676.1717 | 1227992.4126
49 | 2608718.2585 | 1227993.5972
50 | 2608694.0627 | 1228009.6443
51 | 2609000.576 | 1227907.8772
52 | 2609005.0406 | 1227904.0987
53 | 2608965.0981 | 1227937.9029
54 | 2609023.6281 | 1227888.3678
55 | 2608979.9005 | 1227943.3254
56 | 2608969.4886 | 1228046.2942
57 | 2608963.3453 | 1228055.9812
58 | 2608689.9974 | 1228206.2274
59 | 2608660.4236 | 1228199.7892
60 | 2608735.4878 | 1228216.1306
61 | 2608647.6792 | 1228197.0148
62 | 2608758.4688 | 1228221.1335
63 | 2608623.4788 | 1228191.7464
64 | 2608782.9392 | 1228226.4607
65 | 2608572.3011 | 1228180.6051
66 | 2608808.5397 | 1228232.0339
67 | 2608640.8346 | 1228063.3935
68 | 2608631.499 | 1228107.0231
69 | 2608626.2647 | 1228131.4979
70 | 2608619.9168 | 1228141.0722
71 | 2608653.5079 | 1228137.6488
72 | 2608614.5502 | 1228139.9373
73 | 2608659.9979 | 1228149.5413
74 | 2608592.6034 | 1228135.2962
75 | 2608690.0304 | 1228155.8012
76 | 2608567.5181 | 1228129.6572
77 | 2608691.3158 | 1228156.0649
78 | 2608703.1975 | 1228158.5029
79 | 2608715.4154 | 1228161.1472
80 | 2608879.9891 | 1228247.5883
81 | 2608860.9161 | 1228243.4362
82 | 2608829.4183 | 1228236.5791
83 | 2608939.5655 | 1228094.0349
84 | 2608932.7971 | 1228090.5338
85 | 2608909.8596 | 1228136.3386
86 | 2608902.6293 | 1228166.4072
87 | 2608893.6213 | 1228159.4385
88 | 2608861.3273 | 1228198.6984
89 | 2608860.1988 | 1228198.1975
90 | 2608900.4782 | 1228068.8484
91 | 2608895.2326 | 1228076.3788
92 | 2608907.0216 | 1228059.4548
93 | 2608888.9958 | 1228085.3323
94 | 2608911.3409 | 1228053.2509
95 | 2608892.2732 | 1228087.6163
96 | 2608884.9885 | 1228091.0111
97 | 2608906.4244 | 1228097.4459
98 | 2608873.9517 | 1228106.6521
99 | 2608933.8061 | 1228041.7079
100 | 2608818.1875 | 1228185.2757
101 | 2608808.7322 | 1228182.8507
102 | 2608839.2681 | 1228155.8039
103 | 2608949.2976 | 1228068.7568
104 | 2608956.3946 | 1228052.7578
105 | 2608797.838 | 1228180.0566
106 | 2608853.2725 | 1228135.9575
107 | 2608717.214 | 1228121.6984
108 | 2608717.5713 | 1228120.7604
109 | 2608719.8555 | 1228162.1082
110 | 2608723.6592 | 1228104.7747
111 | 2608734.9871 | 1228165.3832
112 | 2608863.1723 | 1228121.928
113 | 2608776.9991 | 1228174.7121
114 | 2608770.322 | 1228142.892
115 | 2608757.2043 | 1228137.7026
116 | 2608780.7012 | 1228146.998
117 | 2608797.9828 | 1228115.7623
118 | 2608775.5677 | 1228161.0089
119 | 2608801.7845 | 1228108.8908
120 | 2608771.1011 | 1228173.1994
121 | 2608807.7006 | 1228098.1976
122 | 2608758.0699 | 1228170.379
123 | 2608749.0993 | 1228037.9744
124 | 2608748.512 | 1228039.5167
125 | 2608756.3353 | 1228018.9743
126 | 2608747.9201 | 1228041.0707
127 | 2608760.015 | 1228009.3123
128 | 2608743.355 | 1228053.0578
129 | 2608739.841 | 1228062.2847
130 | 2608733.1738 | 1228079.7915
131 | 2608730.2531 | 1228087.4607
132 | 2608727.1845 | 1228095.5181
133 | 2608726.8197 | 1228096.4758
134 | 2608826.7151 | 1228065.3451
135 | 2608826.2366 | 1228066.1719
136 | 2608833.3983 | 1228053.7981
137 | 2608813.9843 | 1228087.341
138 | 2608811.6036 | 1228040.9028
139 | 2608838.5087 | 1228045.2074
140 | 2608813.8725 | 1228087.5341
141 | 2608781.7979 | 1228086.297
142 | 2608738.8806 | 1228166.2259
143 | 2608945.251 | 1228047.3065
144 | 2608833.3983 | 1228053.7981

## line_std_types
| c_nf_per_km | r_ohm_per_km | x_ohm_per_km | max_i_ka | type | q_mm2 | alpha | voltage_rating
NAYY 4x50 SE | 210 | 0.642 | 0.083 | 0.142 | cs | 50 | 0.00403 | LV
NAYY 4x120 SE | 264 | 0.225 | 0.08 | 0.242 | cs | 120 | 0.00403 | LV
NAYY 4x150 SE | 261 | 0.208 | 0.08 | 0.27 | cs | 150 | 0.00403 | LV
NA2XS2Y 1x95 RM/25 12/20 kV | 216 | 0.313 | 0.132 | 0.252 | cs | 95 | 0.00403 | MV
NA2XS2Y 1x185 RM/25 12/20 kV | 273 | 0.161 | 0.117 | 0.362 | cs | 185 | 0.00403 | MV
NA2XS2Y 1x240 RM/25 12/20 kV | 304 | 0.122 | 0.112 | 0.421 | cs | 240 | 0.00403 | MV
NA2XS2Y 1x95 RM/25 6/10 kV | 315 | 0.313 | 0.123 | 0.249 | cs | 95 | 0.00403 | MV
NA2XS2Y 1x185 RM/25 6/10 kV | 406 | 0.161 | 0.11 | 0.358 | cs | 185 | 0.00403 | MV
NA2XS2Y 1x240 RM/25 6/10 kV | 456 | 0.122 | 0.105 | 0.416 | cs | 240 | 0.00403 | MV
NA2XS2Y 1x150 RM/25 12/20 kV | 250 | 0.206 | 0.116 | 0.319 | cs | 150 | 0.00403 | MV
NA2XS2Y 1x120 RM/25 12/20 kV | 230 | 0.253 | 0.119 | 0.283 | cs | 120 | 0.00403 | MV
NA2XS2Y 1x70 RM/25 12/20 kV | 190 | 0.443 | 0.132 | 0.22 | cs | 70 | 0.00403 | MV
NA2XS2Y 1x150 RM/25 6/10 kV | 360 | 0.206 | 0.11 | 0.315 | cs | 150 | 0.00403 | MV
NA2XS2Y 1x120 RM/25 6/10 kV | 340 | 0.253 | 0.113 | 0.28 | cs | 120 | 0.00403 | MV
NA2XS2Y 1x70 RM/25 6/10 kV | 280 | 0.443 | 0.123 | 0.217 | cs | 70 | 0.00403 | MV
N2XS(FL)2Y 1x120 RM/35 64/110 kV | 112 | 0.153 | 0.166 | 0.366 | cs | 120 | 0.00393 | HV
N2XS(FL)2Y 1x185 RM/35 64/110 kV | 125 | 0.099 | 0.156 | 0.457 | cs | 185 | 0.00393 | HV
N2XS(FL)2Y 1x240 RM/35 64/110 kV | 135 | 0.075 | 0.149 | 0.526 | cs | 240 | 0.00393 | HV
N2XS(FL)2Y 1x300 RM/35 64/110 kV | 144 | 0.06 | 0.144 | 0.588 | cs | 300 | 0.00393 | HV
15-AL1/3-ST1A 0.4 | 11 | 1.8769 | 0.35 | 0.105 | ol | 16 | 0.00403 | LV
24-AL1/4-ST1A 0.4 | 11.25 | 1.2012 | 0.335 | 0.14 | ol | 24 | 0.00403 | LV
48-AL1/8-ST1A 0.4 | 12.2 | 0.5939 | 0.3 | 0.21 | ol | 48 | 0.00403 | LV
94-AL1/15-ST1A 0.4 | 13.2 | 0.306 | 0.29 | 0.35 | ol | 94 | 0.00403 | LV
34-AL1/6-ST1A 10.0 | 9.7 | 0.8342 | 0.36 | 0.17 | ol | 34 | 0.00403 | MV
48-AL1/8-ST1A 10.0 | 10.1 | 0.5939 | 0.35 | 0.21 | ol | 48 | 0.00403 | MV
70-AL1/11-ST1A 10.0 | 10.4 | 0.4132 | 0.339 | 0.29 | ol | 70 | 0.00403 | MV
94-AL1/15-ST1A 10.0 | 10.75 | 0.306 | 0.33 | 0.35 | ol | 94 | 0.00403 | MV
122-AL1/20-ST1A 10.0 | 11.1 | 0.2376 | 0.323 | 0.41 | ol | 122 | 0.00403 | MV
149-AL1/24-ST1A 10.0 | 11.25 | 0.194 | 0.315 | 0.47 | ol | 149 | 0.00403 | MV
34-AL1/6-ST1A 20.0 | 9.15 | 0.8342 | 0.382 | 0.17 | ol | 34 | 0.00403 | MV
48-AL1/8-ST1A 20.0 | 9.5 | 0.5939 | 0.372 | 0.21 | ol | 48 | 0.00403 | MV
70-AL1/11-ST1A 20.0 | 9.7 | 0.4132 | 0.36 | 0.29 | ol | 70 | 0.00403 | MV
94-AL1/15-ST1A 20.0 | 10 | 0.306 | 0.35 | 0.35 | ol | 94 | 0.00403 | MV
122-AL1/20-ST1A 20.0 | 10.3 | 0.2376 | 0.344 | 0.41 | ol | 122 | 0.00403 | MV
149-AL1/24-ST1A 20.0 | 10.5 | 0.194 | 0.337 | 0.47 | ol | 149 | 0.00403 | MV
184-AL1/30-ST1A 20.0 | 10.75 | 0.1571 | 0.33 | 0.535 | ol | 184 | 0.00403 | MV
243-AL1/39-ST1A 20.0 | 11 | 0.1188 | 0.32 | 0.645 | ol | 243 | 0.00403 | MV
48-AL1/8-ST1A 110.0 | 8 | 0.5939 | 0.46 | 0.21 | ol | 48 | 0.00403 | HV
70-AL1/11-ST1A 110.0 | 8.4 | 0.4132 | 0.45 | 0.29 | ol | 70 | 0.00403 | HV
94-AL1/15-ST1A 110.0 | 8.65 | 0.306 | 0.44 | 0.35 | ol | 94 | 0.00403 | HV
122-AL1/20-ST1A 110.0 | 8.5 | 0.2376 | 0.43 | 0.41 | ol | 122 | 0.00403 | HV
149-AL1/24-ST1A 110.0 | 8.75 | 0.194 | 0.41 | 0.47 | ol | 149 | 0.00403 | HV
184-AL1/30-ST1A 110.0 | 8.8 | 0.1571 | 0.4 | 0.535 | ol | 184 | 0.00403 | HV
243-AL1/39-ST1A 110.0 | 9 | 0.1188 | 0.39 | 0.645 | ol | 243 | 0.00403 | HV
305-AL1/39-ST1A 110.0 | 9.2 | 0.0949 | 0.38 | 0.74 | ol | 305 | 0.00403 | HV
490-AL1/64-ST1A 110.0 | 9.75 | 0.059 | 0.37 | 0.96 | ol | 490 | 0.00403 | HV
679-AL1/86-ST1A 110.0 | 9.95 | 0.042 | 0.36 | 1.15 | ol | 679 | 0.00403 | HV
490-AL1/64-ST1A 220.0 | 10 | 0.059 | 0.285 | 0.96 | ol | 490 | 0.00403 | HV
679-AL1/86-ST1A 220.0 | 11.7 | 0.042 | 0.275 | 1.15 | ol | 679 | 0.00403 | HV
490-AL1/64-ST1A 380.0 | 11 | 0.059 | 0.253 | 0.96 | ol | 490 | 0.00403 | HV
679-AL1/86-ST1A 380.0 | 14.6 | 0.042 | 0.25 | 1.15 | ol | 679 | 0.00403 | HV

## trafo_std_types
| i0_percent | pfe_kw | vkr_percent | sn_mva | vn_lv_kv | vn_hv_kv | vk_percent | shift_degree | vector_group | tap_side | tap_neutral | tap_min | tap_max | tap_step_degree | tap_step_percent | tap_phase_shifter
160 MVA 380/110 kV | 0.06 | 60 | 0.25 | 160 | 110 | 380 | 12.2 | 0 | Yy0 | hv | 0 | -9 | 9 | 0 | 1.5 | FALSE
100 MVA 220/110 kV | 0.06 | 55 | 0.26 | 100 | 110 | 220 | 12 | 0 | Yy0 | hv | 0 | -9 | 9 | 0 | 1.5 | FALSE
63 MVA 110/20 kV | 0.04 | 22 | 0.32 | 63 | 20 | 110 | 18 | 150 | YNd5 | hv | 0 | -9 | 9 | 0 | 1.5 | FALSE
40 MVA 110/20 kV | 0.05 | 18 | 0.34 | 40 | 20 | 110 | 16.2 | 150 | YNd5 | hv | 0 | -9 | 9 | 0 | 1.5 | FALSE
25 MVA 110/20 kV | 0.07 | 14 | 0.41 | 25 | 20 | 110 | 12 | 150 | YNd5 | hv | 0 | -9 | 9 | 0 | 1.5 | FALSE
63 MVA 110/10 kV | 0.04 | 22 | 0.32 | 63 | 10 | 110 | 18 | 150 | YNd5 | hv | 0 | -9 | 9 | 0 | 1.5 | FALSE
40 MVA 110/10 kV | 0.05 | 18 | 0.34 | 40 | 10 | 110 | 16.2 | 150 | YNd5 | hv | 0 | -9 | 9 | 0 | 1.5 | FALSE
25 MVA 110/10 kV | 0.07 | 14 | 0.41 | 25 | 10 | 110 | 12 | 150 | YNd5 | hv | 0 | -9 | 9 | 0 | 1.5 | FALSE
0.25 MVA 20/0.4 kV | 0.32 | 0.8 | 1.44 | 0.25 | 0.4 | 20 | 6 | 150 | Yzn5 | hv | 0 | -2 | 2 | 0 | 2.5 | FALSE
0.4 MVA 20/0.4 kV | 0.3375 | 1.35 | 1.425 | 0.4 | 0.4 | 20 | 6 | 150 | Dyn5 | hv | 0 | -2 | 2 | 0 | 2.5 | FALSE
0.63 MVA 20/0.4 kV | 0.2619 | 1.65 | 1.206 | 0.63 | 0.4 | 20 | 6 | 150 | Dyn5 | hv | 0 | -2 | 2 | 0 | 2.5 | FALSE
0.25 MVA 10/0.4 kV | 0.24 | 0.6 | 1.2 | 0.25 | 0.4 | 10 | 4 | 150 | Dyn5 | hv | 0 | -2 | 2 | 0 | 2.5 | FALSE
0.4 MVA 10/0.4 kV | 0.2375 | 0.95 | 1.325 | 0.4 | 0.4 | 10 | 4 | 150 | Dyn5 | hv | 0 | -2 | 2 | 0 | 2.5 | FALSE
0.63 MVA 10/0.4 kV | 0.1873 | 1.18 | 1.0794 | 0.63 | 0.4 | 10 | 4 | 150 | Dyn5 | hv | 0 | -2 | 2 | 0 | 2.5 | FALSE

## trafo3w_std_types
| sn_hv_mva | sn_mv_mva | sn_lv_mva | vn_hv_kv | vn_mv_kv | vn_lv_kv | vk_hv_percent | vk_mv_percent | vk_lv_percent | vkr_hv_percent | vkr_mv_percent | vkr_lv_percent | pfe_kw | i0_percent | shift_mv_degree | shift_lv_degree | vector_group | tap_side | tap_neutral | tap_min | tap_max | tap_step_percent
63/25/38 MVA 110/20/10 kV | 63 | 25 | 38 | 110 | 20 | 10 | 10.4 | 10.4 | 10.4 | 0.28 | 0.32 | 0.35 | 35 | 0.89 | 0 | 0 | YN0yn0yn0 | hv | 0 | -10 | 10 | 1.2
63/25/38 MVA 110/10/10 kV | 63 | 25 | 38 | 110 | 10 | 10 | 10.4 | 10.4 | 10.4 | 0.28 | 0.32 | 0.35 | 35 | 0.89 | 0 | 0 | YN0yn0yn0 | hv | 0 | -10 | 10 | 1.2

## fuse_std_types
| fuse_type | i_rated_a | t_avg | t_min | t_total | x_avg | x_min | x_total
HV 100A | HV 100A | 100 | 0 | [10.0, 3.64, 0.854, 0.281, 0.1, 0.0531, 0.022, 0.01] | [10.0, 4.267, 1.21, 0.403, 0.1, 0.058, 0.022, 0.01] | 0 | [300.0, 350.0, 450.0, 550.0, 700.0, 850.0, 1200.0, 1752.0] | [600.0, 700.0, 900.0, 1150.0, 1665.0, 2000.0, 3000.0, 4313.0]
HV 10A | HV 10A | 10 | 0 | [10.0, 1675.0, 0.344, 0.156, 0.1, 0.0417, 0.0171, 0.01] | [10.0, 1.3, 0.3, 0.155, 0.1, 0.0555, 0.023, 0.01] | 0 | [30.0, 32.0, 35.0, 37.0, 39.0, 50.0, 70.0, 88.0] | [60.0, 70.0, 80.0, 87.0, 94.0, 110.0, 150.0, 216.0]
HV 125A | HV 125A | 125 | 0 | [10.0, 1.82, 0.344, 0.1, 0.0467, 0.0269, 0.01] | [10.0, 2.478, 0.426, 0.1, 0.0427, 0.0211, 0.01] | 0 | [375.0, 500.0, 700.0, 925.0, 1200.0, 1500.0, 2341.0] | [750.0, 1000.0, 1500.0, 2200.0, 3000.0, 4000.0, 5765.0]
HV 160A | HV 160A | 160 | 0 | [10.0, 4.15, 1.03, 0.198, 0.1, 0.051, 0.0172, 0.01] | [10.0, 2.3, 0.734, 0.274, 0.1, 0.046, 0.0177, 0.01] | 0 | [480.0, 550.0, 700.0, 1000.0, 1260.0, 1600.0, 2500.0, 3227.0] | [960.0, 1300.0, 1700.0, 2200.0, 2996.0, 4000.0, 6000.0, 7946.0]
HV 16A | HV 16A | 16 | 0 | [10.0, 0.352, 0.164, 0.1, 0.0649, 0.0342, 0.01] | [10.0, 2.34, 0.722, 0.181, 0.1, 0.055, 0.0296, 0.01] | 0 | [48.0, 60.0, 65.0, 71.0, 80.0, 100.0, 162.0] | [96.0, 110.0, 125.0, 150.0, 168.0, 200.0, 250.0, 398.0]
HV 200A | HV 200A | 200 | 0 | [10.0, 4.267, 1.21, 0.403, 0.1, 0.058, 0.022, 0.01] | [10.0, 3.73, 1.654, 0.328, 0.1, 0.0531, 0.019, 0.01] | 0 | [600.0, 700.0, 900.0, 1150.0, 1665.0, 2000.0, 3000.0, 4313.0] | [1200.0, 1500.0, 1800.0, 2700.0, 3960.0, 5000.0, 7500.0, 10620.0]
HV 20A | HV 20A | 20 | 0 | [10.0, 1.3, 0.3, 0.155, 0.1, 0.0555, 0.023, 0.01] | [10.0, 1.3, 0.161, 0.1, 0.0611, 0.0399, 0.0141, 0.01] | 0 | [60.0, 70.0, 80.0, 87.0, 94.0, 110.0, 150.0, 216.0] | [120.0, 150.0, 200.0, 223.0, 260.0, 300.0, 450.0, 532.0]
HV 25A | HV 25A | 25 | 0 | [10.0, 2.512, 0.833, 0.299, 0.1, 0.0372, 0.0223, 0.01] | [10.0, 3.125, 0.597, 0.198, 0.1, 0.0378, 0.022, 0.01] | 0 | [75.0, 82.0, 90.0, 100.0, 124.0, 170.0, 200.0, 289.0] | [150.0, 170.0, 210.0, 250.0, 294.0, 400.0, 500.0, 711.0]
HV 31.5A | HV 31.5A | 31.5 | 0 | [10.0, 2.34, 0.722, 0.181, 0.1, 0.055, 0.0296, 0.01] | [10.0, 2.84, 0.368, 0.164, 0.1, 0.0621, 0.0378, 0.0195, 0.01] | 0 | [95.0, 110.0, 125.0, 150.0, 165.0, 200.0, 250.0, 390.0] | [189.0, 220.0, 300.0, 350.0, 393.0, 450.0, 530.0, 700.0, 960.0]
HV 40A | HV 40A | 40 | 0 | [10.0, 1.3, 0.161, 0.1, 0.0611, 0.0399, 0.0141, 0.01] | [10.0, 2.05, 0.369, 0.198, 0.1, 0.051, 0.0298, 0.01] | 0 | [120.0, 150.0, 200.0, 223.0, 260.0, 300.0, 450.0, 532.0] | [240.0, 300.0, 400.0, 450.0, 530.0, 650.0, 800.0, 1311.0]
HV 50A | HV 50A | 50 | 0 | [10.0, 3.215, 0.597, 0.198, 0.1, 0.0378, 0.022, 0.01] | [10.0, 3.64, 0.854, 0.281, 0.1, 0.0531, 0.022, 0.01] | 0 | [150.0, 170.0, 210.0, 250.0, 294.0, 400.0, 500.0, 711.0] | [300.0, 350.0, 450.0, 550.0, 700.0, 850.0, 1200.0, 1752.0]
HV 6.3A | HV 6.3A | 6.3 | 0 | [10.0, 1.39, 0.344, 0.168, 0.1, 0.056, 0.0263, 0.01] | [10.0, 1.711, 0.516, 0.198, 0.1, 0.0634, 0.0303, 0.01] | 0 | [19.0, 19.5, 20.4, 20.8, 22.0, 25.0, 32.0, 48.0] | [38.0, 40.0, 43.0, 48.0, 53.0, 60.0, 75.0, 118.0]
HV 63A | HV 63A | 63 | 0 | [10.0, 2.84, 0.368, 0.164, 0.1, 0.0621, 0.0378, 0.0195, 0.01] | [10.0, 1.82, 0.344, 0.1, 0.0467, 0.0269, 0.01] | 0 | [189.0, 220.0, 300.0, 350.0, 393.0, 450.0, 530.0, 700.0, 961.0] | [378.0, 500.0, 700.0, 934.0, 1200.0, 1500.0, 2366.0]
HV 80A | HV 80A | 80 | 0 | [10.0, 2.05, 0.369, 0.198, 0.1, 0.051, 0.0298, 0.01] | [10.0, 4.15, 1.03, 0.198, 0.1, 0.051, 0.0172, 0.01] | 0 | [240.0, 300.0, 400.0, 450.0, 530.0, 650.0, 800.0, 1311.0] | [480.0, 550.0, 700.0, 1000.0, 1260.0, 1600.0, 2500.0, 3227.0]
Siemens NH-1-100 | Siemens NH-1-100 | 100 | [5400.0, 2000.0, 400.0, 20.0, 1.0, 0.2, 0.012, 0.004] | 0 | 0 | [150.0, 190.0, 250.0, 430.0, 900.0, 1250.0, 2700.0, 3600.0] | 0 | 0
Siemens NH-1-125 | Siemens NH-1-125 | 125 | [4800.0, 120.0, 7.0, 0.1, 0.004] | 0 | 0 | [180.0, 400.0, 740.0, 2000.0, 4250.0] | 0 | 0
Siemens NH-1-16 | Siemens NH-1-16 | 16 | [4000.0, 400.0, 2.0, 0.1, 0.04, 0.01] | 0 | 0 | [26.0, 35.0, 75.0, 150.0, 200.0, 300.0] | 0 | 0
Siemens NH-1-160 | Siemens NH-1-160 | 160 | [4800.0, 120.0, 7.0, 0.1, 0.004] | 0 | 0 | [210.0, 500.0, 900.0, 2300.0, 5000.0] | 0 | 0
Siemens NH-1-25 | Siemens NH-1-25 | 25 | [4000.0, 1000.0, 10.0, 0.2, 0.02, 0.01] | 0 | 0 | [40.0, 50.0, 100.0, 210.0, 400.0, 500.0] | 0 | 0
Siemens NH-1-50 | Siemens NH-1-50 | 50 | [4000.0, 40.0, 4.0, 1.0, 0.02, 0.01] | 0 | 0 | [86.0, 200.0, 300.0, 400.0, 1000.0, 1280.0] | 0 | 0
Siemens NH-1-63 | Siemens NH-1-63 | 63 | [4000.0, 100.0, 10.0, 2.0, 0.04, 0.01] | 0 | 0 | [100.0, 200.0, 300.0, 400.0, 1000.0, 1500.0] | 0 | 0
Siemens NH-1-80 | Siemens NH-1-80 | 80 | [4800.0, 120.0, 7.0, 0.1, 0.01] | 0 | 0 | [150.58, 250.0, 450.0, 1150.0, 2470.0] | 0 | 0
Siemens NH-2-1000 | Siemens NH-2-1000 | 1000 | [4800.0, 120.0, 7.0, 0.1, 0.004] | 0 | 0 | [1900.0, 3500.0, 8400.0, 24000.0, 52000.0] | 0 | 0
Siemens NH-2-200 | Siemens NH-2-200 | 200 | [4800.0, 120.0, 7.0, 0.1, 0.004] | 0 | 0 | [280.0, 650.0, 1200.0, 3000.0, 7000.0] | 0 | 0
Siemens NH-2-224 | Siemens NH-2-224 | 224 | [4800.0, 120.0, 7.0, 0.2, 0.04, 0.004] | 0 | 0 | [400.0, 750.0, 1453.0, 3025.0, 4315.0, 7600.0] | 0 | 0
Siemens NH-2-250 | Siemens NH-2-250 | 250 | [4800.0, 120.0, 7.0, 0.1, 0.004] | 0 | 0 | [450.0, 800.0, 1650.0, 4000.0, 8500.0] | 0 | 0
Siemens NH-2-315 | Siemens NH-2-315 | 315 | [4800.0, 120.0, 7.0, 0.1, 0.004] | 0 | 0 | [550.0, 920.0, 1900.0, 5000.0, 11000.0] | 0 | 0
Siemens NH-2-355 | Siemens NH-2-355 | 355 | [4800.0, 120.0, 6.0, 0.1, 0.004] | 0 | 0 | [650.0, 1116.27, 2350.0, 5840.0, 12790.0] | 0 | 0
Siemens NH-2-400 | Siemens NH-2-400 | 400 | [4800.0, 120.0, 7.0, 0.1, 0.004] | 0 | 0 | [720.0, 1350.0, 2800.0, 6500.0, 15000.0] | 0 | 0
Siemens NH-2-425 | Siemens NH-2-425 | 425 | [4800.0, 120.0, 7.0, 0.1, 0.004] | 0 | 0 | [850.0, 1500.0, 3050.0, 7500.0, 16500.0] | 0 | 0
Siemens NH-2-630 | Siemens NH-2-630 | 630 | [4800.0, 120.0, 7.0, 0.1, 0.004] | 0 | 0 | [1200.0, 2000.0, 4800.0, 12000.0, 26000.0] | 0 | 0

## res_bus
| vm_pu | va_degree | p_mw | q_mvar
0 | 0.97262 | -0.52756 | 0.016132 | 0.0040431
1 | 0.97237 | -0.53235 | 0.012768 | 0.0032001
2 | 0.97315 | -0.51691 | 0.0096462 | 0.0024176
3 | 0.97237 | -0.5325 | 0.00064639 | 0.000162
4 | 0.97324 | -0.51513 | 0.00075166 | 0.00018838
5 | 0.9723 | -0.53385 | 0.0015105 | 0.00037858
6 | 0.97384 | -0.50349 | 0 | 0
7 | 0.97229 | -0.53397 | 0.001513 | 0.0003792
8 | 0.9773 | -0.4355 | 0 | 0
9 | 0.9736 | -0.50807 | 0.001974 | 0.00049473
10 | 0.99419 | -0.1111 | 0.0037961 | 0.00095138
11 | 0.99486 | -0.098259 | 0.0095451 | 0.0023922
12 | 0.99283 | -0.13731 | 0.013903 | 0.0034844
13 | 0.99574 | -0.081321 | 0 | 0
14 | 0.99157 | -0.16155 | 0 | 0
15 | 0.99594 | -0.077488 | 0.039932 | 0.010008
16 | 0.98877 | -0.21561 | 0.0044328 | 0.001111
17 | 0.99048 | -0.18257 | 0.0049636 | 0.001244
18 | 0.99687 | -0.059674 | 0 | 0
19 | 0.99683 | -0.060577 | 0.004369 | 0.001095
20 | 0.99785 | -0.041013 | 0.0019838 | 0.00049719
21 | 0.97806 | -0.42062 | 0.0081891 | 0.0020524
22 | 0.98819 | -0.22688 | 0 | 0
23 | 0.99029 | -0.18636 | 0.0059734 | 0.0014971
24 | 0.98944 | -0.2027 | 0.0023011 | 0.00057671
25 | 0.98936 | -0.20422 | 0.002386 | 0.00059799
26 | 0.98928 | -0.20583 | 0.0025776 | 0.00064601
27 | 0.98794 | -0.23182 | 0 | 0
28 | 0.98762 | -0.23796 | 0 | 0
29 | 0.97354 | -0.50936 | 0.00069866 | 0.0001751
30 | 0.9733 | -0.5141 | 0.0012419 | 0.00031124
31 | 0.97315 | -0.51692 | 0.0035955 | 0.00090111
32 | 0.97306 | -0.51882 | 0.0014228 | 0.00035659
33 | 0.99819 | -0.034465 | 0.0020247 | 0.00050744
34 | 0.97853 | -0.41141 | 0 | 0
35 | 0.98682 | -0.25354 | 0.0059462 | 0.0014903
36 | 0.98691 | -0.25182 | 0 | 0
37 | 0.98671 | -0.25569 | 0.0030857 | 0.00077336
38 | 0.98764 | -0.23758 | 0.002355 | 0.00059022
39 | 0.98655 | -0.25875 | 0.0030833 | 0.00077275
40 | 0.98648 | -0.26029 | 0.0066528 | 0.0016674
41 | 0.98491 | -0.29076 | 0.0059309 | 0.0014864
42 | 0.98503 | -0.28847 | 0 | 0
43 | 0.9852 | -0.2851 | 0 | 0
44 | 0.9874 | -0.24234 | 0.0076907 | 0.0019275
45 | 0.98536 | -0.28192 | 0 | 0
46 | 0.98532 | -0.28281 | 0.0037147 | 0.00093099
47 | 0.98543 | -0.2806 | 0 | 0
48 | 0.98527 | -0.2838 | 0.0067826 | 0.0016999
49 | 0.98688 | -0.25239 | 0.0060276 | 0.0015107
50 | 0.98574 | -0.27456 | 0.013224 | 0.0033142
51 | 0.97265 | -0.52684 | 0.0038784 | 0.00097201
52 | 0.97264 | -0.52718 | 0.0026054 | 0.00065299
53 | 0.97296 | -0.52083 | 0 | 0
54 | 0.97262 | -0.52742 | 0.00053931 | 0.00013516
55 | 0.97292 | -0.52153 | 0.0024163 | 0.00060558
56 | 0.97755 | -0.43063 | 0.0028249 | 0.000708
57 | 0.97758 | -0.43004 | 0 | 0
58 | 0.97575 | -0.46661 | 0.0045668 | 0.0011446
59 | 0.9764 | -0.45368 | 0.002944 | 0.00073783
60 | 0.97493 | -0.48264 | 0.0017028 | 0.00042676
61 | 0.97672 | -0.44741 | 0.0015348 | 0.00038465
62 | 0.97456 | -0.49001 | 0.0013429 | 0.00033657
63 | 0.97736 | -0.43482 | 0.0010905 | 0.00027331
64 | 0.97419 | -0.49725 | 0.0029222 | 0.00073236
65 | 0.97877 | -0.40721 | 0 | 0
66 | 0.97388 | -0.50342 | 0.0031507 | 0.00078965
67 | 0.98006 | -0.38223 | 0.0093132 | 0.0023341
68 | 0.98044 | -0.37469 | 0.0055585 | 0.0013931
69 | 0.98079 | -0.36794 | 0 | 0
70 | 0.98109 | -0.36195 | 0 | 0
71 | 0.98059 | -0.37182 | 0.0076567 | 0.001919
72 | 0.98089 | -0.36585 | 0.0016204 | 0.0004061
73 | 0.98344 | -0.31629 | 0.0015268 | 0.00038264
74 | 0.98011 | -0.38112 | 0 | 0
75 | 0.98524 | -0.28139 | 0.00057182 | 0.00014331
76 | 0.9799 | -0.38514 | 0.0086175 | 0.0021597
77 | 0.98531 | -0.27989 | 0.001281 | 0.00032105
78 | 0.98605 | -0.26573 | 0 | 0
79 | 0.9868 | -0.25115 | 0.0013727 | 0.00034403
80 | 0.97341 | -0.5126 | 0.0047045 | 0.0011791
81 | 0.9735 | -0.51091 | 0.0015122 | 0.00037899
82 | 0.97369 | -0.50722 | 0.0034513 | 0.00086498
83 | 0.97568 | -0.4672 | 0 | 0
84 | 0.97611 | -0.45884 | 0.025789 | 0.0064634
85 | 0.97279 | -0.52417 | 0.02703 | 0.0067744
86 | 0.97157 | -0.54829 | 0.032994 | 0.008269
87 | 0.97192 | -0.54135 | 0 | 0
88 | 0.9876 | -0.23557 | 0.0019262 | 0.00048275
89 | 0.9876 | -0.23553 | 0.0019148 | 0.0004799
90 | 0.98026 | -0.37765 | 0.0033641 | 0.00084313
91 | 0.98067 | -0.36956 | 0.0087347 | 0.0021891
92 | 0.97975 | -0.38758 | 0 | 0
93 | 0.98119 | -0.35952 | 0 | 0
94 | 0.97941 | -0.39414 | 0.0056086 | 0.0014057
95 | 0.98113 | -0.36065 | 0 | 0
96 | 0.98154 | -0.35263 | 0.0027745 | 0.00069536
97 | 0.98088 | -0.36556 | 0.015713 | 0.0039381
98 | 0.98253 | -0.33346 | 0.0049714 | 0.0012459
99 | 0.9782 | -0.41774 | 0.0078488 | 0.0019671
100 | 0.98776 | -0.23251 | 0 | 0
101 | 0.98831 | -0.22193 | 0.0030372 | 0.0007612
102 | 0.98574 | -0.27126 | 0.0065611 | 0.0016444
103 | 0.9772 | -0.43738 | 0.010929 | 0.0027391
104 | 0.9776 | -0.42964 | 0 | 0
105 | 0.98895 | -0.20961 | 0.0033244 | 0.00083316
106 | 0.98443 | -0.2966 | 0.0027988 | 0.00070145
107 | 0.98623 | -0.26516 | 0.0032334 | 0.00081037
108 | 0.98623 | -0.2651 | 0.0052673 | 0.0013201
109 | 0.98708 | -0.24575 | 0.0021862 | 0.00054792
110 | 0.98637 | -0.2625 | 0.0024373 | 0.00061084
111 | 0.98807 | -0.22676 | 0.0015607 | 0.00039115
112 | 0.98352 | -0.31434 | 0.0028859 | 0.00072329
113 | 0.9902 | -0.18575 | 0.0027081 | 0.00067872
114 | 0.99263 | -0.13931 | 0.0021222 | 0.00053188
115 | 0.99261 | -0.13978 | 0.0018768 | 0.00047036
116 | 0.99267 | -0.13852 | 0 | 0
117 | 0.99542 | -0.086297 | 0.0022652 | 0.0005677
118 | 0.99154 | -0.16017 | 0.0017935 | 0.00044949
119 | 0.99603 | -0.074769 | 0.0050305 | 0.0012608
120 | 0.99055 | -0.17894 | 0 | 0
121 | 0.99699 | -0.056589 | 0 | 0
122 | 0.98964 | -0.1965 | 0.001867 | 0.00046791
123 | 0.9879 | -0.23258 | 0.004942 | 0.0012386
124 | 0.98785 | -0.23369 | 0.002674 | 0.00067018
125 | 0.9887 | -0.2171 | 0.001397 | 0.00035013
126 | 0.98779 | -0.23473 | 0.0026671 | 0.00066843
127 | 0.98912 | -0.20899 | 0.0027628 | 0.00069243
128 | 0.98741 | -0.24215 | 0.0022663 | 0.00056799
129 | 0.98714 | -0.24746 | 0.0072705 | 0.0018222
130 | 0.98674 | -0.25511 | 0.0033226 | 0.00083273
131 | 0.9866 | -0.25798 | 0.0031469 | 0.00078869
132 | 0.98647 | -0.2605 | 0.0023526 | 0.00058962
133 | 0.98646 | -0.26076 | 0.0030635 | 0.00076777
134 | 0.99995 | -0.00090879 | 0.0030483 | 0.00076399
135 | 1 | 0 | -0.58188 | -0.14888
136 | 0.99929 | -0.013433 | 0 | 0
137 | 0.998 | -0.037698 | 0.0040557 | 0.0010165
138 | 0.99923 | -0.014656 | 0.0027736 | 0.00069514
139 | 0.99881 | -0.022706 | 0.0029729 | 0.00074507
140 | 0.99798 | -0.038039 | 0.0051654 | 0.0012946
141 | 0.99687 | -0.058954 | 0.0047431 | 0.0011887
142 | 0.98832 | -0.22176 | 0.001996 | 0.00050025
143 | 0.97788 | -0.42401 | 0.0085444 | 0.0021414
144 | 0.99998 | 149.9956 | 0 | 0

## res_line
| p_from_mw | q_from_mvar | p_to_mw | q_to_mvar | pl_mw | ql_mvar | i_from_ka | i_to_ka | i_ka | vm_from_pu | va_from_degree | vm_to_pu | va_to_degree | loading_percent
0 | 0.016442 | 0.0041218 | -0.016439 | -0.0041196 | 3.7513e-06 | 2.2047e-06 | 0.025156 | 0.025156 | 0.025156 | 0.97262 | -0.52756 | 0.97237 | -0.53235 | 6.911
1 | -0.032575 | -0.008165 | 0.032591 | 0.0081753 | 1.6536e-05 | 1.0362e-05 | 0.049837 | 0.049837 | 0.049837 | 0.97262 | -0.52756 | 0.97315 | -0.51691 | 13.6914
2 | 0.0036702 | 0.00091955 | -0.0036702 | -0.00091956 | 2.7583e-08 | -1.1272e-08 | 0.0056164 | 0.0056164 | 0.0056164 | 0.97237 | -0.53235 | 0.97237 | -0.5325 | 1.543
3 | -0.042237 | -0.010593 | 0.042241 | 0.010595 | 3.5709e-06 | 2.257e-06 | 0.064586 | 0.064586 | 0.064586 | 0.97315 | -0.51691 | 0.97324 | -0.51513 | 17.7435
4 | 0.0030238 | 0.00075756 | -0.0030236 | -0.00075773 | 1.9358e-07 | -1.7514e-07 | 0.0046272 | 0.0046273 | 0.0046273 | 0.97237 | -0.5325 | 0.9723 | -0.53385 | 1.2712
5 | -0.042993 | -0.010784 | 0.043017 | 0.010799 | 2.3886e-05 | 1.5104e-05 | 0.065736 | 0.065735 | 0.065736 | 0.97324 | -0.51513 | 0.97384 | -0.50349 | 18.0592
6 | 0.0015131 | 0.00037916 | -0.001513 | -0.0003792 | 8.6137e-09 | -4.7618e-08 | 0.0023156 | 0.0023156 | 0.0023156 | 0.9723 | -0.53385 | 0.97229 | -0.53397 | 0.63615
7 | -0.061403 | -0.01541 | 0.061603 | 0.015538 | 0.00019977 | 0.0001271 | 0.093832 | 0.093831 | 0.093832 | 0.97384 | -0.50349 | 0.9773 | -0.4355 | 25.7779
8 | 0.018387 | 0.0046119 | -0.018383 | -0.0046095 | 4.0165e-06 | 2.4018e-06 | 0.028096 | 0.028096 | 0.028096 | 0.97384 | -0.50349 | 0.9736 | -0.50807 | 7.7188
9 | -0.061603 | -0.015538 | 0.061647 | 0.015566 | 4.3935e-05 | 2.7952e-05 | 0.093831 | 0.093831 | 0.093831 | 0.9773 | -0.4355 | 0.97806 | -0.42062 | 25.7779
10 | 0.016409 | 0.0041147 | -0.016408 | -0.0041141 | 1.0059e-06 | 5.9073e-07 | 0.025079 | 0.025079 | 0.025079 | 0.9736 | -0.50807 | 0.97354 | -0.50936 | 6.8899
11 | -0.15252 | -0.038567 | 0.15262 | 0.038626 | 9.4028e-05 | 5.918e-05 | 0.22841 | 0.22841 | 0.22841 | 0.99419 | -0.1111 | 0.99486 | -0.098259 | 15.6872
12 | 0.14873 | 0.037615 | -0.14854 | -0.037496 | 0.00018673 | 0.00011899 | 0.22272 | 0.22272 | 0.22272 | 0.99419 | -0.1111 | 0.99283 | -0.13731 | 30.594
13 | -0.16216 | -0.041018 | 0.1623 | 0.041101 | 0.0001319 | 8.3171e-05 | 0.24268 | 0.24268 | 0.24268 | 0.99486 | -0.098259 | 0.99574 | -0.081321 | 16.6677
14 | 0.13464 | 0.034012 | -0.13448 | -0.033912 | 0.0001562 | 9.9833e-05 | 0.20189 | 0.20189 | 0.20189 | 0.99283 | -0.13731 | 0.99157 | -0.16155 | 55.4636
15 | -0.1623 | -0.041101 | 0.16233 | 0.04112 | 2.9884e-05 | 1.8844e-05 | 0.24268 | 0.24268 | 0.24268 | 0.99574 | -0.081321 | 0.99594 | -0.077488 | 16.6677
16 | 0.069258 | 0.017482 | -0.069079 | -0.017368 | 0.00017884 | 0.00011389 | 0.10398 | 0.10398 | 0.10398 | 0.99157 | -0.16155 | 0.98877 | -0.21561 | 28.5651
17 | 0.065225 | 0.01643 | -0.065159 | -0.016389 | 6.5498e-05 | 4.1684e-05 | 0.097911 | 0.097911 | 0.097911 | 0.99157 | -0.16155 | 0.99048 | -0.18257 | 26.8985
18 | -0.20226 | -0.051128 | 0.20243 | 0.051238 | 0.00017294 | 0.00010963 | 0.30234 | 0.30234 | 0.30234 | 0.99594 | -0.077488 | 0.99687 | -0.059674 | 20.7653
19 | 0.064646 | 0.016257 | -0.064611 | -0.016235 | 3.4795e-05 | 2.2143e-05 | 0.097306 | 0.097306 | 0.097306 | 0.98877 | -0.21561 | 0.98819 | -0.22688 | 26.7325
20 | 0.060196 | 0.015145 | -0.060185 | -0.015138 | 1.0902e-05 | 6.9316e-06 | 0.090454 | 0.090454 | 0.090454 | 0.99048 | -0.18257 | 0.99029 | -0.18636 | 24.8499
21 | 0.0043692 | 0.0010949 | -0.004369 | -0.001095 | 1.8792e-07 | -3.3325e-08 | 0.0065218 | 0.0065219 | 0.0065219 | 0.99687 | -0.059674 | 0.99683 | -0.060577 | 1.7917
22 | -0.2068 | -0.052332 | 0.20698 | 0.05245 | 0.0001854 | 0.00011757 | 0.30886 | 0.30886 | 0.30886 | 0.99687 | -0.059674 | 0.99785 | -0.041013 | 21.2132
23 | -0.20897 | -0.052947 | 0.20903 | 0.052989 | 6.5753e-05 | 4.1705e-05 | 0.31182 | 0.31182 | 0.31182 | 0.99785 | -0.041013 | 0.99819 | -0.034465 | 21.4164
24 | -0.069836 | -0.017618 | 0.069867 | 0.017638 | 3.0797e-05 | 1.9619e-05 | 0.10629 | 0.10629 | 0.10629 | 0.97806 | -0.42062 | 0.97853 | -0.41141 | 29.2006
25 | 0.021151 | 0.0053103 | -0.021146 | -0.0053073 | 4.9805e-06 | 3.0199e-06 | 0.031853 | 0.031853 | 0.031853 | 0.98819 | -0.22688 | 0.98794 | -0.23182 | 8.7508
26 | 0.04346 | 0.010924 | -0.043437 | -0.01091 | 2.2966e-05 | 1.4515e-05 | 0.065453 | 0.065453 | 0.065453 | 0.98819 | -0.22688 | 0.98762 | -0.23796 | 17.9817
27 | 0.054211 | 0.013641 | -0.054169 | -0.013614 | 4.2303e-05 | 2.6855e-05 | 0.081478 | 0.081478 | 0.081478 | 0.99029 | -0.18636 | 0.98944 | -0.2027 | 22.3841
28 | 0.051868 | 0.013037 | -0.051864 | -0.013035 | 3.7682e-06 | 2.3904e-06 | 0.078017 | 0.078018 | 0.078018 | 0.98944 | -0.2027 | 0.98936 | -0.20422 | 21.4334
29 | 0.049478 | 0.012437 | -0.049475 | -0.012434 | 3.7851e-06 | 2.3991e-06 | 0.074429 | 0.074429 | 0.074429 | 0.98936 | -0.20422 | 0.98928 | -0.20583 | 20.4475
30 | 0.046897 | 0.011788 | -0.04689 | -0.011784 | 7.0779e-06 | 4.4811e-06 | 0.070552 | 0.070552 | 0.070552 | 0.98928 | -0.20583 | 0.98912 | -0.20899 | 19.3824
31 | 0.021146 | 0.0053073 | -0.021141 | -0.0053038 | 5.8057e-06 | 3.5203e-06 | 0.031853 | 0.031853 | 0.031853 | 0.98794 | -0.23182 | 0.98764 | -0.23758 | 8.7509
32 | 0.043437 | 0.01091 | -0.043428 | -0.010904 | 9.0866e-06 | 5.7431e-06 | 0.065453 | 0.065453 | 0.065453 | 0.98762 | -0.23796 | 0.9874 | -0.24234 | 17.9817
33 | 0.015709 | 0.003939 | -0.015706 | -0.003937 | 3.5501e-06 | 2.0679e-06 | 0.024011 | 0.024012 | 0.024012 | 0.97354 | -0.50936 | 0.9733 | -0.5141 | 6.5966
34 | 0.014464 | 0.0036257 | -0.014462 | -0.0036246 | 1.9469e-06 | 1.1141e-06 | 0.022113 | 0.022113 | 0.022113 | 0.9733 | -0.5141 | 0.97315 | -0.51692 | 6.075
35 | 0.010866 | 0.0027235 | -0.010865 | -0.002723 | 9.8426e-07 | 5.1181e-07 | 0.016615 | 0.016615 | 0.016615 | 0.97315 | -0.51692 | 0.97306 | -0.51882 | 4.5647
36 | 0.0094425 | 0.0023664 | -0.0094416 | -0.002366 | 8.9997e-07 | 4.3302e-07 | 0.01444 | 0.01444 | 0.01444 | 0.97306 | -0.51882 | 0.97296 | -0.52083 | 3.9669
37 | -0.21106 | -0.053496 | 0.21118 | 0.053572 | 0.00011935 | 7.5709e-05 | 0.31484 | 0.31484 | 0.31484 | 0.99819 | -0.034465 | 0.99881 | -0.022706 | 21.6237
38 | 0.11641 | 0.029342 | -0.11637 | -0.02932 | 3.5222e-05 | 2.194e-05 | 0.17707 | 0.17707 | 0.17707 | 0.97853 | -0.41141 | 0.9782 | -0.41774 | 12.1617
39 | -0.18627 | -0.04698 | 0.18643 | 0.047077 | 0.00015417 | 9.764e-05 | 0.28336 | 0.28336 | 0.28336 | 0.97853 | -0.41141 | 0.97941 | -0.39414 | 19.4619
40 | -0.0059462 | -0.0014903 | 0.0059467 | 0.0014904 | 4.8762e-07 | 1.0542e-07 | 0.0089663 | 0.0089662 | 0.0089663 | 0.98682 | -0.25354 | 0.98691 | -0.25182 | 2.4633
41 | 0.012826 | 0.0032156 | -0.012824 | -0.0032143 | 2.3621e-06 | 1.2966e-06 | 0.019339 | 0.019339 | 0.019339 | 0.98691 | -0.25182 | 0.98671 | -0.25569 | 5.3129
42 | -0.018773 | -0.004706 | 0.018786 | 0.0047136 | 1.2748e-05 | 7.6163e-06 | 0.028305 | 0.028305 | 0.028305 | 0.98691 | -0.25182 | 0.98764 | -0.23758 | 7.7761
43 | 0.009738 | 0.0024409 | -0.0097366 | -0.0024402 | 1.4229e-06 | 6.8598e-07 | 0.014686 | 0.014686 | 0.014686 | 0.98671 | -0.25569 | 0.98655 | -0.25875 | 4.0345
44 | 0.0066533 | 0.0016675 | -0.0066528 | -0.0016674 | 4.8839e-07 | 1.4745e-07 | 0.010035 | 0.010035 | 0.010035 | 0.98655 | -0.25875 | 0.98648 | -0.26029 | 2.7569
45 | -0.0059309 | -0.0014864 | 0.0059316 | 0.0014866 | 6.473e-07 | 1.4064e-07 | 0.0089605 | 0.0089605 | 0.0089605 | 0.98491 | -0.29076 | 0.98503 | -0.28847 | 2.4617
46 | -0.0059316 | -0.0014866 | 0.0059325 | 0.0014868 | 9.519e-07 | 2.0669e-07 | 0.0089605 | 0.0089603 | 0.0089605 | 0.98503 | -0.28847 | 0.9852 | -0.2851 | 2.4617
47 | -0.0059325 | -0.0014868 | 0.0059329 | 0.0014869 | 3.6865e-07 | 8.0006e-08 | 0.0089603 | 0.0089603 | 0.0089603 | 0.9852 | -0.2851 | 0.98527 | -0.2838 | 2.4616
48 | 0.035737 | 0.0089765 | -0.03572 | -0.0089658 | 1.7121e-05 | 1.0756e-05 | 0.053863 | 0.053863 | 0.053863 | 0.9874 | -0.24234 | 0.98688 | -0.25239 | 14.7976
49 | 0.0037149 | 0.00093092 | -0.0037147 | -0.00093099 | 1.5661e-07 | -6.8801e-08 | 0.0056098 | 0.0056099 | 0.0056099 | 0.98536 | -0.28192 | 0.98532 | -0.28281 | 1.5412
50 | -0.0037149 | -0.00093092 | 0.0037151 | 0.00093082 | 2.3389e-07 | -1.0279e-07 | 0.0056098 | 0.0056097 | 0.0056098 | 0.98536 | -0.28192 | 0.98543 | -0.2806 | 1.5412
51 | 0.012717 | 0.0031878 | -0.012716 | -0.0031868 | 1.9372e-06 | 1.0614e-06 | 0.019204 | 0.019204 | 0.019204 | 0.98543 | -0.2806 | 0.98527 | -0.2838 | 5.2758
52 | -0.016433 | -0.0041186 | 0.016437 | 0.0041214 | 4.7341e-06 | 2.7685e-06 | 0.024814 | 0.024813 | 0.024814 | 0.98543 | -0.2806 | 0.98574 | -0.27456 | 6.8169
53 | 0.029692 | 0.0074551 | -0.029661 | -0.0074356 | 3.1368e-05 | 1.9543e-05 | 0.044775 | 0.044775 | 0.044775 | 0.98688 | -0.25239 | 0.98574 | -0.27456 | 12.3009
54 | 0.0031448 | 0.00078781 | -0.0031448 | -0.00078785 | 5.0767e-08 | -4.0103e-08 | 0.004811 | 0.004811 | 0.004811 | 0.97265 | -0.52684 | 0.97264 | -0.52718 | 1.3217
55 | -0.0070232 | -0.0017598 | 0.0070252 | 0.0017605 | 2.012e-06 | 7.1064e-07 | 0.010744 | 0.010744 | 0.010744 | 0.97265 | -0.52684 | 0.97296 | -0.52083 | 2.9517
56 | 0.00053931 | 0.00013486 | -0.00053931 | -0.00013516 | 6.2156e-09 | -2.9824e-07 | 0.00082497 | 0.00082508 | 0.00082508 | 0.97264 | -0.52718 | 0.97262 | -0.52742 | 0.22667
57 | 0.0024164 | 0.00060544 | -0.0024163 | -0.00060558 | 8.0735e-08 | -1.4411e-07 | 0.0036955 | 0.0036956 | 0.0036956 | 0.97296 | -0.52083 | 0.97292 | -0.52153 | 1.0153
58 | -0.0028249 | -0.000708 | 0.002825 | 0.0007079 | 7.9539e-08 | -9.2906e-08 | 0.0043001 | 0.0043001 | 0.0043001 | 0.97755 | -0.43063 | 0.97758 | -0.43004 | 1.1814
59 | -0.002825 | -0.0007079 | 0.0028251 | 0.00070784 | 5.2996e-08 | -6.1909e-08 | 0.0043001 | 0.0043 | 0.0043001 | 0.97758 | -0.43004 | 0.9776 | -0.42964 | 1.1813
60 | -0.023386 | -0.0058715 | 0.023401 | 0.0058804 | 1.4439e-05 | 8.8628e-06 | 0.035668 | 0.035668 | 0.035668 | 0.97575 | -0.46661 | 0.9764 | -0.45368 | 9.7989
61 | 0.018819 | 0.0047269 | -0.018805 | -0.0047183 | 1.4384e-05 | 8.6246e-06 | 0.028703 | 0.028704 | 0.028704 | 0.97575 | -0.46661 | 0.97493 | -0.48264 | 7.8856
62 | -0.026345 | -0.0066182 | 0.026353 | 0.0066231 | 7.8862e-06 | 4.884e-06 | 0.040154 | 0.040154 | 0.040154 | 0.9764 | -0.45368 | 0.97672 | -0.44741 | 11.0314
63 | 0.017102 | 0.0042916 | -0.017096 | -0.004288 | 6.0103e-06 | 3.5534e-06 | 0.026105 | 0.026105 | 0.026105 | 0.97493 | -0.48264 | 0.97456 | -0.49001 | 7.1716
64 | -0.027887 | -0.0070077 | 0.027904 | 0.0070182 | 1.677e-05 | 1.0423e-05 | 0.042492 | 0.042492 | 0.042492 | 0.97672 | -0.44741 | 0.97736 | -0.43482 | 11.6737
65 | 0.015753 | 0.0039514 | -0.015748 | -0.0039483 | 5.4339e-06 | 3.1658e-06 | 0.024054 | 0.024054 | 0.024054 | 0.97456 | -0.49001 | 0.97419 | -0.49725 | 6.6083
66 | -0.028995 | -0.0072915 | 0.029033 | 0.0073153 | 3.8289e-05 | 2.3848e-05 | 0.044153 | 0.044152 | 0.044153 | 0.97736 | -0.43482 | 0.97877 | -0.40721 | 12.1298
67 | 0.012826 | 0.0032159 | -0.012822 | -0.0032138 | 3.7709e-06 | 2.0873e-06 | 0.019591 | 0.019591 | 0.019591 | 0.97419 | -0.49725 | 0.97388 | -0.50342 | 5.3822
68 | -0.029033 | -0.0073153 | 0.029069 | 0.0073379 | 3.6283e-05 | 2.2596e-05 | 0.044152 | 0.044152 | 0.044152 | 0.97877 | -0.40721 | 0.98011 | -0.38112 | 12.1298
69 | 0.0096712 | 0.0024242 | -0.0096694 | -0.0024233 | 1.7497e-06 | 8.5399e-07 | 0.014777 | 0.014777 | 0.014777 | 0.97388 | -0.50342 | 0.97369 | -0.50722 | 4.0596
70 | -0.0093132 | -0.0023341 | 0.0093165 | 0.0023357 | 3.3453e-06 | 1.5785e-06 | 0.01414 | 0.01414 | 0.01414 | 0.98006 | -0.38223 | 0.98044 | -0.37469 | 3.8846
71 | -0.014875 | -0.0037288 | 0.01488 | 0.0037315 | 4.7836e-06 | 2.7458e-06 | 0.022576 | 0.022576 | 0.022576 | 0.98044 | -0.37469 | 0.98079 | -0.36794 | 6.2022
72 | -0.022538 | -0.005651 | 0.022544 | 0.0056549 | 6.4364e-06 | 3.934e-06 | 0.034195 | 0.034195 | 0.034195 | 0.98079 | -0.36794 | 0.98109 | -0.36195 | 9.3941
73 | 0.0076581 | 0.0019195 | -0.0076567 | -0.001919 | 1.4139e-06 | 5.5248e-07 | 0.011619 | 0.011619 | 0.011619 | 0.98079 | -0.36794 | 0.98059 | -0.37182 | 3.192
74 | 0.039344 | 0.0099265 | -0.039336 | -0.0099218 | 7.3303e-06 | 4.6221e-06 | 0.059696 | 0.059696 | 0.059696 | 0.98109 | -0.36195 | 0.98089 | -0.36585 | 16.4
75 | -0.061888 | -0.015581 | 0.062023 | 0.015668 | 0.00013542 | 8.6153e-05 | 0.09389 | 0.09389 | 0.09389 | 0.98109 | -0.36195 | 0.98344 | -0.31629 | 25.7941
76 | 0.037716 | 0.0095157 | -0.037688 | -0.0094984 | 2.7559e-05 | 1.7355e-05 | 0.057238 | 0.057238 | 0.057238 | 0.98089 | -0.36585 | 0.98011 | -0.38112 | 15.7247
77 | -0.06355 | -0.01605 | 0.063657 | 0.016118 | 0.00010647 | 6.7748e-05 | 0.0962 | 0.0962 | 0.0962 | 0.98344 | -0.31629 | 0.98524 | -0.28139 | 26.4287
78 | 0.0086191 | 0.0021605 | -0.0086175 | -0.0021597 | 1.6511e-06 | 7.3271e-07 | 0.013086 | 0.013086 | 0.013086 | 0.98011 | -0.38112 | 0.9799 | -0.38514 | 3.595
79 | -0.064228 | -0.016261 | 0.064233 | 0.016264 | 4.6361e-06 | 2.9504e-06 | 0.097064 | 0.097064 | 0.097064 | 0.98524 | -0.28139 | 0.98531 | -0.27989 | 26.6659
80 | -0.065514 | -0.016585 | 0.065559 | 0.016614 | 4.4578e-05 | 2.8375e-05 | 0.098998 | 0.098998 | 0.098998 | 0.98531 | -0.27989 | 0.98605 | -0.26573 | 27.1974
81 | -0.065559 | -0.016614 | 0.065605 | 0.016643 | 4.5944e-05 | 2.9244e-05 | 0.098998 | 0.098998 | 0.098998 | 0.98605 | -0.26573 | 0.9868 | -0.25115 | 27.1974
82 | -0.066977 | -0.016987 | 0.066995 | 0.016998 | 1.7402e-05 | 1.1079e-05 | 0.10107 | 0.10107 | 0.10107 | 0.9868 | -0.25115 | 0.98708 | -0.24575 | 27.766
83 | -0.0047045 | -0.0011791 | 0.0047049 | 0.0011791 | 3.7857e-07 | -3.8664e-10 | 0.0071915 | 0.0071915 | 0.0071915 | 0.97341 | -0.5126 | 0.9735 | -0.51091 | 1.9757
84 | -0.006217 | -0.001558 | 0.0062181 | 0.0015583 | 1.0916e-06 | 2.9777e-07 | 0.0095029 | 0.0095027 | 0.0095029 | 0.9735 | -0.51091 | 0.97369 | -0.50722 | 2.6107
85 | -0.060226 | -0.015171 | 0.06025 | 0.015187 | 2.4068e-05 | 1.5309e-05 | 0.091878 | 0.091878 | 0.091878 | 0.97568 | -0.4672 | 0.97611 | -0.45884 | 25.2413
86 | 0.060226 | 0.015171 | -0.060062 | -0.015067 | 0.00016364 | 0.00010408 | 0.091878 | 0.091879 | 0.091879 | 0.97568 | -0.4672 | 0.97279 | -0.52417 | 25.2414
87 | -0.086039 | -0.02165 | 0.086127 | 0.021706 | 8.8323e-05 | 5.5842e-05 | 0.13119 | 0.13119 | 0.13119 | 0.97611 | -0.45884 | 0.9772 | -0.43738 | 18.0209
88 | 0.033032 | 0.0082928 | -0.033005 | -0.0082759 | 2.7038e-05 | 1.6954e-05 | 0.050532 | 0.050532 | 0.050532 | 0.97279 | -0.52417 | 0.97192 | -0.54135 | 13.8824
89 | -0.032994 | -0.008269 | 0.033005 | 0.0082759 | 1.0906e-05 | 6.8385e-06 | 0.050532 | 0.050532 | 0.050532 | 0.97157 | -0.54829 | 0.97192 | -0.54135 | 13.8825
90 | -0.0019262 | -0.00048275 | 0.0019262 | 0.00048274 | 3.8999e-09 | -1.3304e-08 | 0.0029022 | 0.0029022 | 0.0029022 | 0.9876 | -0.23557 | 0.9876 | -0.23553 | 0.79731
91 | -0.003841 | -0.00096263 | 0.0038416 | 0.00096242 | 5.5245e-07 | -2.0939e-07 | 0.0057872 | 0.005787 | 0.0057872 | 0.9876 | -0.23553 | 0.98776 | -0.23251 | 1.5899
92 | -0.19555 | -0.049422 | 0.19563 | 0.04947 | 7.5889e-05 | 4.8106e-05 | 0.29699 | 0.29699 | 0.29699 | 0.98026 | -0.37765 | 0.98067 | -0.36956 | 20.3978
93 | 0.19219 | 0.048579 | -0.1921 | -0.048521 | 9.1437e-05 | 5.7943e-05 | 0.29189 | 0.29189 | 0.29189 | 0.98026 | -0.37765 | 0.97975 | -0.38758 | 20.0471
94 | -0.20436 | -0.05166 | 0.20446 | 0.051722 | 9.8462e-05 | 6.2464e-05 | 0.31025 | 0.31025 | 0.31025 | 0.98067 | -0.36956 | 0.98119 | -0.35952 | 21.3081
95 | 0.1921 | 0.048521 | -0.19204 | -0.048483 | 6.0379e-05 | 3.8262e-05 | 0.29189 | 0.29189 | 0.29189 | 0.97975 | -0.38758 | 0.97941 | -0.39414 | 20.0471
96 | 0.015718 | 0.0039407 | -0.015717 | -0.0039402 | 8.4955e-07 | 4.9336e-07 | 0.023837 | 0.023837 | 0.023837 | 0.98119 | -0.35952 | 0.98113 | -0.36065 | 6.5487
97 | -0.22018 | -0.055663 | 0.22025 | 0.055709 | 7.2725e-05 | 4.6193e-05 | 0.33408 | 0.33408 | 0.33408 | 0.98119 | -0.35952 | 0.98154 | -0.35263 | 22.9452
98 | 0.015717 | 0.0039402 | -0.015713 | -0.0039381 | 3.6714e-06 | 2.1322e-06 | 0.023837 | 0.023837 | 0.023837 | 0.98113 | -0.36065 | 0.98088 | -0.36556 | 6.5487
99 | -0.22303 | -0.056404 | 0.22323 | 0.056535 | 0.00020538 | 0.00013047 | 0.33829 | 0.33829 | 0.33829 | 0.98154 | -0.35263 | 0.98253 | -0.33346 | 23.2341
100 | -0.2282 | -0.057781 | 0.22841 | 0.057914 | 0.00020961 | 0.0001332 | 0.34582 | 0.34582 | 0.34582 | 0.98253 | -0.33346 | 0.98352 | -0.31434 | 23.7512
101 | 0.10852 | 0.027353 | -0.10849 | -0.027333 | 3.2573e-05 | 2.0207e-05 | 0.16514 | 0.16514 | 0.16514 | 0.9782 | -0.41774 | 0.97788 | -0.42401 | 11.3417
102 | -0.24543 | -0.06254 | 0.24556 | 0.062619 | 0.00012535 | 7.9724e-05 | 0.3701 | 0.3701 | 0.3701 | 0.98776 | -0.23251 | 0.98831 | -0.22193 | 25.4192
103 | 0.24159 | 0.061577 | -0.24114 | -0.06129 | 0.00045088 | 0.00028671 | 0.36432 | 0.36432 | 0.36432 | 0.98776 | -0.23251 | 0.98574 | -0.27126 | 25.0218
104 | -0.2486 | -0.06338 | 0.24874 | 0.063475 | 0.00014802 | 9.4154e-05 | 0.37468 | 0.37468 | 0.37468 | 0.98831 | -0.22193 | 0.98895 | -0.20961 | 25.7332
105 | 0.23458 | 0.059646 | -0.23429 | -0.059464 | 0.00028603 | 0.00018182 | 0.35441 | 0.35441 | 0.35441 | 0.98574 | -0.27126 | 0.98443 | -0.2966 | 24.3416
106 | -0.097056 | -0.024445 | 0.097092 | 0.024467 | 3.5941e-05 | 2.2123e-05 | 0.14783 | 0.14783 | 0.14783 | 0.9772 | -0.43738 | 0.9776 | -0.42964 | 10.1535
107 | -0.099917 | -0.025175 | 0.099944 | 0.025192 | 2.6918e-05 | 1.6605e-05 | 0.15213 | 0.15213 | 0.15213 | 0.9776 | -0.42964 | 0.97788 | -0.42401 | 10.4488
108 | -0.25207 | -0.064308 | 0.25236 | 0.064493 | 0.00029074 | 0.00018497 | 0.37968 | 0.37968 | 0.37968 | 0.98895 | -0.20961 | 0.9902 | -0.18575 | 26.0767
109 | 0.23149 | 0.058763 | -0.2313 | -0.058637 | 0.0001974 | 0.00012546 | 0.35018 | 0.35018 | 0.35018 | 0.98443 | -0.2966 | 0.98352 | -0.31434 | 24.051
110 | -0.0032334 | -0.00081037 | 0.0032334 | 0.00081036 | 8.9587e-09 | -7.0751e-09 | 0.0048785 | 0.0048785 | 0.0048785 | 0.98623 | -0.26516 | 0.98623 | -0.2651 | 1.3403
111 | -0.0085007 | -0.0021305 | 0.0085018 | 0.0021309 | 1.0552e-06 | 4.5702e-07 | 0.012826 | 0.012826 | 0.012826 | 0.98623 | -0.2651 | 0.98637 | -0.2625 | 3.5236
112 | -0.069181 | -0.017546 | 0.069244 | 0.017586 | 6.3235e-05 | 4.0272e-05 | 0.10436 | 0.10436 | 0.10436 | 0.98708 | -0.24575 | 0.98807 | -0.22676 | 28.6714
113 | -0.010939 | -0.0027418 | 0.01094 | 0.0027422 | 9.069e-07 | 4.6706e-07 | 0.016503 | 0.016502 | 0.016503 | 0.98637 | -0.2625 | 0.98646 | -0.26076 | 4.5337
114 | -0.070805 | -0.017977 | 0.070822 | 0.017988 | 1.7012e-05 | 1.0837e-05 | 0.10671 | 0.10671 | 0.10671 | 0.98807 | -0.22676 | 0.98832 | -0.22176 | 29.3171
115 | -0.25507 | -0.065171 | 0.25515 | 0.065225 | 8.4062e-05 | 5.3486e-05 | 0.38375 | 0.38375 | 0.38375 | 0.9902 | -0.18575 | 0.99055 | -0.17894 | 26.3562
116 | 0.0018768 | 0.00047021 | -0.0018768 | -0.00047036 | 4.1873e-08 | -1.5555e-07 | 0.0028134 | 0.0028135 | 0.0028135 | 0.99263 | -0.13931 | 0.99261 | -0.13978 | 0.77293
117 | -0.003999 | -0.0010021 | 0.0039992 | 0.001002 | 1.5042e-07 | -4.8023e-08 | 0.0059947 | 0.0059947 | 0.0059947 | 0.99263 | -0.13931 | 0.99267 | -0.13852 | 1.6469
118 | -0.33643 | -0.086143 | 0.33728 | 0.086687 | 0.00085334 | 0.00054429 | 0.50496 | 0.50496 | 0.50496 | 0.99267 | -0.13852 | 0.99542 | -0.086297 | 34.6812
119 | 0.33243 | 0.085141 | -0.33208 | -0.084919 | 0.00034828 | 0.00022213 | 0.49896 | 0.49896 | 0.49896 | 0.99267 | -0.13852 | 0.99154 | -0.16017 | 34.2695
120 | -0.33955 | -0.087255 | 0.33974 | 0.087376 | 0.00019025 | 0.00012135 | 0.50834 | 0.50834 | 0.50834 | 0.99542 | -0.086297 | 0.99603 | -0.074769 | 34.9137
121 | 0.33029 | 0.084469 | -0.32999 | -0.084278 | 0.00029977 | 0.00019118 | 0.49627 | 0.49627 | 0.49627 | 0.99154 | -0.16017 | 0.99055 | -0.17894 | 34.0847
122 | -0.34477 | -0.088637 | 0.34507 | 0.088832 | 0.00030488 | 0.00019449 | 0.51586 | 0.51586 | 0.51586 | 0.99603 | -0.074769 | 0.99699 | -0.056589 | 35.4299
123 | 0.074837 | 0.019053 | -0.074773 | -0.019013 | 6.3309e-05 | 4.0346e-05 | 0.11253 | 0.11253 | 0.11253 | 0.99055 | -0.17894 | 0.98964 | -0.1965 | 30.9139
124 | 0.0047436 | 0.0011887 | -0.0047431 | -0.0011887 | 5.3452e-07 | -2.8693e-08 | 0.0070798 | 0.00708 | 0.00708 | 0.99699 | -0.056589 | 0.99687 | -0.058954 | 1.945
125 | -0.34982 | -0.09002 | 0.35013 | 0.090222 | 0.00031587 | 0.00020152 | 0.52294 | 0.52294 | 0.52294 | 0.99699 | -0.056589 | 0.99798 | -0.038039 | 35.9161
126 | 0.072906 | 0.018545 | -0.072818 | -0.018488 | 8.8633e-05 | 5.6473e-05 | 0.10972 | 0.10972 | 0.10972 | 0.98964 | -0.1965 | 0.98832 | -0.22176 | 30.1427
127 | 0.037739 | 0.009472 | -0.037737 | -0.0094707 | 2.0001e-06 | 1.2589e-06 | 0.056849 | 0.056849 | 0.056849 | 0.9879 | -0.23258 | 0.98785 | -0.23369 | 15.6179
128 | -0.042681 | -0.010711 | 0.042713 | 0.01073 | 3.1516e-05 | 1.9909e-05 | 0.064293 | 0.064293 | 0.064293 | 0.9879 | -0.23258 | 0.9887 | -0.2171 | 17.6629
129 | 0.035063 | 0.0088006 | -0.035062 | -0.0087995 | 1.7398e-06 | 1.0922e-06 | 0.052821 | 0.052821 | 0.052821 | 0.98785 | -0.23369 | 0.98779 | -0.23473 | 14.5114
130 | -0.04411 | -0.011081 | 0.044127 | 0.011091 | 1.7092e-05 | 1.0806e-05 | 0.066396 | 0.066395 | 0.066396 | 0.9887 | -0.2171 | 0.98912 | -0.20899 | 18.2405
131 | 0.032395 | 0.008131 | -0.032383 | -0.0081239 | 1.1457e-05 | 7.1682e-06 | 0.048804 | 0.048804 | 0.048804 | 0.98779 | -0.23473 | 0.98741 | -0.24215 | 13.4076
132 | 0.030117 | 0.0075559 | -0.030109 | -0.0075511 | 7.6276e-06 | 4.7554e-06 | 0.045388 | 0.045388 | 0.045388 | 0.98741 | -0.24215 | 0.98714 | -0.24746 | 12.4694
133 | 0.022839 | 0.005729 | -0.02283 | -0.0057239 | 8.3271e-06 | 5.0899e-06 | 0.034429 | 0.034429 | 0.034429 | 0.98714 | -0.24746 | 0.98674 | -0.25511 | 9.4585
134 | 0.019508 | 0.0048912 | -0.019505 | -0.0048896 | 2.6634e-06 | 1.5998e-06 | 0.029418 | 0.029419 | 0.029419 | 0.98674 | -0.25511 | 0.9866 | -0.25798 | 8.082
135 | 0.016358 | 0.0041009 | -0.016356 | -0.0040997 | 1.9681e-06 | 1.1495e-06 | 0.024672 | 0.024672 | 0.024672 | 0.9866 | -0.25798 | 0.98647 | -0.2605 | 6.7781
136 | 0.014004 | 0.0035101 | -0.014003 | -0.00351 | 1.7149e-07 | 9.6669e-08 | 0.021124 | 0.021124 | 0.021124 | 0.98647 | -0.2605 | 0.98646 | -0.26076 | 5.8032
137 | -0.2202 | -0.05592 | 0.22021 | 0.055926 | 9.6311e-06 | 6.1138e-06 | 0.32794 | 0.32794 | 0.32794 | 0.99995 | -0.00090879 | 1 | 0 | 22.523
138 | 0.21715 | 0.055156 | -0.21702 | -0.055073 | 0.00013082 | 8.3022e-05 | 0.3234 | 0.3234 | 0.3234 | 0.99995 | -0.00090879 | 0.99929 | -0.013433 | 22.2115
139 | 0.36002 | 0.092958 | -0.35936 | -0.092537 | 0.00066047 | 0.00042142 | 0.53669 | 0.53669 | 0.53669 | 1 | 0 | 0.998 | -0.037698 | 36.8604
140 | 0.0027738 | 0.00069491 | -0.0027736 | -0.00069514 | 1.6166e-07 | -2.2757e-07 | 0.0041303 | 0.0041304 | 0.0041304 | 0.99929 | -0.013433 | 0.99923 | -0.014656 | 1.1347
141 | 0.21425 | 0.054378 | -0.21415 | -0.054317 | 9.5522e-05 | 6.061e-05 | 0.31927 | 0.31927 | 0.31927 | 0.99929 | -0.013433 | 0.99881 | -0.022706 | 21.9278
142 | 0.3553 | 0.09152 | -0.3553 | -0.091516 | 5.8907e-06 | 3.7584e-06 | 0.53064 | 0.53064 | 0.53064 | 0.998 | -0.037698 | 0.99798 | -0.038039 | 36.445

## res_trafo
| p_hv_mw | q_hv_mvar | p_lv_mw | q_lv_mvar | pl_mw | ql_mvar | i_hv_ka | i_lv_ka | vm_hv_pu | va_hv_degree | vm_lv_pu | va_lv_degree | loading_percent
0 | -1.2729e-15 | -1.3162e-15 | 0.00165 | 1.2699e-07 | 0.00165 | 1.2699e-07 | 5.2857e-17 | 0.0023815 | 0.99998 | 149.9956 | 1 | 0 | 0.2619

## res_ext_grid
| p_mw | q_mvar
0 | 0.58704 | 0.15018

## res_load
| p_mw | q_mvar
0 | 0.016132 | 0.0040431
1 | 0.012768 | 0.0032001
2 | 0.0096462 | 0.0024176
3 | 0.00064639 | 0.000162
4 | 0.00075166 | 0.00018838
5 | 0.0015105 | 0.00037858
6 | 0.001513 | 0.0003792
7 | 0.001974 | 0.00049473
8 | 0.0037961 | 0.00095138
9 | 0.0095451 | 0.0023922
10 | 0.013903 | 0.0034844
11 | 0.039932 | 0.010008
12 | 0.0044328 | 0.001111
13 | 0.0049636 | 0.001244
14 | 0.004369 | 0.001095
15 | 0.0019838 | 0.00049719
16 | 0.0081891 | 0.0020524
17 | 0.0059734 | 0.0014971
18 | 0.0023011 | 0.00057671
19 | 0.002386 | 0.00059799
20 | 0.0025776 | 0.00064601
21 | 0.00069866 | 0.0001751
22 | 0.0012419 | 0.00031124
23 | 0.0035955 | 0.00090111
24 | 0.0014228 | 0.00035659
25 | 0.0020247 | 0.00050744
26 | 0.0059462 | 0.0014903
27 | 0.0030857 | 0.00077336
28 | 0.002355 | 0.00059022
29 | 0.0030833 | 0.00077275
30 | 0.0066528 | 0.0016674
31 | 0.0059309 | 0.0014864
32 | 0.0076907 | 0.0019275
33 | 0.0037147 | 0.00093099
34 | 0.0067826 | 0.0016999
35 | 0.0060276 | 0.0015107
36 | 0.013224 | 0.0033142
37 | 0.0038784 | 0.00097201
38 | 0.0026054 | 0.00065299
39 | 0.00053931 | 0.00013516
40 | 0.0024163 | 0.00060558
41 | 0.0028249 | 0.000708
42 | 0.0045668 | 0.0011446
43 | 0.002944 | 0.00073783
44 | 0.0017028 | 0.00042676
45 | 0.0015348 | 0.00038465
46 | 0.0013429 | 0.00033657
47 | 0.0010905 | 0.00027331
48 | 0.0029222 | 0.00073236
49 | 0.0031507 | 0.00078965
50 | 0.0093132 | 0.0023341
51 | 0.0055585 | 0.0013931
52 | 0.0076567 | 0.001919
53 | 0.0016204 | 0.0004061
54 | 0.0015268 | 0.00038264
55 | 0.00057182 | 0.00014331
56 | 0.0086175 | 0.0021597
57 | 0.001281 | 0.00032105
58 | 0.0013727 | 0.00034403
59 | 0.0047045 | 0.0011791
60 | 0.0015122 | 0.00037899
61 | 0.0034513 | 0.00086498
62 | 0.025789 | 0.0064634
63 | 0.02703 | 0.0067744
64 | 0.032994 | 0.008269
65 | 0.0019262 | 0.00048275
66 | 0.0019148 | 0.0004799
67 | 0.0033641 | 0.00084313
68 | 0.0087347 | 0.0021891
69 | 0.0056086 | 0.0014057
70 | 0.0027745 | 0.00069536
71 | 0.015713 | 0.0039381
72 | 0.0049714 | 0.0012459
73 | 0.0078488 | 0.0019671
74 | 0.0030372 | 0.0007612
75 | 0.0065611 | 0.0016444
76 | 0.010929 | 0.0027391
77 | 0.0033244 | 0.00083316
78 | 0.0027988 | 0.00070145
79 | 0.0032334 | 0.00081037
80 | 0.0052673 | 0.0013201
81 | 0.0021862 | 0.00054792
82 | 0.0024373 | 0.00061084
83 | 0.0015607 | 0.00039115
84 | 0.0028859 | 0.00072329
85 | 0.0027081 | 0.00067872
86 | 0.0021222 | 0.00053188
87 | 0.0018768 | 0.00047036
88 | 0.0022652 | 0.0005677
89 | 0.0017935 | 0.00044949
90 | 0.0050305 | 0.0012608
91 | 0.001867 | 0.00046791
92 | 0.004942 | 0.0012386
93 | 0.002674 | 0.00067018
94 | 0.001397 | 0.00035013
95 | 0.0026671 | 0.00066843
96 | 0.0027628 | 0.00069243
97 | 0.0022663 | 0.00056799
98 | 0.0072705 | 0.0018222
99 | 0.0033226 | 0.00083273
100 | 0.0031469 | 0.00078869
101 | 0.0023526 | 0.00058962
102 | 0.0030635 | 0.00076777
103 | 0.0030483 | 0.00076399
104 | 0.0051652 | 0.0012945
105 | 0.0040557 | 0.0010165
106 | 0.0027736 | 0.00069514
107 | 0.0029729 | 0.00074507
108 | 0.0051654 | 0.0012946
109 | 0.0047431 | 0.0011887
110 | 0.001996 | 0.00050025
111 | 0.0085444 | 0.0021414

## dtypes
| element | column | dtype
0 | bus | name | object
1 | bus | vn_kv | float64
2 | bus | type | object
3 | bus | zone | object
4 | bus | in_service | bool
5 | load | name | object
6 | load | bus | uint32
7 | load | p_mw | float64
8 | load | q_mvar | float64
9 | load | const_z_percent | float64
10 | load | const_i_percent | float64
11 | load | sn_mva | float64
12 | load | scaling | float64
13 | load | in_service | bool
14 | load | type | object
15 | ext_grid | name | object
16 | ext_grid | bus | uint32
17 | ext_grid | vm_pu | float64
18 | ext_grid | va_degree | float64
19 | ext_grid | slack_weight | float64
20 | ext_grid | in_service | bool
21 | line | name | object
22 | line | std_type | object
23 | line | from_bus | uint32
24 | line | to_bus | uint32
25 | line | length_km | float64
26 | line | r_ohm_per_km | float64
27 | line | x_ohm_per_km | float64
28 | line | c_nf_per_km | float64
29 | line | g_us_per_km | float64
30 | line | max_i_ka | float64
31 | line | df | float64
32 | line | parallel | uint32
33 | line | type | object
34 | line | in_service | bool
35 | trafo | name | object
36 | trafo | std_type | object
37 | trafo | hv_bus | uint32
38 | trafo | lv_bus | uint32
39 | trafo | sn_mva | float64
40 | trafo | vn_hv_kv | float64
41 | trafo | vn_lv_kv | float64
42 | trafo | vk_percent | float64
43 | trafo | vkr_percent | float64
44 | trafo | pfe_kw | float64
45 | trafo | i0_percent | float64
46 | trafo | shift_degree | float64
47 | trafo | tap_side | object
48 | trafo | tap_neutral | int32
49 | trafo | tap_min | int32
50 | trafo | tap_max | int32
51 | trafo | tap_step_percent | float64
52 | trafo | tap_step_degree | float64
53 | trafo | tap_pos | int32
54 | trafo | tap_phase_shifter | bool
55 | trafo | parallel | uint32
56 | trafo | df | float64
57 | trafo | in_service | bool
58 | line_geodata | coords | object
59 | bus_geodata | x | float64
60 | bus_geodata | y | float64
61 | bus_geodata | coords | object
62 | res_bus | vm_pu | float64
63 | res_bus | va_degree | float64
64 | res_bus | p_mw | float64
65 | res_bus | q_mvar | float64
66 | res_line | p_from_mw | float64
67 | res_line | q_from_mvar | float64
68 | res_line | p_to_mw | float64
69 | res_line | q_to_mvar | float64
70 | res_line | pl_mw | float64
71 | res_line | ql_mvar | float64
72 | res_line | i_from_ka | float64
73 | res_line | i_to_ka | float64
74 | res_line | i_ka | float64
75 | res_line | vm_from_pu | float64
76 | res_line | va_from_degree | float64
77 | res_line | vm_to_pu | float64
78 | res_line | va_to_degree | float64
79 | res_line | loading_percent | float64
80 | res_trafo | p_hv_mw | float64
81 | res_trafo | q_hv_mvar | float64
82 | res_trafo | p_lv_mw | float64
83 | res_trafo | q_lv_mvar | float64
84 | res_trafo | pl_mw | float64
85 | res_trafo | ql_mvar | float64
86 | res_trafo | i_hv_ka | float64
87 | res_trafo | i_lv_ka | float64
88 | res_trafo | vm_hv_pu | float64
89 | res_trafo | va_hv_degree | float64
90 | res_trafo | vm_lv_pu | float64
91 | res_trafo | va_lv_degree | float64
92 | res_trafo | loading_percent | float64
93 | res_ext_grid | p_mw | float64
94 | res_ext_grid | q_mvar | float64
95 | res_load | p_mw | float64
96 | res_load | q_mvar | float64

## parameters
| version | format_version | converged | OPF_converged | name | f_hz | sn_mva
0 | 2.14.6 | 2.14.0 | TRUE | FALSE |  | 50 | 1