## bus
| name | vn_kv | type | zone | in_service
0 | bus_LV_2579-5_1_3_node_32 | 0.4 | n |  | TRUE
1 | bus_LV_2579-5_1_3_node_33 | 0.4 | n |  | TRUE
2 | bus_LV_2579-5_1_3_node_34 | 0.4 | n |  | TRUE
3 | bus_LV_2579-5_1_3_node_35 | 0.4 | n |  | TRUE
4 | bus_LV_2579-5_1_3_node_145 | 0.4 | n |  | TRUE
5 | bus_LV_2579-5_1_3_node_45 | 0.4 | n |  | TRUE
6 | bus_LV_2579-5_1_3_node_47 | 0.4 | n |  | TRUE
7 | bus_LV_2579-5_1_3_node_91 | 0.4 | n |  | TRUE
8 | bus_LV_2579-5_1_3_node_54 | 0.4 | n |  | TRUE
9 | bus_LV_2579-5_1_3_node_55 | 0.4 | n |  | TRUE
10 | bus_LV_2579-5_1_3_node_56 | 0.4 | n |  | TRUE
11 | bus_LV_2579-5_1_3_node_148 | 0.4 | n |  | TRUE
12 | bus_LV_2579-5_1_3_node_57 | 0.4 | n |  | TRUE
13 | bus_LV_2579-5_1_3_node_58 | 0.4 | n |  | TRUE
14 | bus_LV_2579-5_1_3_node_59 | 0.4 | n |  | TRUE
15 | bus_LV_2579-5_1_3_node_60 | 0.4 | n |  | TRUE
16 | bus_LV_2579-5_1_3_node_61 | 0.4 | n |  | TRUE
17 | bus_LV_2579-5_1_3_node_216 | 0.4 | n |  | TRUE
18 | bus_LV_2579-5_1_3_node_144 | 0.4 | n |  | TRUE
19 | bus_LV_2579-5_1_3_node_62 | 0.4 | n |  | TRUE
20 | bus_LV_2579-5_1_3_node_63 | 0.4 | n |  | TRUE
21 | bus_LV_2579-5_1_3_node_65 | 0.4 | n |  | TRUE
22 | bus_LV_2579-5_1_3_node_166 | 0.4 | n |  | TRUE
23 | bus_LV_2579-5_1_3_node_67 | 0.4 | n |  | TRUE
24 | bus_LV_2579-5_1_3_node_150 | 0.4 | n |  | TRUE
25 | bus_LV_2579-5_1_3_node_70 | 0.4 | n |  | TRUE
26 | bus_LV_2579-5_1_3_node_71 | 0.4 | n |  | TRUE
27 | bus_LV_2579-5_1_3_node_72 | 0.4 | n |  | TRUE
28 | bus_LV_2579-5_1_3_node_73 | 0.4 | n |  | TRUE
29 | bus_LV_2579-5_1_3_node_74 | 0.4 | n |  | TRUE
30 | bus_LV_2579-5_1_3_node_75 | 0.4 | n |  | TRUE
31 | bus_LV_2579-5_1_3_node_203 | 0.4 | n |  | TRUE
32 | bus_LV_2579-5_1_3_node_109 | 0.4 | n |  | TRUE
33 | bus_LV_2579-5_1_3_node_211 | 0.4 | n |  | TRUE
34 | bus_LV_2579-5_1_3_node_231 | 0.4 | n |  | TRUE
35 | bus_LV_2579-5_1_3_node_76 | 0.4 | n |  | TRUE
36 | bus_LV_2579-5_1_3_node_77 | 0.4 | n |  | TRUE
37 | bus_LV_2579-5_1_3_node_78 | 0.4 | n |  | TRUE
38 | bus_LV_2579-5_1_3_node_79 | 0.4 | n |  | TRUE
39 | bus_LV_2579-5_1_3_node_80 | 0.4 | n |  | TRUE
40 | bus_LV_2579-5_1_3_node_160 | 0.4 | n |  | TRUE
41 | bus_LV_2579-5_1_3_node_88 | 0.4 | n |  | TRUE
42 | bus_LV_2579-5_1_3_node_89 | 0.4 | n |  | TRUE
43 | bus_LV_2579-5_1_3_node_90 | 0.4 | n |  | TRUE
44 | bus_LV_2579-5_1_3_node_92 | 0.4 | n |  | TRUE
45 | bus_LV_2579-5_1_3_node_158 | 0.4 | n |  | TRUE
46 | bus_LV_2579-5_1_3_node_93 | 0.4 | n |  | TRUE
47 | bus_LV_2579-5_1_3_node_94 | 0.4 | n |  | TRUE
48 | bus_LV_2579-5_1_3_node_95 | 0.4 | n |  | TRUE
49 | bus_LV_2579-5_1_3_node_96 | 0.4 | n |  | TRUE
50 | bus_LV_2579-5_1_3_node_97 | 0.4 | n |  | TRUE
51 | bus_LV_2579-5_1_3_node_189 | 0.4 | n |  | TRUE
52 | bus_LV_2579-5_1_3_node_98 | 0.4 | n |  | TRUE
53 | bus_LV_2579-5_1_3_node_99 | 0.4 | n |  | TRUE
54 | bus_LV_2579-5_1_3_node_100 | 0.4 | n |  | TRUE
55 | bus_LV_2579-5_1_3_node_101 | 0.4 | n |  | TRUE
56 | bus_LV_2579-5_1_3_node_102 | 0.4 | n |  | TRUE
57 | bus_LV_2579-5_1_3_node_217 | 0.4 | n |  | TRUE
58 | bus_LV_2579-5_1_3_node_187 | 0.4 | n |  | TRUE
59 | bus_LV_2579-5_1_3_node_142 | 0.4 | n |  | TRUE
60 | bus_LV_2579-5_1_3_node_140 | 0.4 | n |  | TRUE
61 | bus_LV_2579-5_1_3_node_141 | 0.4 | n |  | TRUE
62 | bus_LV_2579-5_1_3_node_143 | 0.4 | n |  | TRUE
63 | bus_LV_2579-5_1_3_node_168 | 0.4 | n |  | TRUE
64 | bus_LV_2579-5_1_3_node_146 | 0.4 | n |  | TRUE
65 | bus_LV_2579-5_1_3_node_197 | 0.4 | n |  | TRUE
66 | bus_LV_2579-5_1_3_node_198 | 0.4 | n |  | TRUE
67 | bus_LV_2579-5_1_3_node_153 | 0.4 | n |  | TRUE
68 | bus_LV_2579-5_1_3_node_147 | 0.4 | n |  | TRUE
69 | bus_LV_2579-5_1_3_node_149 | 0.4 | n |  | TRUE
70 | bus_LV_2579-5_1_3_node_151 | 0.4 | n |  | TRUE
71 | bus_LV_2579-5_1_3_node_199 | 0.4 | n |  | TRUE
72 | bus_LV_2579-5_1_3_node_152 | 0.4 | n |  | TRUE
73 | bus_LV_2579-5_1_3_node_154 | 0.4 | n |  | TRUE
74 | bus_LV_2579-5_1_3_node_155 | 0.4 | n |  | TRUE
75 | bus_LV_2579-5_1_3_node_157 | 0.4 | n |  | TRUE
76 | bus_LV_2579-5_1_3_node_159 | 0.4 | n |  | TRUE
77 | bus_LV_2579-5_1_3_node_239 | 0.4 | n |  | TRUE
78 | bus_LV_2579-5_1_3_node_161 | 0.4 | n |  | TRUE
79 | bus_LV_2579-5_1_3_node_162 | 0.4 | n |  | TRUE
80 | bus_LV_2579-5_1_3_node_163 | 0.4 | n |  | TRUE
81 | bus_LV_2579-5_1_3_node_164 | 0.4 | n |  | TRUE
82 | bus_LV_2579-5_1_3_node_165 | 0.4 | n |  | TRUE
83 | bus_LV_2579-5_1_3_node_226 | 0.4 | n |  | TRUE
84 | bus_LV_2579-5_1_3_node_224 | 0.4 | n |  | TRUE
85 | bus_LV_2579-5_1_3_node_190 | 0.4 | n |  | TRUE
86 | bus_LV_2579-5_1_3_node_180 | 0.4 | n |  | TRUE
87 | bus_LV_2579-5_1_3_node_182 | 0.4 | n |  | TRUE
88 | bus_LV_2579-5_1_3_node_181 | 0.4 | n |  | TRUE
89 | bus_LV_2579-5_1_3_node_183 | 0.4 | n |  | TRUE
90 | bus_LV_2579-5_1_3_node_184 | 0.4 | n |  | TRUE
91 | bus_LV_2579-5_1_3_node_218 | 0.4 | n |  | TRUE
92 | bus_LV_2579-5_1_3_node_206 | 0.4 | n |  | TRUE
93 | bus_LV_2579-5_1_3_node_207 | 0.4 | n |  | TRUE
94 | bus_LV_2579-5_1_3_node_188 | 0.4 | n |  | TRUE
95 | bus_LV_2579-5_1_3_node_227 | 0.4 | n |  | TRUE
96 | bus_LV_2579-5_1_3_node_204 | 0.4 | n |  | TRUE
97 | bus_LV_2579-5_1_3_node_205 | 0.4 | n |  | TRUE
98 | bus_LV_2579-5_1_3_node_208 | 0.4 | n |  | TRUE
99 | bus_LV_2579-5_1_3_node_213 | 0.4 | n |  | TRUE
100 | bus_LV_2579-5_1_3_node_209 | 0.4 | n |  | TRUE
101 | bus_LV_2579-5_1_3_node_210 | 0.4 | n |  | TRUE
102 | bus_LV_2579-5_1_3_node_212 | 0.4 | n |  | TRUE
103 | bus_LV_2579-5_1_3_node_214 | 0.4 | n |  | TRUE
104 | bus_LV_2579-5_1_3_node_228 | 0.4 | n |  | TRUE
105 | bus_LV_2579-5_1_3_node_225 | 0.4 | n |  | TRUE
106 | bus_LV_2579-5_1_3_node_229 | 0.4 | n |  | TRUE
107 | bus_LV_2579-5_1_3_node_238 | 0.4 | n |  | TRUE
108 | bus_LV_2579-5_1_3_node_230 | 0.4 | n |  | TRUE
109 | bus_LV_2579-5_1_3_node_232 | 0.4 | n |  | TRUE
110 | bus_LV_2579-5_1_3_node_233 | 0.4 | n |  | TRUE
111 | bus_LV_2579-5_1_3_node_234 | 0.4 | n |  | TRUE
112 | bus_LV_2579-5_1_3_node_235 | 0.4 | n |  | TRUE
113 | bus_LV_2579-5_1_3_node_237 | 0.4 | n |  | TRUE
114 | bus_MV_480_0_node_41 | 20 | n |  | TRUE

## load
| name | bus | p_mw | q_mvar | const_z_percent | const_i_percent | sn_mva | scaling | in_service | type
0 | LV_2579-5_1_3_load_32 | 0 | 0.0024941 | 0.00062509 | 0 | 0 |  | 1 | TRUE | wye
1 | LV_2579-5_1_3_load_34 | 2 | 0.001177 | 0.00029498 | 0 | 0 |  | 1 | TRUE | wye
2 | LV_2579-5_1_3_load_35 | 3 | 0.0015921 | 0.00039903 | 0 | 0 |  | 1 | TRUE | wye
3 | LV_2579-5_1_3_load_145 | 4 | 0.0019708 | 0.00049394 | 0 | 0 |  | 1 | TRUE | wye
4 | LV_2579-5_1_3_load_45 | 5 | 0.002569 | 0.00064385 | 0 | 0 |  | 1 | TRUE | wye
5 | LV_2579-5_1_3_load_47 | 6 | 0.002036 | 0.00051026 | 0 | 0 |  | 1 | TRUE | wye
6 | LV_2579-5_1_3_load_91 | 7 | 0.0019644 | 0.00049232 | 0 | 0 |  | 1 | TRUE | wye
7 | LV_2579-5_1_3_load_54 | 8 | 0.0013736 | 0.00034426 | 0 | 0 |  | 1 | TRUE | wye
8 | LV_2579-5_1_3_load_55 | 9 | 0.0014524 | 0.000364 | 0 | 0 |  | 1 | TRUE | wye
9 | LV_2579-5_1_3_load_56 | 10 | 0.0018511 | 0.00046393 | 0 | 0 |  | 1 | TRUE | wye
10 | LV_2579-5_1_3_load_148 | 11 | 0.0021276 | 0.00053323 | 0 | 0 |  | 1 | TRUE | wye
11 | LV_2579-5_1_3_load_57 | 12 | 0.0015378 | 0.00038541 | 0 | 0 |  | 1 | TRUE | wye
12 | LV_2579-5_1_3_load_58 | 13 | 0.0017618 | 0.00044156 | 0 | 0 |  | 1 | TRUE | wye
13 | LV_2579-5_1_3_load_59 | 14 | 0.0033839 | 0.00084809 | 0 | 0 |  | 1 | TRUE | wye
14 | LV_2579-5_1_3_load_60 | 15 | 0.0040075 | 0.0010044 | 0 | 0 |  | 1 | TRUE | wye
15 | LV_2579-5_1_3_load_61 | 16 | 0.003196 | 0.00080099 | 0 | 0 |  | 1 | TRUE | wye
16 | LV_2579-5_1_3_load_216 | 17 | 0.0033332 | 0.00083537 | 0 | 0 |  | 1 | TRUE | wye
17 | LV_2579-5_1_3_load_144 | 18 | 0.0034792 | 0.00087197 | 0 | 0 |  | 1 | TRUE | wye
18 | LV_2579-5_1_3_load_62 | 19 | 0.0020832 | 0.00052211 | 0 | 0 |  | 1 | TRUE | wye
19 | LV_2579-5_1_3_load_63 | 20 | 0.0014036 | 0.00035177 | 0 | 0 |  | 1 | TRUE | wye
20 | LV_2579-5_1_3_load_65 | 21 | 0.0018114 | 0.00045398 | 0 | 0 |  | 1 | TRUE | wye
21 | LV_2579-5_1_3_load_166 | 22 | 0.0031035 | 0.0007778 | 0 | 0 |  | 1 | TRUE | wye
22 | LV_2579-5_1_3_load_67 | 23 | 0.0031339 | 0.00078543 | 0 | 0 |  | 1 | TRUE | wye
23 | LV_2579-5_1_3_load_70 | 25 | 0.0035552 | 0.00089101 | 0 | 0 |  | 1 | TRUE | wye
24 | LV_2579-5_1_3_load_71 | 26 | 0.0052406 | 0.0013134 | 0 | 0 |  | 1 | TRUE | wye
25 | LV_2579-5_1_3_load_73 | 28 | 0.0053908 | 0.0013511 | 0 | 0 |  | 1 | TRUE | wye
26 | LV_2579-5_1_3_load_74 | 29 | 0.0029619 | 0.00074231 | 0 | 0 |  | 1 | TRUE | wye
27 | LV_2579-5_1_3_load_203 | 31 | 0.0044193 | 0.0011076 | 0 | 0 |  | 1 | TRUE | wye
28 | LV_2579-5_1_3_load_109 | 32 | 0.0031542 | 0.00079051 | 0 | 0 |  | 1 | TRUE | wye
29 | LV_2579-5_1_3_load_211 | 33 | 0.0047255 | 0.0011843 | 0 | 0 |  | 1 | TRUE | wye
30 | LV_2579-5_1_3_load_231 | 34 | 0.0051448 | 0.0012894 | 0 | 0 |  | 1 | TRUE | wye
31 | LV_2579-5_1_3_load_76 | 35 | 0.0016824 | 0.00042164 | 0 | 0 |  | 1 | TRUE | wye
32 | LV_2579-5_1_3_load_77 | 36 | 0.0040531 | 0.0010158 | 0 | 0 |  | 1 | TRUE | wye
33 | LV_2579-5_1_3_load_78 | 37 | 0.0026581 | 0.00066618 | 0 | 0 |  | 1 | TRUE | wye
34 | LV_2579-5_1_3_load_79 | 38 | 0.0016691 | 0.00041832 | 0 | 0 |  | 1 | TRUE | wye
35 | LV_2579-5_1_3_load_80 | 39 | 0.0029592 | 0.00074165 | 0 | 0 |  | 1 | TRUE | wye
36 | LV_2579-5_1_3_load_160 | 40 | 0.0022296 | 0.00055879 | 0 | 0 |  | 1 | TRUE | wye
37 | LV_2579-5_1_3_load_88 | 41 | 0.0039165 | 0.00098157 | 0 | 0 |  | 1 | TRUE | wye
38 | LV_2579-5_1_3_load_89 | 42 | 0.0026235 | 0.00065752 | 0 | 0 |  | 1 | TRUE | wye
39 | LV_2579-5_1_3_load_90 | 43 | 0.00089955 | 0.00022545 | 0 | 0 |  | 1 | TRUE | wye
40 | LV_2579-5_1_3_load_92 | 44 | 0.0010624 | 0.00026627 | 0 | 0 |  | 1 | TRUE | wye
41 | LV_2579-5_1_3_load_93 | 46 | 0.0016762 | 0.00042008 | 0 | 0 |  | 1 | TRUE | wye
42 | LV_2579-5_1_3_load_94 | 47 | 0.0044957 | 0.0011267 | 0 | 0 |  | 1 | TRUE | wye
43 | LV_2579-5_1_3_load_95 | 48 | 0.0014776 | 0.00037032 | 0 | 0 |  | 1 | TRUE | wye
44 | LV_2579-5_1_3_load_96 | 49 | 0.0019533 | 0.00048956 | 0 | 0 |  | 1 | TRUE | wye
45 | LV_2579-5_1_3_load_97 | 50 | 0.0017313 | 0.00043391 | 0 | 0 |  | 1 | TRUE | wye
46 | LV_2579-5_1_3_load_189 | 51 | 0.0014778 | 0.00037036 | 0 | 0 |  | 1 | TRUE | wye
47 | LV_2579-5_1_3_load_98 | 52 | 0.0031777 | 0.0007964 | 0 | 0 |  | 1 | TRUE | wye
48 | LV_2579-5_1_3_load_99 | 53 | 0.0027271 | 0.00068349 | 0 | 0 |  | 1 | TRUE | wye
49 | LV_2579-5_1_3_load_100 | 54 | 0.0024549 | 0.00061526 | 0 | 0 |  | 1 | TRUE | wye
50 | LV_2579-5_1_3_load_101 | 55 | 0.0025203 | 0.00063165 | 0 | 0 |  | 1 | TRUE | wye
51 | LV_2579-5_1_3_load_217 | 57 | 0.0022323 | 0.00055947 | 0 | 0 |  | 1 | TRUE | wye
52 | LV_2579-5_1_3_load_187 | 58 | 0.0015418 | 0.0003864 | 0 | 0 |  | 1 | TRUE | wye
53 | LV_2579-5_1_3_load_142 | 59 | 0.0015248 | 0.00038215 | 0 | 0 |  | 1 | TRUE | wye
54 | LV_2579-5_1_3_load_140 | 60 | 0.001237 | 0.00031002 | 0 | 0 |  | 1 | TRUE | wye
55 | LV_2579-5_1_3_load_141 | 61 | 0.0032234 | 0.00080785 | 0 | 0 |  | 1 | TRUE | wye
56 | LV_2579-5_1_3_load_143 | 62 | 0.0023086 | 0.00057859 | 0 | 0 |  | 1 | TRUE | wye
57 | LV_2579-5_1_3_load_168 | 63 | 0.00039954 | 0.00010013 | 0 | 0 |  | 1 | TRUE | wye
58 | LV_2579-5_1_3_load_197 | 65 | 0.0012906 | 0.00032346 | 0 | 0 |  | 1 | TRUE | wye
59 | LV_2579-5_1_3_load_198 | 66 | 0.0027924 | 0.00069983 | 0 | 0 |  | 1 | TRUE | wye
60 | LV_2579-5_1_3_load_153 | 67 | 0.0021802 | 0.00054641 | 0 | 0 |  | 1 | TRUE | wye
61 | LV_2579-5_1_3_load_147 | 68 | 0.0010273 | 0.00025746 | 0 | 0 |  | 1 | TRUE | wye
62 | LV_2579-5_1_3_load_151 | 70 | 0.0018103 | 0.0004537 | 0 | 0 |  | 1 | TRUE | wye
63 | LV_2579-5_1_3_load_199 | 71 | 0.0018727 | 0.00046935 | 0 | 0 |  | 1 | TRUE | wye
64 | LV_2579-5_1_3_load_152 | 72 | 0.0011141 | 0.00027922 | 0 | 0 |  | 1 | TRUE | wye
65 | LV_2579-5_1_3_load_154 | 73 | 0.0014739 | 0.00036941 | 0 | 0 |  | 1 | TRUE | wye
66 | LV_2579-5_1_3_load_155 | 74 | 0.0010493 | 0.00026297 | 0 | 0 |  | 1 | TRUE | wye
67 | LV_2579-5_1_3_load_239 | 77 | 0.00081302 | 0.00020376 | 0 | 0 |  | 1 | TRUE | wye
68 | LV_2579-5_1_3_load_161 | 78 | 0.0017721 | 0.00044414 | 0 | 0 |  | 1 | TRUE | wye
69 | LV_2579-5_1_3_load_162 | 79 | 0.0015701 | 0.00039351 | 0 | 0 |  | 1 | TRUE | wye
70 | LV_2579-5_1_3_load_163 | 80 | 0.0024563 | 0.00061562 | 0 | 0 |  | 1 | TRUE | wye
71 | LV_2579-5_1_3_load_164 | 81 | 0.0026182 | 0.00065618 | 0 | 0 |  | 1 | TRUE | wye
72 | LV_2579-5_1_3_load_226 | 83 | 0.0027183 | 0.00068128 | 0 | 0 |  | 1 | TRUE | wye
73 | LV_2579-5_1_3_load_224 | 84 | 0.0014944 | 0.00037453 | 0 | 0 |  | 1 | TRUE | wye
74 | LV_2579-5_1_3_load_190 | 85 | 0.0012854 | 0.00032215 | 0 | 0 |  | 1 | TRUE | wye
75 | LV_2579-5_1_3_load_180 | 86 | 0.0016997 | 0.00042598 | 0 | 0 |  | 1 | TRUE | wye
76 | LV_2579-5_1_3_load_181 | 88 | 0.0015706 | 0.00039364 | 0 | 0 |  | 1 | TRUE | wye
77 | LV_2579-5_1_3_load_184 | 90 | 0.0015163 | 0.00038001 | 0 | 0 |  | 1 | TRUE | wye
78 | LV_2579-5_1_3_load_218 | 91 | 0.0012023 | 0.00030132 | 0 | 0 |  | 1 | TRUE | wye
79 | LV_2579-5_1_3_load_206 | 92 | 0.00092605 | 0.00023209 | 0 | 0 |  | 1 | TRUE | wye
80 | LV_2579-5_1_3_load_188 | 94 | 0.0016703 | 0.00041861 | 0 | 0 |  | 1 | TRUE | wye
81 | LV_2579-5_1_3_load_227 | 95 | 0.001072 | 0.00026867 | 0 | 0 |  | 1 | TRUE | wye
82 | LV_2579-5_1_3_load_204 | 96 | 0.0060065 | 0.0015054 | 0 | 0 |  | 1 | TRUE | wye
83 | LV_2579-5_1_3_load_205 | 97 | 0.0015138 | 0.00037939 | 0 | 0 |  | 1 | TRUE | wye
84 | LV_2579-5_1_3_load_208 | 98 | 0.0015771 | 0.00039526 | 0 | 0 |  | 1 | TRUE | wye
85 | LV_2579-5_1_3_load_213 | 99 | 0.003174 | 0.00079549 | 0 | 0 |  | 1 | TRUE | wye
86 | LV_2579-5_1_3_load_209 | 100 | 0.0026723 | 0.00066974 | 0 | 0 |  | 1 | TRUE | wye
87 | LV_2579-5_1_3_load_210 | 101 | 0.0037906 | 0.00095002 | 0 | 0 |  | 1 | TRUE | wye
88 | LV_2579-5_1_3_load_214 | 103 | 0.00059434 | 0.00014896 | 0 | 0 |  | 1 | TRUE | wye
89 | LV_2579-5_1_3_load_225 | 105 | 0.0034892 | 0.00087447 | 0 | 0 |  | 1 | TRUE | wye
90 | LV_2579-5_1_3_load_229 | 106 | 0.0013448 | 0.00033705 | 0 | 0 |  | 1 | TRUE | wye
91 | LV_2579-5_1_3_load_238 | 107 | 0.0013805 | 0.000346 | 0 | 0 |  | 1 | TRUE | wye
92 | LV_2579-5_1_3_load_230 | 108 | 0.0033386 | 0.00083672 | 0 | 0 |  | 1 | TRUE | wye
93 | LV_2579-5_1_3_load_232 | 109 | 0.00094274 | 0.00023627 | 0 | 0 |  | 1 | TRUE | wye
94 | LV_2579-5_1_3_load_233 | 110 | 0.0017224 | 0.00043166 | 0 | 0 |  | 1 | TRUE | wye
95 | LV_2579-5_1_3_load_234 | 111 | 0.0017607 | 0.00044128 | 0 | 0 |  | 1 | TRUE | wye
96 | LV_2579-5_1_3_load_235 | 112 | 0.0012526 | 0.00031394 | 0 | 0 |  | 1 | TRUE | wye
97 | LV_2579-5_1_3_load_237 | 113 | 0.0014375 | 0.00036027 | 0 | 0 |  | 1 | TRUE | wye

## ext_grid
| name | bus | vm_pu | va_degree | slack_weight | in_service
0 |  | 46 | 1 | 0 | 1 | TRUE

## line
| name | std_type | from_bus | to_bus | length_km | r_ohm_per_km | x_ohm_per_km | c_nf_per_km | g_us_per_km | max_i_ka | df | parallel | type | in_service
0 | LV_2579-5_1_3_line_0 |  | 0 | 1 | 0.043101 | 0.125 | 0.08 | 261 | 0 | 0.364 | 1 | 1 | cs | TRUE
1 | LV_2579-5_1_3_line_1 |  | 0 | 2 | 0.027658 | 0.125 | 0.08 | 261 | 0 | 0.364 | 1 | 1 | cs | TRUE
2 | LV_2579-5_1_3_line_2 |  | 1 | 3 | 0.0347 | 0.125 | 0.08 | 261 | 0 | 0.364 | 1 | 1 | cs | TRUE
3 | LV_2579-5_1_3_line_3 |  | 3 | 4 | 0.0019633 | 0.125 | 0.08 | 261 | 0 | 0.364 | 1 | 1 | cs | TRUE
4 | LV_2579-5_1_3_line_4 |  | 4 | 64 | 0.034701 | 0.125 | 0.08 | 261 | 0 | 0.364 | 1 | 1 | cs | TRUE
5 | LV_2579-5_1_3_line_5 |  | 5 | 6 | 0.0071116 | 0.125 | 0.08 | 261 | 0 | 0.364 | 1 | 1 | cs | TRUE
6 | LV_2579-5_1_3_line_6 |  | 6 | 7 | 0.057941 | 0.125 | 0.08 | 261 | 0 | 0.364 | 1 | 1 | cs | TRUE
7 | LV_2579-5_1_3_line_7 |  | 7 | 42 | 0.004896 | 0.125 | 0.08 | 261 | 0 | 0.364 | 1 | 1 | cs | TRUE
8 | LV_2579-5_1_3_line_8 |  | 8 | 9 | 0.00037319 | 0.125 | 0.08 | 261 | 0 | 0.364 | 1 | 1 | cs | TRUE
9 | LV_2579-5_1_3_line_9 |  | 9 | 10 | 0.00070929 | 0.125 | 0.08 | 261 | 0 | 0.364 | 1 | 1 | cs | TRUE
10 | LV_2579-5_1_3_line_10 |  | 10 | 11 | 0.020499 | 0.125 | 0.08 | 261 | 0 | 0.364 | 1 | 1 | cs | TRUE
11 | LV_2579-5_1_3_line_11 |  | 11 | 68 | 0.0023969 | 0.125 | 0.08 | 261 | 0 | 0.364 | 1 | 1 | cs | TRUE
12 | LV_2579-5_1_3_line_12 |  | 12 | 13 | 0.0010505 | 0.125 | 0.08 | 261 | 0 | 0.364 | 1 | 1 | cs | TRUE
13 | LV_2579-5_1_3_line_13 |  | 12 | 14 | 0.030717 | 0.125 | 0.08 | 261 | 0 | 0.364 | 1 | 1 | cs | TRUE
14 | LV_2579-5_1_3_line_14 |  | 13 | 15 | 0.0089485 | 0.125 | 0.08 | 261 | 0 | 0.364 | 1 | 1 | cs | TRUE
15 | LV_2579-5_1_3_line_15 |  | 14 | 16 | 0.013951 | 0.125 | 0.08 | 261 | 0 | 0.364 | 1 | 1 | cs | TRUE
16 | LV_2579-5_1_3_line_16 |  | 15 | 17 | 0.013255 | 0.125 | 0.08 | 261 | 0 | 0.364 | 1 | 1 | cs | TRUE
17 | LV_2579-5_1_3_line_17 |  | 16 | 18 | 0.040425 | 0.125 | 0.08 | 261 | 0 | 0.364 | 1 | 1 | cs | TRUE
18 | LV_2579-5_1_3_line_18 |  | 17 | 102 | 0.035194 | 0.125 | 0.08 | 261 | 0 | 0.364 | 1 | 1 | cs | TRUE
19 | LV_2579-5_1_3_line_19 |  | 18 | 40 | 0.0091193 | 0.125 | 0.08 | 261 | 0 | 0.364 | 1 | 1 | cs | TRUE
20 | LV_2579-5_1_3_line_20 |  | 19 | 20 | 0.037899 | 0.125 | 0.08 | 261 | 0 | 0.364 | 1 | 1 | cs | TRUE
21 | LV_2579-5_1_3_line_21 |  | 20 | 21 | 0.015966 | 0.125 | 0.08 | 261 | 0 | 0.364 | 1 | 1 | cs | TRUE
22 | LV_2579-5_1_3_line_22 |  | 21 | 22 | 0.01256 | 0.125 | 0.08 | 261 | 0 | 0.364 | 1 | 1 | cs | TRUE
23 | LV_2579-5_1_3_line_23 |  | 22 | 85 | 0.015737 | 0.125 | 0.08 | 261 | 0 | 0.364 | 1 | 1 | cs | TRUE
24 | LV_2579-5_1_3_line_24 |  | 23 | 24 | 0.040481 | 0.125 | 0.08 | 261 | 0 | 0.364 | 1 | 1 | cs | TRUE
25 | LV_2579-5_1_3_line_25 |  | 24 | 71 | 0.019444 | 0.125 | 0.08 | 261 | 0 | 0.364 | 1 | 1 | cs | TRUE
26 | LV_2579-5_1_3_line_26 |  | 24 | 69 | 0.022112 | 0.125 | 0.08 | 261 | 0 | 0.364 | 1 | 1 | cs | TRUE
27 | LV_2579-5_1_3_line_27 |  | 25 | 26 | 0.0059321 | 0.125 | 0.08 | 261 | 0 | 0.364 | 1 | 1 | cs | TRUE
28 | LV_2579-5_1_3_line_28 |  | 25 | 27 | 0.02063 | 0.125 | 0.08 | 261 | 0 | 0.364 | 1 | 1 | cs | TRUE
29 | LV_2579-5_1_3_line_29 |  | 26 | 28 | 0.0020546 | 0.125 | 0.08 | 261 | 0 | 0.364 | 1 | 1 | cs | TRUE
30 | LV_2579-5_1_3_line_30 |  | 27 | 29 | 0.025391 | 0.125 | 0.08 | 261 | 0 | 0.364 | 1 | 2 | cs | TRUE
31 | LV_2579-5_1_3_line_31 |  | 27 | 30 | 0.01949 | 0.125 | 0.08 | 261 | 0 | 0.364 | 1 | 1 | cs | TRUE
32 | LV_2579-5_1_3_line_32 |  | 28 | 31 | 0.016121 | 0.125 | 0.08 | 261 | 0 | 0.364 | 1 | 1 | cs | TRUE
33 | LV_2579-5_1_3_line_33 |  | 29 | 32 | 0.029693 | 0.125 | 0.08 | 261 | 0 | 0.364 | 1 | 2 | cs | TRUE
34 | LV_2579-5_1_3_line_34 |  | 30 | 33 | 0.0095177 | 0.125 | 0.08 | 261 | 0 | 0.364 | 1 | 1 | cs | TRUE
35 | LV_2579-5_1_3_line_35 |  | 30 | 34 | 0.021304 | 0.125 | 0.08 | 261 | 0 | 0.364 | 1 | 1 | cs | TRUE
36 | LV_2579-5_1_3_line_36 |  | 31 | 96 | 0.011147 | 0.125 | 0.08 | 261 | 0 | 0.364 | 1 | 1 | cs | TRUE
37 | LV_2579-5_1_3_line_37 |  | 32 | 49 | 0.0012167 | 0.125 | 0.08 | 261 | 0 | 0.364 | 1 | 2 | cs | TRUE
38 | LV_2579-5_1_3_line_38 |  | 33 | 100 | 0.021788 | 0.125 | 0.08 | 261 | 0 | 0.364 | 1 | 1 | cs | TRUE
39 | LV_2579-5_1_3_line_39 |  | 34 | 108 | 0.0049894 | 0.125 | 0.08 | 261 | 0 | 0.364 | 1 | 1 | cs | TRUE
40 | LV_2579-5_1_3_line_40 |  | 35 | 36 | 0.0068856 | 0.125 | 0.08 | 261 | 0 | 0.364 | 1 | 1 | cs | TRUE
41 | LV_2579-5_1_3_line_41 |  | 35 | 37 | 0.022447 | 0.125 | 0.08 | 261 | 0 | 0.364 | 1 | 1 | cs | TRUE
42 | LV_2579-5_1_3_line_42 |  | 36 | 38 | 0.016051 | 0.125 | 0.08 | 261 | 0 | 0.364 | 1 | 1 | cs | TRUE
43 | LV_2579-5_1_3_line_43 |  | 37 | 39 | 0.00042618 | 0.125 | 0.08 | 261 | 0 | 0.364 | 1 | 1 | cs | TRUE
44 | LV_2579-5_1_3_line_44 |  | 39 | 40 | 0.022679 | 0.125 | 0.08 | 261 | 0 | 0.364 | 1 | 1 | cs | TRUE
45 | LV_2579-5_1_3_line_45 |  | 41 | 42 | 0.025634 | 0.125 | 0.08 | 261 | 0 | 0.364 | 1 | 1 | cs | TRUE
46 | LV_2579-5_1_3_line_46 |  | 41 | 43 | 0.0070477 | 0.125 | 0.08 | 261 | 0 | 0.364 | 1 | 1 | cs | TRUE
47 | LV_2579-5_1_3_line_47 |  | 43 | 44 | 0.0019111 | 0.125 | 0.08 | 261 | 0 | 0.364 | 1 | 1 | cs | TRUE
48 | LV_2579-5_1_3_line_48 |  | 44 | 45 | 0.038709 | 0.125 | 0.08 | 261 | 0 | 0.364 | 1 | 1 | cs | TRUE
49 | LV_2579-5_1_3_line_49 |  | 45 | 77 | 0.011173 | 0.125 | 0.08 | 261 | 0 | 0.364 | 1 | 1 | cs | TRUE
50 | LV_2579-5_1_3_line_50 |  | 46 | 47 | 0.00099198 | 0.125 | 0.08 | 261 | 0 | 0.364 | 1 | 2 | cs | TRUE
51 | LV_2579-5_1_3_line_51 |  | 46 | 48 | 0.021869 | 0.125 | 0.08 | 261 | 0 | 0.364 | 1 | 1 | cs | TRUE
52 | LV_2579-5_1_3_line_52 |  | 47 | 49 | 0.025151 | 0.125 | 0.08 | 261 | 0 | 0.364 | 1 | 2 | cs | TRUE
53 | LV_2579-5_1_3_line_53 |  | 48 | 50 | 0.0055408 | 0.125 | 0.08 | 261 | 0 | 0.364 | 1 | 1 | cs | TRUE
54 | LV_2579-5_1_3_line_54 |  | 50 | 51 | 0.025565 | 0.125 | 0.08 | 261 | 0 | 0.364 | 1 | 1 | cs | TRUE
55 | LV_2579-5_1_3_line_55 |  | 51 | 85 | 0.00087686 | 0.125 | 0.08 | 261 | 0 | 0.364 | 1 | 1 | cs | TRUE
56 | LV_2579-5_1_3_line_56 |  | 52 | 53 | 0.011028 | 0.125 | 0.08 | 261 | 0 | 0.364 | 1 | 1 | cs | TRUE
57 | LV_2579-5_1_3_line_57 |  | 52 | 54 | 0.012505 | 0.125 | 0.08 | 261 | 0 | 0.364 | 1 | 1 | cs | TRUE
58 | LV_2579-5_1_3_line_58 |  | 53 | 55 | 0.026337 | 0.125 | 0.08 | 261 | 0 | 0.364 | 1 | 1 | cs | TRUE
59 | LV_2579-5_1_3_line_59 |  | 54 | 56 | 0.0058344 | 0.125 | 0.08 | 261 | 0 | 0.364 | 1 | 1 | cs | TRUE
60 | LV_2579-5_1_3_line_60 |  | 55 | 57 | 0.0040586 | 0.125 | 0.08 | 261 | 0 | 0.364 | 1 | 1 | cs | TRUE
61 | LV_2579-5_1_3_line_61 |  | 56 | 58 | 0.048496 | 0.125 | 0.08 | 261 | 0 | 0.364 | 1 | 1 | cs | TRUE
62 | LV_2579-5_1_3_line_62 |  | 56 | 59 | 0.018396 | 0.125 | 0.08 | 261 | 0 | 0.364 | 1 | 1 | cs | TRUE
63 | LV_2579-5_1_3_line_63 |  | 57 | 102 | 0.012335 | 0.125 | 0.08 | 261 | 0 | 0.364 | 1 | 1 | cs | TRUE
64 | LV_2579-5_1_3_line_64 |  | 58 | 94 | 0.0013416 | 0.125 | 0.08 | 261 | 0 | 0.364 | 1 | 1 | cs | TRUE
65 | LV_2579-5_1_3_line_65 |  | 59 | 60 | 0.056885 | 0.125 | 0.08 | 261 | 0 | 0.364 | 1 | 1 | cs | TRUE
66 | LV_2579-5_1_3_line_66 |  | 60 | 61 | 0.027059 | 0.125 | 0.08 | 261 | 0 | 0.364 | 1 | 1 | cs | TRUE
67 | LV_2579-5_1_3_line_67 |  | 61 | 62 | 0.0072338 | 0.125 | 0.08 | 261 | 0 | 0.364 | 1 | 1 | cs | TRUE
68 | LV_2579-5_1_3_line_68 |  | 62 | 63 | 0.012765 | 0.125 | 0.08 | 261 | 0 | 0.364 | 1 | 1 | cs | TRUE
69 | LV_2579-5_1_3_line_69 |  | 63 | 75 | 0.064794 | 0.125 | 0.08 | 261 | 0 | 0.364 | 1 | 1 | cs | TRUE
70 | LV_2579-5_1_3_line_70 |  | 64 | 65 | 0.046022 | 0.125 | 0.08 | 261 | 0 | 0.364 | 1 | 1 | cs | TRUE
71 | LV_2579-5_1_3_line_71 |  | 64 | 66 | 0.047272 | 0.125 | 0.08 | 261 | 0 | 0.364 | 1 | 1 | cs | TRUE
72 | LV_2579-5_1_3_line_72 |  | 64 | 67 | 0.0095463 | 0.125 | 0.08 | 261 | 0 | 0.364 | 1 | 1 | cs | TRUE
73 | LV_2579-5_1_3_line_73 |  | 65 | 95 | 0.0094886 | 0.125 | 0.08 | 261 | 0 | 0.364 | 1 | 1 | cs | TRUE
74 | LV_2579-5_1_3_line_74 |  | 66 | 96 | 0.013134 | 0.125 | 0.08 | 261 | 0 | 0.364 | 1 | 1 | cs | TRUE
75 | LV_2579-5_1_3_line_75 |  | 67 | 72 | 0.016989 | 0.125 | 0.08 | 261 | 0 | 0.364 | 1 | 1 | cs | TRUE
76 | LV_2579-5_1_3_line_76 |  | 68 | 69 | 0.016692 | 0.125 | 0.08 | 261 | 0 | 0.364 | 1 | 1 | cs | TRUE
77 | LV_2579-5_1_3_line_77 |  | 69 | 70 | 0.0099897 | 0.125 | 0.08 | 261 | 0 | 0.364 | 1 | 1 | cs | TRUE
78 | LV_2579-5_1_3_line_78 |  | 71 | 82 | 0.012955 | 0.125 | 0.08 | 261 | 0 | 0.364 | 1 | 1 | cs | TRUE
79 | LV_2579-5_1_3_line_79 |  | 72 | 73 | 0.00071366 | 0.125 | 0.08 | 261 | 0 | 0.364 | 1 | 1 | cs | TRUE
80 | LV_2579-5_1_3_line_80 |  | 74 | 75 | 0.0055253 | 0.125 | 0.08 | 261 | 0 | 0.364 | 1 | 1 | cs | TRUE
81 | LV_2579-5_1_3_line_81 |  | 75 | 76 | 0.022797 | 0.125 | 0.08 | 261 | 0 | 0.364 | 1 | 1 | cs | TRUE
82 | LV_2579-5_1_3_line_82 |  | 76 | 77 | 0.0063797 | 0.125 | 0.08 | 261 | 0 | 0.364 | 1 | 1 | cs | TRUE
83 | LV_2579-5_1_3_line_83 |  | 78 | 79 | 0.026386 | 0.125 | 0.08 | 261 | 0 | 0.364 | 1 | 1 | cs | TRUE
84 | LV_2579-5_1_3_line_84 |  | 78 | 80 | 0.0077346 | 0.125 | 0.08 | 261 | 0 | 0.364 | 1 | 1 | cs | TRUE
85 | LV_2579-5_1_3_line_85 |  | 79 | 81 | 0.022054 | 0.125 | 0.08 | 261 | 0 | 0.364 | 1 | 1 | cs | TRUE
86 | LV_2579-5_1_3_line_86 |  | 80 | 82 | 0.0074565 | 0.125 | 0.08 | 261 | 0 | 0.364 | 1 | 1 | cs | TRUE
87 | LV_2579-5_1_3_line_87 |  | 81 | 83 | 0.032004 | 0.125 | 0.08 | 261 | 0 | 0.364 | 1 | 1 | cs | TRUE
88 | LV_2579-5_1_3_line_88 |  | 82 | 84 | 0.018865 | 0.125 | 0.08 | 261 | 0 | 0.364 | 1 | 1 | cs | TRUE
89 | LV_2579-5_1_3_line_89 |  | 83 | 104 | 0.010187 | 0.125 | 0.08 | 261 | 0 | 0.364 | 1 | 1 | cs | TRUE
90 | LV_2579-5_1_3_line_90 |  | 84 | 105 | 0.010504 | 0.125 | 0.08 | 261 | 0 | 0.364 | 1 | 1 | cs | TRUE
91 | LV_2579-5_1_3_line_91 |  | 86 | 87 | 0.016434 | 0.125 | 0.08 | 261 | 0 | 0.364 | 1 | 1 | cs | TRUE
92 | LV_2579-5_1_3_line_92 |  | 87 | 90 | 0.020121 | 0.125 | 0.08 | 261 | 0 | 0.364 | 1 | 1 | cs | TRUE
93 | LV_2579-5_1_3_line_93 |  | 88 | 89 | 0.013139 | 0.125 | 0.08 | 261 | 0 | 0.364 | 1 | 1 | cs | TRUE
94 | LV_2579-5_1_3_line_94 |  | 89 | 91 | 0.006854 | 0.125 | 0.08 | 261 | 0 | 0.364 | 1 | 1 | cs | TRUE
95 | LV_2579-5_1_3_line_95 |  | 89 | 92 | 0.015639 | 0.125 | 0.08 | 261 | 0 | 0.364 | 1 | 1 | cs | TRUE
96 | LV_2579-5_1_3_line_96 |  | 90 | 93 | 0.014183 | 0.125 | 0.08 | 261 | 0 | 0.364 | 1 | 1 | cs | TRUE
97 | LV_2579-5_1_3_line_97 |  | 91 | 104 | 0.014679 | 0.125 | 0.08 | 261 | 0 | 0.364 | 1 | 1 | cs | TRUE
98 | LV_2579-5_1_3_line_98 |  | 92 | 97 | 0.01111 | 0.125 | 0.08 | 261 | 0 | 0.364 | 1 | 1 | cs | TRUE
99 | LV_2579-5_1_3_line_99 |  | 93 | 98 | 0.016617 | 0.125 | 0.08 | 261 | 0 | 0.364 | 1 | 1 | cs | TRUE
100 | LV_2579-5_1_3_line_100 |  | 93 | 97 | 0.018878 | 0.125 | 0.08 | 261 | 0 | 0.364 | 1 | 1 | cs | TRUE
101 | LV_2579-5_1_3_line_101 |  | 95 | 103 | 0.013281 | 0.125 | 0.08 | 261 | 0 | 0.364 | 1 | 1 | cs | TRUE
102 | LV_2579-5_1_3_line_102 |  | 98 | 99 | 0.024901 | 0.125 | 0.08 | 261 | 0 | 0.364 | 1 | 1 | cs | TRUE
103 | LV_2579-5_1_3_line_103 |  | 99 | 103 | 0.014326 | 0.125 | 0.08 | 261 | 0 | 0.364 | 1 | 1 | cs | TRUE
104 | LV_2579-5_1_3_line_104 |  | 100 | 101 | 0.014514 | 0.125 | 0.08 | 261 | 0 | 0.364 | 1 | 1 | cs | TRUE
105 | LV_2579-5_1_3_line_105 |  | 101 | 102 | 0.004746 | 0.125 | 0.08 | 261 | 0 | 0.364 | 1 | 1 | cs | TRUE
106 | LV_2579-5_1_3_line_106 |  | 104 | 106 | 0.020051 | 0.125 | 0.08 | 261 | 0 | 0.364 | 1 | 1 | cs | TRUE
107 | LV_2579-5_1_3_line_107 |  | 106 | 107 | 0.026032 | 0.125 | 0.08 | 261 | 0 | 0.364 | 1 | 1 | cs | TRUE
108 | LV_2579-5_1_3_line_108 |  | 107 | 113 | 0.00019583 | 0.125 | 0.08 | 261 | 0 | 0.364 | 1 | 1 | cs | TRUE
109 | LV_2579-5_1_3_line_109 |  | 109 | 110 | 0.020821 | 0.125 | 0.08 | 261 | 0 | 0.364 | 1 | 1 | cs | TRUE
110 | LV_2579-5_1_3_line_110 |  | 109 | 111 | 0.01203 | 0.125 | 0.08 | 261 | 0 | 0.364 | 1 | 1 | cs | TRUE
111 | LV_2579-5_1_3_line_111 |  | 110 | 112 | 0.011662 | 0.125 | 0.08 | 261 | 0 | 0.364 | 1 | 1 | cs | TRUE
112 | LV_2579-5_1_3_line_112 |  | 112 | 113 | 0.022731 | 0.125 | 0.08 | 261 | 0 | 0.364 | 1 | 1 | cs | TRUE

## trafo
| name | std_type | hv_bus | lv_bus | sn_mva | vn_hv_kv | vn_lv_kv | vk_percent | vkr_percent | pfe_kw | i0_percent | shift_degree | tap_side | tap_neutral | tap_min | tap_max | tap_step_percent | tap_step_degree | tap_pos | tap_phase_shifter | parallel | df | in_service
0 | LV_2579-5_1_3_trafo_93 | 0.63 MVA 20/0.4 kV | 114 | 46 | 0.63 | 20 | 0.4 | 6 | 1.206 | 1.65 | 0.2619 | 150 | hv | 0 | -2 | 2 | 2.5 | 0 | 0 | FALSE | 1 | 1 | TRUE

## line_geodata
| x0 | y0 | x1 | y1 | x2 | y2 | x3 | y3 | x4 | y4 | x5 | y5 | x6 | y6 | x7 | y7
0 | 2630739.5163 | 1243548.3338 | 2630737.1465 | 1243557.9499 | 2630719.6498 | 1243584.5654 | 2630719.4902 | 1243585.9018
1 | 2630710.3091 | 1243610.8784 | 2630713.6623 | 1243608.3719 | 2630717.9673 | 1243598.6546 | 2630719.4902 | 1243585.9018
2 | 2630739.5163 | 1243548.3338 | 2630731.0893 | 1243544.0875 | 2630708.8583 | 1243532.0855
3 | 2630707.1307 | 1243531.1528 | 2630708.8583 | 1243532.0855
4 | 2630676.9987 | 1243513.9998 | 2630683.7014 | 1243518.504 | 2630707.1307 | 1243531.1528
5 | 2630647.0985 | 1243215.8989 | 2630640.2689 | 1243213.9162
6 | 2630674.0711 | 1243164.6194 | 2630647.0985 | 1243215.8989
7 | 2630678.8334 | 1243165.7558 | 2630674.0711 | 1243164.6194
8 | 2630478.2421 | 1243462.8643 | 2630478.4224 | 1243462.5376
9 | 2630478.4224 | 1243462.5376 | 2630478.765 | 1243461.9166
10 | 2630478.765 | 1243461.9166 | 2630488.6683 | 1243443.9688
11 | 2630489.8263 | 1243441.8702 | 2630488.6683 | 1243443.9688
12 | 2630719.5185 | 1243344.2684 | 2630720.5199 | 1243344.5861
13 | 2630719.5185 | 1243344.2684 | 2630704.8345 | 1243339.6095 | 2630690.086 | 1243335.496
14 | 2630720.5199 | 1243344.5861 | 2630729.0493 | 1243347.2923
15 | 2630676.6477 | 1243331.7478 | 2630676.6477 | 1243331.7478 | 2630690.086 | 1243335.496
16 | 2630741.9152 | 1243349.8646 | 2630736.962 | 1243348.2812 | 2630731.9441 | 1243348.2107 | 2630729.0493 | 1243347.2923
17 | 2630637.2417 | 1243324.7924 | 2630640.5993 | 1243325.7024 | 2630653.2711 | 1243329.0588 | 2630669.9997 | 1243332.703 | 2630676.6477 | 1243331.7478
18 | 2630775.4109 | 1243360.6659 | 2630766.3045 | 1243357.6612 | 2630741.9152 | 1243349.8646
19 | 2630628.4399 | 1243322.4068 | 2630637.2417 | 1243324.7924
20 | 2630542.5709 | 1243362.726 | 2630579.5865 | 1243370.8616
21 | 2630595.0239 | 1243374.9181 | 2630583.5749 | 1243371.7382 | 2630579.5865 | 1243370.8616
22 | 2630595.0239 | 1243374.9181 | 2630606.4564 | 1243378.0934 | 2630607.1165 | 1243378.3097
23 | 2630622.0718 | 1243383.2093 | 2630607.1165 | 1243378.3097
24 | 2630519.5713 | 1243427.4893 | 2630514.0264 | 1243416.754 | 2630510.1024 | 1243405.3265 | 2630506.9463 | 1243392.9802 | 2630506.8602 | 1243389.4092
25 | 2630519.5713 | 1243427.4893 | 2630524.4985 | 1243434.8861 | 2630531.0004 | 1243443.2026
26 | 2630497.8903 | 1243427.2557 | 2630505.0014 | 1243428.8043 | 2630510.9989 | 1243429.4021 | 2630514.7031 | 1243429.1988 | 2630519.5713 | 1243427.4893
27 | 2630741.5014 | 1243444.3837 | 2630738.6764 | 1243449.5999
28 | 2630751.3784 | 1243426.2724 | 2630746.8009 | 1243434.5985 | 2630741.5014 | 1243444.3837
29 | 2630737.6979 | 1243451.4066 | 2630738.6764 | 1243449.5999
30 | 2630751.3784 | 1243426.2724 | 2630746.8002 | 1243424.5031 | 2630728.7988 | 1243418.6063 | 2630727.3399 | 1243418.1125
31 | 2630760.0314 | 1243408.806 | 2630756.7827 | 1243415.916 | 2630753.584 | 1243422.1145 | 2630751.3784 | 1243426.2724
32 | 2630737.6979 | 1243451.4066 | 2630737.6979 | 1243451.4066 | 2630732.5981 | 1243459.8968 | 2630728.7728 | 1243464.7972
33 | 2630727.3399 | 1243418.1125 | 2630699.2137 | 1243408.5939
34 | 2630760.0314 | 1243408.806 | 2630762.9515 | 1243399.7473
35 | 2630760.0314 | 1243408.806 | 2630773.4016 | 1243415.902 | 2630778.9066 | 1243418.6824
36 | 2630721.7044 | 1243473.4134 | 2630722.1999 | 1243472.8958 | 2630727.2042 | 1243466.8067 | 2630728.7728 | 1243464.7972
37 | 2630699.2137 | 1243408.5939 | 2630698.0612 | 1243408.2038
38 | 2630762.9515 | 1243399.7473 | 2630765.4772 | 1243391.9122 | 2630769.1985 | 1243378.877
39 | 2630783.3603 | 1243420.9317 | 2630778.9066 | 1243418.6824
40 | 2630584.2024 | 1243311.5549 | 2630577.4876 | 1243310.0308
41 | 2630584.2024 | 1243311.5549 | 2630597.6012 | 1243314.596 | 2630606.0436 | 1243316.7285
42 | 2630561.835 | 1243306.4782 | 2630577.4876 | 1243310.0308
43 | 2630606.4568 | 1243316.8329 | 2630606.0436 | 1243316.7285
44 | 2630628.4399 | 1243322.4068 | 2630627.3015 | 1243322.0982 | 2630606.4568 | 1243316.8329
45 | 2630703.274 | 1243162.4337 | 2630692.7036 | 1243167.2364 | 2630684.2022 | 1243167.0369 | 2630678.8334 | 1243165.7558
46 | 2630709.6904 | 1243159.5183 | 2630703.274 | 1243162.4337
47 | 2630711.4304 | 1243158.7277 | 2630709.6904 | 1243159.5183
48 | 2630711.4304 | 1243158.7277 | 2630745.9466 | 1243141.2061
49 | 2630745.9466 | 1243141.2061 | 2630747.9021 | 1243144.5072 | 2630754.1182 | 1243146.7408 | 2630754.8429 | 1243146.6456
50 | 2630674.1902 | 1243400.2842 | 2630673.2475 | 1243399.9754
51 | 2630652.465 | 1243393.1666 | 2630673.2475 | 1243399.9754
52 | 2630674.1902 | 1243400.2842 | 2630688.8973 | 1243405.1025 | 2630698.0612 | 1243408.2038
53 | 2630652.465 | 1243393.1666 | 2630647.1996 | 1243391.4416
54 | 2630647.1996 | 1243391.4416 | 2630622.9051 | 1243383.4823
55 | 2630622.9051 | 1243383.4823 | 2630622.0718 | 1243383.2093
56 | 2630794.9078 | 1243311.0333 | 2630794.7636 | 1243312.9466 | 2630793.0354 | 1243321.8906
57 | 2630794.892 | 1243298.5534 | 2630794.9571 | 1243298.9498 | 2630795.2669 | 1243306.2672 | 2630794.9078 | 1243311.0333
58 | 2630783.1946 | 1243346.2418 | 2630786.8679 | 1243338.8223 | 2630790.2253 | 1243331.1681 | 2630792.8299 | 1243322.9541 | 2630793.0354 | 1243321.8906
59 | 2630793.9461 | 1243292.7962 | 2630794.892 | 1243298.5534
60 | 2630781.3775 | 1243349.8705 | 2630781.5751 | 1243349.5129 | 2630783.1946 | 1243346.2418
61 | 2630793.9461 | 1243292.7962 | 2630790.644 | 1243292.6901 | 2630785.4394 | 1243292.1961 | 2630749.8785 | 1243280.9826 | 2630747.3009 | 1243280.258
62 | 2630793.9461 | 1243292.7962 | 2630793.9396 | 1243292.596 | 2630792.3644 | 1243280.1021 | 2630792.2177 | 1243274.5014
63 | 2630775.4109 | 1243360.6659 | 2630781.3775 | 1243349.8705
64 | 2630746.0094 | 1243279.8949 | 2630747.3009 | 1243280.258
65 | 2630804.5396 | 1243219.2613 | 2630803.8473 | 1243222.7137 | 2630798.4699 | 1243242.3984 | 2630795.7754 | 1243250.4563 | 2630793.4644 | 1243258.883 | 2630792.1603 | 1243266.9926 | 2630792.1751 | 1243272.8742 | 2630792.2177 | 1243274.5014
66 | 2630804.5396 | 1243219.2613 | 2630808.6652 | 1243198.6899 | 2630809.4943 | 1243192.6683
67 | 2630809.4943 | 1243192.6683 | 2630810.481 | 1243185.5021
68 | 2630812.2193 | 1243172.8559 | 2630812.0658 | 1243173.9917 | 2630810.481 | 1243185.5021
69 | 2630812.2193 | 1243172.8559 | 2630767.6567 | 1243125.8197
70 | 2630676.9987 | 1243513.9998 | 2630675.6014 | 1243515.3045 | 2630668.2019 | 1243522.8045 | 2630648.404 | 1243545.806 | 2630646.2962 | 1243548.2478
71 | 2630676.9987 | 1243513.9998 | 2630680.804 | 1243510.306 | 2630690.8997 | 1243501.697 | 2630701.2035 | 1243492.2998 | 2630711.9009 | 1243482.8045 | 2630712.2374 | 1243482.5032
72 | 2630676.9987 | 1243513.9998 | 2630671.9028 | 1243511.5052 | 2630668.3757 | 1243509.9064
73 | 2630646.2962 | 1243548.2478 | 2630640.0961 | 1243555.4306
74 | 2630712.2374 | 1243482.5032 | 2630717.6029 | 1243477.6974 | 2630721.7044 | 1243473.4134
75 | 2630653.3256 | 1243502.0386 | 2630665.5017 | 1243508.6037 | 2630668.3757 | 1243509.9064
76 | 2630497.8903 | 1243427.2557 | 2630489.8263 | 1243441.8702
77 | 2630497.8903 | 1243427.2557 | 2630489.3012 | 1243423.5981 | 2630488.7076 | 1243423.323
78 | 2630540.774 | 1243451.6693 | 2630536.4677 | 1243448.4562 | 2630531.0004 | 1243443.2026
79 | 2630652.6974 | 1243501.6999 | 2630653.3256 | 1243502.0386
80 | 2630767.6567 | 1243125.8197 | 2630762.5699 | 1243123.6626
81 | 2630760.793 | 1243145.0187 | 2630763.8309 | 1243142.177 | 2630765.3945 | 1243137.9602 | 2630764.5827 | 1243135.6434 | 2630763.1001 | 1243134.435 | 2630763.8249 | 1243133.1156 | 2630765.8287 | 1243130.0018 | 2630767.6567 | 1243125.8197
82 | 2630760.793 | 1243145.0187 | 2630759.7374 | 1243146.0027 | 2630754.8429 | 1243146.6456
83 | 2630575.8586 | 1243473.882 | 2630570.0658 | 1243469.3868 | 2630553.6299 | 1243459.7485
84 | 2630546.9602 | 1243455.8323 | 2630547.0174 | 1243455.8708 | 2630553.6299 | 1243459.7485
85 | 2630575.8586 | 1243473.882 | 2630581.2438 | 1243478.061 | 2630588.4539 | 1243486.8037 | 2630590.345 | 1243490.221
86 | 2630540.774 | 1243451.6693 | 2630546.9602 | 1243455.8323
87 | 2630596.0931 | 1243521.1663 | 2630596.099 | 1243521.1095 | 2630595.9685 | 1243509.7683 | 2630595.0685 | 1243501.0914 | 2630592.3474 | 1243493.8394 | 2630590.345 | 1243490.221
88 | 2630540.774 | 1243451.6693 | 2630546.1789 | 1243445.5154 | 2630551.0132 | 1243435.9983
89 | 2630595.0489 | 1243531.2996 | 2630596.0931 | 1243521.1663
90 | 2630558.6135 | 1243433.2381 | 2630553.2257 | 1243431.6427 | 2630551.0132 | 1243435.9983
91 | 2630554.3002 | 1243591.5063 | 2630558.0999 | 1243587.401 | 2630565.265 | 1243579.2659
92 | 2630554.3002 | 1243591.5063 | 2630557.3028 | 1243592.5002 | 2630560.1019 | 1243593.404 | 2630564.1026 | 1243594.3029 | 2630570.7991 | 1243595.6049 | 2630573.8526 | 1243596.1042
93 | 2630588.3541 | 1243551.667 | 2630584.649 | 1243557.9186 | 2630581.0046 | 1243562.5222
94 | 2630588.3541 | 1243551.667 | 2630590.279 | 1243547.6855 | 2630591.1735 | 1243545.4244
95 | 2630588.3541 | 1243551.667 | 2630588.3975 | 1243553.5018 | 2630590.0242 | 1243557.535 | 2630590.6797 | 1243566.7331 | 2630590.6635 | 1243566.9659
96 | 2630587.9477 | 1243596.8161 | 2630582.3988 | 1243597.1989 | 2630578.1008 | 1243596.7988 | 2630573.8526 | 1243596.1042
97 | 2630595.0489 | 1243531.2996 | 2630592.6144 | 1243541.7826 | 2630591.1735 | 1243545.4244
98 | 2630590.6635 | 1243566.9659 | 2630589.8942 | 1243578.0488
99 | 2630587.9477 | 1243596.8161 | 2630590.2008 | 1243596.6054 | 2630595.9026 | 1243595.9009 | 2630601.3999 | 1243593.8057 | 2630603.8478 | 1243592.6073
100 | 2630587.9477 | 1243596.8161 | 2630589.2593 | 1243587.1945 | 2630589.8942 | 1243578.0488
101 | 2630631.5777 | 1243565.6162 | 2630634.5975 | 1243561.8006 | 2630640.0961 | 1243555.4306
102 | 2630623.2797 | 1243577.285 | 2630622.8007 | 1243577.9057 | 2630618.5018 | 1243582.0974 | 2630613.2025 | 1243586.8064 | 2630606.0972 | 1243591.5062 | 2630603.8478 | 1243592.6073
103 | 2630623.2797 | 1243577.285 | 2630626.2015 | 1243573.4982 | 2630631.1973 | 1243566.097 | 2630631.5777 | 1243565.6162
104 | 2630769.1985 | 1243378.877 | 2630770.1108 | 1243375.6814 | 2630772.1715 | 1243368.8877 | 2630773.6711 | 1243365.0815
105 | 2630775.4109 | 1243360.6659 | 2630773.6711 | 1243365.0815
106 | 2630595.0489 | 1243531.2996 | 2630586.5386 | 1243531.4558 | 2630579.928 | 1243531.066 | 2630575.096 | 1243530.1573
107 | 2630575.096 | 1243530.1573 | 2630571.6004 | 1243529.4999 | 2630556.3975 | 1243526.0974 | 2630549.6923 | 1243524.4874
108 | 2630549.6923 | 1243524.4874 | 2630549.5019 | 1243524.4417
109 | 2630496.0476 | 1243510.6379 | 2630516.1468 | 1243516.0716
110 | 2630496.0476 | 1243510.6379 | 2630488.9021 | 1243508.7062 | 2630484.4593 | 1243507.4097
111 | 2630527.4042 | 1243519.115 | 2630516.1468 | 1243516.0716
112 | 2630527.4042 | 1243519.115 | 2630528.1002 | 1243519.3031 | 2630549.5019 | 1243524.4417

## bus_geodata
| x | y | coords
0 | 2630719.4902 | 1243585.9018
1 | 2630739.5163 | 1243548.3338
2 | 2630710.3091 | 1243610.8784
3 | 2630708.8583 | 1243532.0855
4 | 2630707.1307 | 1243531.1528
5 | 2630640.2689 | 1243213.9162
6 | 2630647.0985 | 1243215.8989
7 | 2630674.0711 | 1243164.6194
8 | 2630478.2421 | 1243462.8643
9 | 2630478.4224 | 1243462.5376
10 | 2630478.765 | 1243461.9166
11 | 2630488.6683 | 1243443.9688
12 | 2630719.5185 | 1243344.2684
13 | 2630720.5199 | 1243344.5861
14 | 2630690.086 | 1243335.496
15 | 2630729.0493 | 1243347.2923
16 | 2630676.6477 | 1243331.7478
17 | 2630741.9152 | 1243349.8646
18 | 2630637.2417 | 1243324.7924
19 | 2630542.5709 | 1243362.726
20 | 2630579.5865 | 1243370.8616
21 | 2630595.0239 | 1243374.9181
22 | 2630607.1165 | 1243378.3097
23 | 2630506.8602 | 1243389.4092
24 | 2630519.5713 | 1243427.4893
25 | 2630741.5014 | 1243444.3837
26 | 2630738.6764 | 1243449.5999
27 | 2630751.3784 | 1243426.2724
28 | 2630737.6979 | 1243451.4066
29 | 2630727.3399 | 1243418.1125
30 | 2630760.0314 | 1243408.806
31 | 2630728.7728 | 1243464.7972
32 | 2630699.2137 | 1243408.5939
33 | 2630762.9515 | 1243399.7473
34 | 2630778.9066 | 1243418.6824
35 | 2630584.2024 | 1243311.5549
36 | 2630577.4876 | 1243310.0308
37 | 2630606.0436 | 1243316.7285
38 | 2630561.835 | 1243306.4782
39 | 2630606.4568 | 1243316.8329
40 | 2630628.4399 | 1243322.4068
41 | 2630703.274 | 1243162.4337
42 | 2630678.8334 | 1243165.7558
43 | 2630709.6904 | 1243159.5183
44 | 2630711.4304 | 1243158.7277
45 | 2630745.9466 | 1243141.2061
46 | 2630673.2475 | 1243399.9754
47 | 2630674.1902 | 1243400.2842
48 | 2630652.465 | 1243393.1666
49 | 2630698.0612 | 1243408.2038
50 | 2630647.1996 | 1243391.4416
51 | 2630622.9051 | 1243383.4823
52 | 2630794.9078 | 1243311.0333
53 | 2630793.0354 | 1243321.8906
54 | 2630794.892 | 1243298.5534
55 | 2630783.1946 | 1243346.2418
56 | 2630793.9461 | 1243292.7962
57 | 2630781.3775 | 1243349.8705
58 | 2630747.3009 | 1243280.258
59 | 2630792.2177 | 1243274.5014
60 | 2630804.5396 | 1243219.2613
61 | 2630809.4943 | 1243192.6683
62 | 2630810.481 | 1243185.5021
63 | 2630812.2193 | 1243172.8559
64 | 2630676.9987 | 1243513.9998
65 | 2630646.2962 | 1243548.2478
66 | 2630712.2374 | 1243482.5032
67 | 2630668.3757 | 1243509.9064
68 | 2630489.8263 | 1243441.8702
69 | 2630497.8903 | 1243427.2557
70 | 2630488.7076 | 1243423.323
71 | 2630531.0004 | 1243443.2026
72 | 2630653.3256 | 1243502.0386
73 | 2630652.6974 | 1243501.6999
74 | 2630762.5699 | 1243123.6626
75 | 2630767.6567 | 1243125.8197
76 | 2630760.793 | 1243145.0187
77 | 2630754.8429 | 1243146.6456
78 | 2630553.6299 | 1243459.7485
79 | 2630575.8586 | 1243473.882
80 | 2630546.9602 | 1243455.8323
81 | 2630590.345 | 1243490.221
82 | 2630540.774 | 1243451.6693
83 | 2630596.0931 | 1243521.1663
84 | 2630551.0132 | 1243435.9983
85 | 2630622.0718 | 1243383.2093
86 | 2630565.265 | 1243579.2659
87 | 2630554.3002 | 1243591.5063
88 | 2630581.0046 | 1243562.5222
89 | 2630588.3541 | 1243551.667
90 | 2630573.8526 | 1243596.1042
91 | 2630591.1735 | 1243545.4244
92 | 2630590.6635 | 1243566.9659
93 | 2630587.9477 | 1243596.8161
94 | 2630746.0094 | 1243279.8949
95 | 2630640.0961 | 1243555.4306
96 | 2630721.7044 | 1243473.4134
97 | 2630589.8942 | 1243578.0488
98 | 2630603.8478 | 1243592.6073
99 | 2630623.2797 | 1243577.285
100 | 2630769.1985 | 1243378.877
101 | 2630773.6711 | 1243365.0815
102 | 2630775.4109 | 1243360.6659
103 | 2630631.5777 | 1243565.6162
104 | 2630595.0489 | 1243531.2996
105 | 2630558.6135 | 1243433.2381
106 | 2630575.096 | 1243530.1573
107 | 2630549.6923 | 1243524.4874
108 | 2630783.3603 | 1243420.9317
109 | 2630496.0476 | 1243510.6379
110 | 2630516.1468 | 1243516.0716
111 | 2630484.4593 | 1243507.4097
112 | 2630527.4042 | 1243519.115
113 | 2630549.5019 | 1243524.4417
114 | 2630751.3784 | 1243426.2724

## line_std_types
| c_nf_per_km | r_ohm_per_km | x_ohm_per_km | max_i_ka | type | q_mm2 | alpha | voltage_rating
NAYY 4x50 SE | 210 | 0.642 | 0.083 | 0.142 | cs | 50 | 0.00403 | LV
NAYY 4x120 SE | 264 | 0.225 | 0.08 | 0.242 | cs | 120 | 0.00403 | LV
NAYY 4x150 SE | 261 | 0.208 | 0.08 | 0.27 | cs | 150 | 0.00403 | LV
NA2XS2Y 1x95 RM/25 12/20 kV | 216 | 0.313 | 0.132 | 0.252 | cs | 95 | 0.00403 | MV
NA2XS2Y 1x185 RM/25 12/20 kV | 273 | 0.161 | 0.117 | 0.362 | cs | 185 | 0.00403 | MV
NA2XS2Y 1x240 RM/25 12/20 kV | 304 | 0.122 | 0.112 | 0.421 | cs | 240 | 0.00403 | MV
NA2XS2Y 1x95 RM/25 6/10 kV | 315 | 0.313 | 0.123 | 0.249 | cs | 95 | 0.00403 | MV
NA2XS2Y 1x185 RM/25 6/10 kV | 406 | 0.161 | 0.11 | 0.358 | cs | 185 | 0.00403 | MV
NA2XS2Y 1x240 RM/25 6/10 kV | 456 | 0.122 | 0.105 | 0.416 | cs | 240 | 0.00403 | MV
NA2XS2Y 1x150 RM/25 12/20 kV | 250 | 0.206 | 0.116 | 0.319 | cs | 150 | 0.00403 | MV
NA2XS2Y 1x120 RM/25 12/20 kV | 230 | 0.253 | 0.119 | 0.283 | cs | 120 | 0.00403 | MV
NA2XS2Y 1x70 RM/25 12/20 kV | 190 | 0.443 | 0.132 | 0.22 | cs | 70 | 0.00403 | MV
NA2XS2Y 1x150 RM/25 6/10 kV | 360 | 0.206 | 0.11 | 0.315 | cs | 150 | 0.00403 | MV
NA2XS2Y 1x120 RM/25 6/10 kV | 340 | 0.253 | 0.113 | 0.28 | cs | 120 | 0.00403 | MV
NA2XS2Y 1x70 RM/25 6/10 kV | 280 | 0.443 | 0.123 | 0.217 | cs | 70 | 0.00403 | MV
N2XS(FL)2Y 1x120 RM/35 64/110 kV | 112 | 0.153 | 0.166 | 0.366 | cs | 120 | 0.00393 | HV
N2XS(FL)2Y 1x185 RM/35 64/110 kV | 125 | 0.099 | 0.156 | 0.457 | cs | 185 | 0.00393 | HV
N2XS(FL)2Y 1x240 RM/35 64/110 kV | 135 | 0.075 | 0.149 | 0.526 | cs | 240 | 0.00393 | HV
N2XS(FL)2Y 1x300 RM/35 64/110 kV | 144 | 0.06 | 0.144 | 0.588 | cs | 300 | 0.00393 | HV
15-AL1/3-ST1A 0.4 | 11 | 1.8769 | 0.35 | 0.105 | ol | 16 | 0.00403 | LV
24-AL1/4-ST1A 0.4 | 11.25 | 1.2012 | 0.335 | 0.14 | ol | 24 | 0.00403 | LV
48-AL1/8-ST1A 0.4 | 12.2 | 0.5939 | 0.3 | 0.21 | ol | 48 | 0.00403 | LV
94-AL1/15-ST1A 0.4 | 13.2 | 0.306 | 0.29 | 0.35 | ol | 94 | 0.00403 | LV
34-AL1/6-ST1A 10.0 | 9.7 | 0.8342 | 0.36 | 0.17 | ol | 34 | 0.00403 | MV
48-AL1/8-ST1A 10.0 | 10.1 | 0.5939 | 0.35 | 0.21 | ol | 48 | 0.00403 | MV
70-AL1/11-ST1A 10.0 | 10.4 | 0.4132 | 0.339 | 0.29 | ol | 70 | 0.00403 | MV
94-AL1/15-ST1A 10.0 | 10.75 | 0.306 | 0.33 | 0.35 | ol | 94 | 0.00403 | MV
122-AL1/20-ST1A 10.0 | 11.1 | 0.2376 | 0.323 | 0.41 | ol | 122 | 0.00403 | MV
149-AL1/24-ST1A 10.0 | 11.25 | 0.194 | 0.315 | 0.47 | ol | 149 | 0.00403 | MV
34-AL1/6-ST1A 20.0 | 9.15 | 0.8342 | 0.382 | 0.17 | ol | 34 | 0.00403 | MV
48-AL1/8-ST1A 20.0 | 9.5 | 0.5939 | 0.372 | 0.21 | ol | 48 | 0.00403 | MV
70-AL1/11-ST1A 20.0 | 9.7 | 0.4132 | 0.36 | 0.29 | ol | 70 | 0.00403 | MV
94-AL1/15-ST1A 20.0 | 10 | 0.306 | 0.35 | 0.35 | ol | 94 | 0.00403 | MV
122-AL1/20-ST1A 20.0 | 10.3 | 0.2376 | 0.344 | 0.41 | ol | 122 | 0.00403 | MV
149-AL1/24-ST1A 20.0 | 10.5 | 0.194 | 0.337 | 0.47 | ol | 149 | 0.00403 | MV
184-AL1/30-ST1A 20.0 | 10.75 | 0.1571 | 0.33 | 0.535 | ol | 184 | 0.00403 | MV
243-AL1/39-ST1A 20.0 | 11 | 0.1188 | 0.32 | 0.645 | ol | 243 | 0.00403 | MV
48-AL1/8-ST1A 110.0 | 8 | 0.5939 | 0.46 | 0.21 | ol | 48 | 0.00403 | HV
70-AL1/11-ST1A 110.0 | 8.4 | 0.4132 | 0.45 | 0.29 | ol | 70 | 0.00403 | HV
94-AL1/15-ST1A 110.0 | 8.65 | 0.306 | 0.44 | 0.35 | ol | 94 | 0.00403 | HV
122-AL1/20-ST1A 110.0 | 8.5 | 0.2376 | 0.43 | 0.41 | ol | 122 | 0.00403 | HV
149-AL1/24-ST1A 110.0 | 8.75 | 0.194 | 0.41 | 0.47 | ol | 149 | 0.00403 | HV
184-AL1/30-ST1A 110.0 | 8.8 | 0.1571 | 0.4 | 0.535 | ol | 184 | 0.00403 | HV
243-AL1/39-ST1A 110.0 | 9 | 0.1188 | 0.39 | 0.645 | ol | 243 | 0.00403 | HV
305-AL1/39-ST1A 110.0 | 9.2 | 0.0949 | 0.38 | 0.74 | ol | 305 | 0.00403 | HV
490-AL1/64-ST1A 110.0 | 9.75 | 0.059 | 0.37 | 0.96 | ol | 490 | 0.00403 | HV
679-AL1/86-ST1A 110.0 | 9.95 | 0.042 | 0.36 | 1.15 | ol | 679 | 0.00403 | HV
490-AL1/64-ST1A 220.0 | 10 | 0.059 | 0.285 | 0.96 | ol | 490 | 0.00403 | HV
679-AL1/86-ST1A 220.0 | 11.7 | 0.042 | 0.275 | 1.15 | ol | 679 | 0.00403 | HV
490-AL1/64-ST1A 380.0 | 11 | 0.059 | 0.253 | 0.96 | ol | 490 | 0.00403 | HV
679-AL1/86-ST1A 380.0 | 14.6 | 0.042 | 0.25 | 1.15 | ol | 679 | 0.00403 | HV

## trafo_std_types
| i0_percent | pfe_kw | vkr_percent | sn_mva | vn_lv_kv | vn_hv_kv | vk_percent | shift_degree | vector_group | tap_side | tap_neutral | tap_min | tap_max | tap_step_degree | tap_step_percent | tap_phase_shifter
160 MVA 380/110 kV | 0.06 | 60 | 0.25 | 160 | 110 | 380 | 12.2 | 0 | Yy0 | hv | 0 | -9 | 9 | 0 | 1.5 | FALSE
100 MVA 220/110 kV | 0.06 | 55 | 0.26 | 100 | 110 | 220 | 12 | 0 | Yy0 | hv | 0 | -9 | 9 | 0 | 1.5 | FALSE
63 MVA 110/20 kV | 0.04 | 22 | 0.32 | 63 | 20 | 110 | 18 | 150 | YNd5 | hv | 0 | -9 | 9 | 0 | 1.5 | FALSE
40 MVA 110/20 kV | 0.05 | 18 | 0.34 | 40 | 20 | 110 | 16.2 | 150 | YNd5 | hv | 0 | -9 | 9 | 0 | 1.5 | FALSE
25 MVA 110/20 kV | 0.07 | 14 | 0.41 | 25 | 20 | 110 | 12 | 150 | YNd5 | hv | 0 | -9 | 9 | 0 | 1.5 | FALSE
63 MVA 110/10 kV | 0.04 | 22 | 0.32 | 63 | 10 | 110 | 18 | 150 | YNd5 | hv | 0 | -9 | 9 | 0 | 1.5 | FALSE
40 MVA 110/10 kV | 0.05 | 18 | 0.34 | 40 | 10 | 110 | 16.2 | 150 | YNd5 | hv | 0 | -9 | 9 | 0 | 1.5 | FALSE
25 MVA 110/10 kV | 0.07 | 14 | 0.41 | 25 | 10 | 110 | 12 | 150 | YNd5 | hv | 0 | -9 | 9 | 0 | 1.5 | FALSE
0.25 MVA 20/0.4 kV | 0.32 | 0.8 | 1.44 | 0.25 | 0.4 | 20 | 6 | 150 | Yzn5 | hv | 0 | -2 | 2 | 0 | 2.5 | FALSE
0.4 MVA 20/0.4 kV | 0.3375 | 1.35 | 1.425 | 0.4 | 0.4 | 20 | 6 | 150 | Dyn5 | hv | 0 | -2 | 2 | 0 | 2.5 | FALSE
0.63 MVA 20/0.4 kV | 0.2619 | 1.65 | 1.206 | 0.63 | 0.4 | 20 | 6 | 150 | Dyn5 | hv | 0 | -2 | 2 | 0 | 2.5 | FALSE
0.25 MVA 10/0.4 kV | 0.24 | 0.6 | 1.2 | 0.25 | 0.4 | 10 | 4 | 150 | Dyn5 | hv | 0 | -2 | 2 | 0 | 2.5 | FALSE
0.4 MVA 10/0.4 kV | 0.2375 | 0.95 | 1.325 | 0.4 | 0.4 | 10 | 4 | 150 | Dyn5 | hv | 0 | -2 | 2 | 0 | 2.5 | FALSE
0.63 MVA 10/0.4 kV | 0.1873 | 1.18 | 1.0794 | 0.63 | 0.4 | 10 | 4 | 150 | Dyn5 | hv | 0 | -2 | 2 | 0 | 2.5 | FALSE

## trafo3w_std_types
| sn_hv_mva | sn_mv_mva | sn_lv_mva | vn_hv_kv | vn_mv_kv | vn_lv_kv | vk_hv_percent | vk_mv_percent | vk_lv_percent | vkr_hv_percent | vkr_mv_percent | vkr_lv_percent | pfe_kw | i0_percent | shift_mv_degree | shift_lv_degree | vector_group | tap_side | tap_neutral | tap_min | tap_max | tap_step_percent
63/25/38 MVA 110/20/10 kV | 63 | 25 | 38 | 110 | 20 | 10 | 10.4 | 10.4 | 10.4 | 0.28 | 0.32 | 0.35 | 35 | 0.89 | 0 | 0 | YN0yn0yn0 | hv | 0 | -10 | 10 | 1.2
63/25/38 MVA 110/10/10 kV | 63 | 25 | 38 | 110 | 10 | 10 | 10.4 | 10.4 | 10.4 | 0.28 | 0.32 | 0.35 | 35 | 0.89 | 0 | 0 | YN0yn0yn0 | hv | 0 | -10 | 10 | 1.2

## fuse_std_types
| fuse_type | i_rated_a | t_avg | t_min | t_total | x_avg | x_min | x_total
HV 100A | HV 100A | 100 | 0 | [10.0, 3.64, 0.854, 0.281, 0.1, 0.0531, 0.022, 0.01] | [10.0, 4.267, 1.21, 0.403, 0.1, 0.058, 0.022, 0.01] | 0 | [300.0, 350.0, 450.0, 550.0, 700.0, 850.0, 1200.0, 1752.0] | [600.0, 700.0, 900.0, 1150.0, 1665.0, 2000.0, 3000.0, 4313.0]
HV 10A | HV 10A | 10 | 0 | [10.0, 1675.0, 0.344, 0.156, 0.1, 0.0417, 0.0171, 0.01] | [10.0, 1.3, 0.3, 0.155, 0.1, 0.0555, 0.023, 0.01] | 0 | [30.0, 32.0, 35.0, 37.0, 39.0, 50.0, 70.0, 88.0] | [60.0, 70.0, 80.0, 87.0, 94.0, 110.0, 150.0, 216.0]
HV 125A | HV 125A | 125 | 0 | [10.0, 1.82, 0.344, 0.1, 0.0467, 0.0269, 0.01] | [10.0, 2.478, 0.426, 0.1, 0.0427, 0.0211, 0.01] | 0 | [375.0, 500.0, 700.0, 925.0, 1200.0, 1500.0, 2341.0] | [750.0, 1000.0, 1500.0, 2200.0, 3000.0, 4000.0, 5765.0]
HV 160A | HV 160A | 160 | 0 | [10.0, 4.15, 1.03, 0.198, 0.1, 0.051, 0.0172, 0.01] | [10.0, 2.3, 0.734, 0.274, 0.1, 0.046, 0.0177, 0.01] | 0 | [480.0, 550.0, 700.0, 1000.0, 1260.0, 1600.0, 2500.0, 3227.0] | [960.0, 1300.0, 1700.0, 2200.0, 2996.0, 4000.0, 6000.0, 7946.0]
HV 16A | HV 16A | 16 | 0 | [10.0, 0.352, 0.164, 0.1, 0.0649, 0.0342, 0.01] | [10.0, 2.34, 0.722, 0.181, 0.1, 0.055, 0.0296, 0.01] | 0 | [48.0, 60.0, 65.0, 71.0, 80.0, 100.0, 162.0] | [96.0, 110.0, 125.0, 150.0, 168.0, 200.0, 250.0, 398.0]
HV 200A | HV 200A | 200 | 0 | [10.0, 4.267, 1.21, 0.403, 0.1, 0.058, 0.022, 0.01] | [10.0, 3.73, 1.654, 0.328, 0.1, 0.0531, 0.019, 0.01] | 0 | [600.0, 700.0, 900.0, 1150.0, 1665.0, 2000.0, 3000.0, 4313.0] | [1200.0, 1500.0, 1800.0, 2700.0, 3960.0, 5000.0, 7500.0, 10620.0]
HV 20A | HV 20A | 20 | 0 | [10.0, 1.3, 0.3, 0.155, 0.1, 0.0555, 0.023, 0.01] | [10.0, 1.3, 0.161, 0.1, 0.0611, 0.0399, 0.0141, 0.01] | 0 | [60.0, 70.0, 80.0, 87.0, 94.0, 110.0, 150.0, 216.0] | [120.0, 150.0, 200.0, 223.0, 260.0, 300.0, 450.0, 532.0]
HV 25A | HV 25A | 25 | 0 | [10.0, 2.512, 0.833, 0.299, 0.1, 0.0372, 0.0223, 0.01] | [10.0, 3.125, 0.597, 0.198, 0.1, 0.0378, 0.022, 0.01] | 0 | [75.0, 82.0, 90.0, 100.0, 124.0, 170.0, 200.0, 289.0] | [150.0, 170.0, 210.0, 250.0, 294.0, 400.0, 500.0, 711.0]
HV 31.5A | HV 31.5A | 31.5 | 0 | [10.0, 2.34, 0.722, 0.181, 0.1, 0.055, 0.0296, 0.01] | [10.0, 2.84, 0.368, 0.164, 0.1, 0.0621, 0.0378, 0.0195, 0.01] | 0 | [95.0, 110.0, 125.0, 150.0, 165.0, 200.0, 250.0, 390.0] | [189.0, 220.0, 300.0, 350.0, 393.0, 450.0, 530.0, 700.0, 960.0]
HV 40A | HV 40A | 40 | 0 | [10.0, 1.3, 0.161, 0.1, 0.0611, 0.0399, 0.0141, 0.01] | [10.0, 2.05, 0.369, 0.198, 0.1, 0.051, 0.0298, 0.01] | 0 | [120.0, 150.0, 200.0, 223.0, 260.0, 300.0, 450.0, 532.0] | [240.0, 300.0, 400.0, 450.0, 530.0, 650.0, 800.0, 1311.0]
HV 50A | HV 50A | 50 | 0 | [10.0, 3.215, 0.597, 0.198, 0.1, 0.0378, 0.022, 0.01] | [10.0, 3.64, 0.854, 0.281, 0.1, 0.0531, 0.022, 0.01] | 0 | [150.0, 170.0, 210.0, 250.0, 294.0, 400.0, 500.0, 711.0] | [300.0, 350.0, 450.0, 550.0, 700.0, 850.0, 1200.0, 1752.0]
HV 6.3A | HV 6.3A | 6.3 | 0 | [10.0, 1.39, 0.344, 0.168, 0.1, 0.056, 0.0263, 0.01] | [10.0, 1.711, 0.516, 0.198, 0.1, 0.0634, 0.0303, 0.01] | 0 | [19.0, 19.5, 20.4, 20.8, 22.0, 25.0, 32.0, 48.0] | [38.0, 40.0, 43.0, 48.0, 53.0, 60.0, 75.0, 118.0]
HV 63A | HV 63A | 63 | 0 | [10.0, 2.84, 0.368, 0.164, 0.1, 0.0621, 0.0378, 0.0195, 0.01] | [10.0, 1.82, 0.344, 0.1, 0.0467, 0.0269, 0.01] | 0 | [189.0, 220.0, 300.0, 350.0, 393.0, 450.0, 530.0, 700.0, 961.0] | [378.0, 500.0, 700.0, 934.0, 1200.0, 1500.0, 2366.0]
HV 80A | HV 80A | 80 | 0 | [10.0, 2.05, 0.369, 0.198, 0.1, 0.051, 0.0298, 0.01] | [10.0, 4.15, 1.03, 0.198, 0.1, 0.051, 0.0172, 0.01] | 0 | [240.0, 300.0, 400.0, 450.0, 530.0, 650.0, 800.0, 1311.0] | [480.0, 550.0, 700.0, 1000.0, 1260.0, 1600.0, 2500.0, 3227.0]
Siemens NH-1-100 | Siemens NH-1-100 | 100 | [5400.0, 2000.0, 400.0, 20.0, 1.0, 0.2, 0.012, 0.004] | 0 | 0 | [150.0, 190.0, 250.0, 430.0, 900.0, 1250.0, 2700.0, 3600.0] | 0 | 0
Siemens NH-1-125 | Siemens NH-1-125 | 125 | [4800.0, 120.0, 7.0, 0.1, 0.004] | 0 | 0 | [180.0, 400.0, 740.0, 2000.0, 4250.0] | 0 | 0
Siemens NH-1-16 | Siemens NH-1-16 | 16 | [4000.0, 400.0, 2.0, 0.1, 0.04, 0.01] | 0 | 0 | [26.0, 35.0, 75.0, 150.0, 200.0, 300.0] | 0 | 0
Siemens NH-1-160 | Siemens NH-1-160 | 160 | [4800.0, 120.0, 7.0, 0.1, 0.004] | 0 | 0 | [210.0, 500.0, 900.0, 2300.0, 5000.0] | 0 | 0
Siemens NH-1-25 | Siemens NH-1-25 | 25 | [4000.0, 1000.0, 10.0, 0.2, 0.02, 0.01] | 0 | 0 | [40.0, 50.0, 100.0, 210.0, 400.0, 500.0] | 0 | 0
Siemens NH-1-50 | Siemens NH-1-50 | 50 | [4000.0, 40.0, 4.0, 1.0, 0.02, 0.01] | 0 | 0 | [86.0, 200.0, 300.0, 400.0, 1000.0, 1280.0] | 0 | 0
Siemens NH-1-63 | Siemens NH-1-63 | 63 | [4000.0, 100.0, 10.0, 2.0, 0.04, 0.01] | 0 | 0 | [100.0, 200.0, 300.0, 400.0, 1000.0, 1500.0] | 0 | 0
Siemens NH-1-80 | Siemens NH-1-80 | 80 | [4800.0, 120.0, 7.0, 0.1, 0.01] | 0 | 0 | [150.58, 250.0, 450.0, 1150.0, 2470.0] | 0 | 0
Siemens NH-2-1000 | Siemens NH-2-1000 | 1000 | [4800.0, 120.0, 7.0, 0.1, 0.004] | 0 | 0 | [1900.0, 3500.0, 8400.0, 24000.0, 52000.0] | 0 | 0
Siemens NH-2-200 | Siemens NH-2-200 | 200 | [4800.0, 120.0, 7.0, 0.1, 0.004] | 0 | 0 | [280.0, 650.0, 1200.0, 3000.0, 7000.0] | 0 | 0
Siemens NH-2-224 | Siemens NH-2-224 | 224 | [4800.0, 120.0, 7.0, 0.2, 0.04, 0.004] | 0 | 0 | [400.0, 750.0, 1453.0, 3025.0, 4315.0, 7600.0] | 0 | 0
Siemens NH-2-250 | Siemens NH-2-250 | 250 | [4800.0, 120.0, 7.0, 0.1, 0.004] | 0 | 0 | [450.0, 800.0, 1650.0, 4000.0, 8500.0] | 0 | 0
Siemens NH-2-315 | Siemens NH-2-315 | 315 | [4800.0, 120.0, 7.0, 0.1, 0.004] | 0 | 0 | [550.0, 920.0, 1900.0, 5000.0, 11000.0] | 0 | 0
Siemens NH-2-355 | Siemens NH-2-355 | 355 | [4800.0, 120.0, 6.0, 0.1, 0.004] | 0 | 0 | [650.0, 1116.27, 2350.0, 5840.0, 12790.0] | 0 | 0
Siemens NH-2-400 | Siemens NH-2-400 | 400 | [4800.0, 120.0, 7.0, 0.1, 0.004] | 0 | 0 | [720.0, 1350.0, 2800.0, 6500.0, 15000.0] | 0 | 0
Siemens NH-2-425 | Siemens NH-2-425 | 425 | [4800.0, 120.0, 7.0, 0.1, 0.004] | 0 | 0 | [850.0, 1500.0, 3050.0, 7500.0, 16500.0] | 0 | 0
Siemens NH-2-630 | Siemens NH-2-630 | 630 | [4800.0, 120.0, 7.0, 0.1, 0.004] | 0 | 0 | [1200.0, 2000.0, 4800.0, 12000.0, 26000.0] | 0 | 0

## res_bus
| vm_pu | va_degree | p_mw | q_mvar
0 | 0.98354 | -0.31511 | 0.0024941 | 0.00062509
1 | 0.98368 | -0.31226 | 0 | 0
2 | 0.98351 | -0.3157 | 0.001177 | 0.00029498
3 | 0.9838 | -0.30996 | 0.0015921 | 0.00039903
4 | 0.98381 | -0.30978 | 0.0019708 | 0.00049394
5 | 0.97903 | -0.4041 | 0.002569 | 0.00064385
6 | 0.97905 | -0.40377 | 0.002036 | 0.00051026
7 | 0.9793 | -0.39892 | 0.0019644 | 0.00049232
8 | 0.9717 | -0.54666 | 0.0013736 | 0.00034426
9 | 0.9717 | -0.54665 | 0.0014524 | 0.000364
10 | 0.97171 | -0.54662 | 0.0018511 | 0.00046393
11 | 0.9718 | -0.54485 | 0.0021276 | 0.00053323
12 | 0.98498 | -0.28792 | 0.0015378 | 0.00038541
13 | 0.98501 | -0.28741 | 0.0017618 | 0.00044156
14 | 0.98427 | -0.3019 | 0.0033839 | 0.00084809
15 | 0.98525 | -0.28281 | 0.0040075 | 0.0010044
16 | 0.98398 | -0.3074 | 0.003196 | 0.00080099
17 | 0.98564 | -0.27505 | 0.0033332 | 0.00083537
18 | 0.98329 | -0.32104 | 0.0034792 | 0.00087197
19 | 0.99908 | -0.01768 | 0.0020832 | 0.00052211
20 | 0.99915 | -0.016301 | 0.0014036 | 0.00035177
21 | 0.9992 | -0.015328 | 0.0018114 | 0.00045398
22 | 0.99926 | -0.014166 | 0.0031035 | 0.0007778
23 | 0.97201 | -0.54054 | 0.0031339 | 0.00078543
24 | 0.97213 | -0.5382 | 0 | 0
25 | 0.99064 | -0.17819 | 0.0035552 | 0.00089101
26 | 0.99013 | -0.18795 | 0.0052406 | 0.0013134
27 | 0.99248 | -0.14301 | 0 | 0
28 | 0.98996 | -0.19115 | 0.0053908 | 0.0013511
29 | 0.99475 | -0.099582 | 0.0029619 | 0.00074231
30 | 0.99072 | -0.17673 | 0 | 0
31 | 0.98874 | -0.21468 | 0.0044193 | 0.0011076
32 | 0.99745 | -0.04827 | 0.0031542 | 0.00079051
33 | 0.98994 | -0.19181 | 0.0047255 | 0.0011843
34 | 0.99056 | -0.17994 | 0.0051448 | 0.0012894
35 | 0.98273 | -0.33196 | 0.0016824 | 0.00042164
36 | 0.98269 | -0.33267 | 0.0040531 | 0.0010158
37 | 0.98288 | -0.32896 | 0.0026581 | 0.00066618
38 | 0.98267 | -0.33315 | 0.0016691 | 0.00041832
39 | 0.98289 | -0.32888 | 0.0029592 | 0.00074165
40 | 0.98316 | -0.32355 | 0.0022296 | 0.00055879
41 | 0.97955 | -0.39405 | 0.0039165 | 0.00098157
42 | 0.97933 | -0.39833 | 0.0026235 | 0.00065752
43 | 0.97963 | -0.39237 | 0.00089955 | 0.00022545
44 | 0.97966 | -0.39188 | 0.0010624 | 0.00026627
45 | 0.9802 | -0.38129 | 0 | 0
46 | 1 | 0 | -0.22558 | -0.05737
47 | 0.99991 | -0.0017841 | 0.0044957 | 0.0011267
48 | 0.99971 | -0.005482 | 0.0014776 | 0.00037032
49 | 0.99756 | -0.04614 | 0.0019533 | 0.00048956
50 | 0.99965 | -0.0067286 | 0.0017313 | 0.00043391
51 | 0.99939 | -0.01171 | 0.0014778 | 0.00037036
52 | 0.98493 | -0.28894 | 0.0031777 | 0.0007964
53 | 0.98528 | -0.28211 | 0.0027271 | 0.00068349
54 | 0.98457 | -0.29598 | 0.0024549 | 0.00061526
55 | 0.98618 | -0.26453 | 0.0025203 | 0.00063165
56 | 0.98441 | -0.29901 | 0 | 0
57 | 0.98633 | -0.26164 | 0.0022323 | 0.00055947
58 | 0.98427 | -0.30181 | 0.0015418 | 0.0003864
59 | 0.98397 | -0.30749 | 0.0015248 | 0.00038215
60 | 0.98271 | -0.33222 | 0.001237 | 0.00031002
61 | 0.98213 | -0.34339 | 0.0032234 | 0.00080785
62 | 0.982 | -0.34596 | 0.0023086 | 0.00057859
63 | 0.9818 | -0.34997 | 0.00039954 | 0.00010013
64 | 0.98404 | -0.30525 | 0 | 0
65 | 0.98161 | -0.35239 | 0.0012906 | 0.00032346
66 | 0.98706 | -0.24691 | 0.0027924 | 0.00069983
67 | 0.984 | -0.30607 | 0.0021802 | 0.00054641
68 | 0.97181 | -0.54455 | 0.0010273 | 0.00025746
69 | 0.97193 | -0.54213 | 0 | 0
70 | 0.97192 | -0.54247 | 0.0018103 | 0.0004537
71 | 0.97236 | -0.53362 | 0.0018727 | 0.00046935
72 | 0.98396 | -0.30686 | 0.0011141 | 0.00027922
73 | 0.98396 | -0.30688 | 0.0014739 | 0.00036941
74 | 0.98078 | -0.36994 | 0.0010493 | 0.00026297
75 | 0.98078 | -0.36983 | 0 | 0
76 | 0.98045 | -0.3764 | 0 | 0
77 | 0.98035 | -0.37824 | 0.00081302 | 0.00020376
78 | 0.97284 | -0.52427 | 0.0017721 | 0.00044414
79 | 0.97342 | -0.51268 | 0.0015701 | 0.00039351
80 | 0.97268 | -0.52742 | 0.0024563 | 0.00061562
81 | 0.97395 | -0.50237 | 0.0026182 | 0.00065618
82 | 0.97254 | -0.53012 | 0 | 0
83 | 0.97478 | -0.48588 | 0.0027183 | 0.00068128
84 | 0.97245 | -0.53185 | 0.0014944 | 0.00037453
85 | 0.99938 | -0.011858 | 0.0012854 | 0.00032215
86 | 0.9777 | -0.42873 | 0.0016997 | 0.00042598
87 | 0.97772 | -0.42822 | 0 | 0
88 | 0.97588 | -0.46434 | 0.0015706 | 0.00039364
89 | 0.9759 | -0.46396 | 0 | 0
90 | 0.97775 | -0.4276 | 0.0015163 | 0.00038001
91 | 0.97563 | -0.46921 | 0.0012023 | 0.00030132
92 | 0.97653 | -0.45155 | 0.00092605 | 0.00023209
93 | 0.9778 | -0.42677 | 0 | 0
94 | 0.98426 | -0.30185 | 0.0016703 | 0.00041861
95 | 0.98112 | -0.36192 | 0.001072 | 0.00026867
96 | 0.98793 | -0.23011 | 0.0060065 | 0.0015054
97 | 0.97699 | -0.44255 | 0.0015138 | 0.00037939
98 | 0.97855 | -0.41192 | 0.0015771 | 0.00039526
99 | 0.97973 | -0.389 | 0.003174 | 0.00079549
100 | 0.98825 | -0.22456 | 0.0026723 | 0.00066974
101 | 0.98715 | -0.24575 | 0.0037906 | 0.00095002
102 | 0.98681 | -0.25237 | 0 | 0
103 | 0.98045 | -0.37501 | 0.00059434 | 0.00014896
104 | 0.97508 | -0.48013 | 0 | 0
105 | 0.97242 | -0.53253 | 0.0034892 | 0.00087447
106 | 0.97489 | -0.48375 | 0.0013448 | 0.00033705
107 | 0.97469 | -0.48781 | 0.0013805 | 0.000346
108 | 0.99054 | -0.18024 | 0.0033386 | 0.00083672
109 | 0.97447 | -0.49219 | 0.00094274 | 0.00023627
110 | 0.97452 | -0.49115 | 0.0017224 | 0.00043166
111 | 0.97445 | -0.49258 | 0.0017607 | 0.00044128
112 | 0.97457 | -0.49021 | 0.0012526 | 0.00031394
113 | 0.97469 | -0.48784 | 0.0014375 | 0.00036027
114 | 0.99998 | 149.9956 | 0 | 0

## res_line
| p_from_mw | q_from_mvar | p_to_mw | q_to_mvar | pl_mw | ql_mvar | i_from_ka | i_to_ka | i_ka | vm_from_pu | va_from_degree | vm_to_pu | va_to_degree | loading_percent
0 | -0.0036712 | -0.00091975 | 0.0036717 | 0.00091952 | 4.9858e-07 | -2.2798e-07 | 0.0055541 | 0.0055539 | 0.0055541 | 0.98354 | -0.31511 | 0.98368 | -0.31226 | 1.5259
1 | 0.001177 | 0.00029465 | -0.001177 | -0.00029498 | 3.2888e-08 | -3.2995e-07 | 0.0017806 | 0.0017808 | 0.0017808 | 0.98354 | -0.31511 | 0.98351 | -0.3157 | 0.48922
2 | -0.0036717 | -0.00091952 | 0.0036721 | 0.00091933 | 4.0137e-07 | -1.8368e-07 | 0.0055539 | 0.0055538 | 0.0055539 | 0.98368 | -0.31226 | 0.9838 | -0.30996 | 1.5258
3 | -0.0052642 | -0.0013184 | 0.0052643 | 0.0013184 | 4.6671e-08 | 4.9402e-09 | 0.0079619 | 0.0079619 | 0.0079619 | 0.9838 | -0.30996 | 0.98381 | -0.30978 | 2.1873
4 | -0.0072351 | -0.0018123 | 0.0072367 | 0.0018129 | 1.5582e-06 | 5.5652e-07 | 0.010943 | 0.010943 | 0.010943 | 0.98381 | -0.30978 | 0.98404 | -0.30525 | 3.0063
5 | -0.002569 | -0.00064385 | 0.002569 | 0.00064379 | 4.0658e-08 | -6.3409e-08 | 0.0039046 | 0.0039046 | 0.0039046 | 0.97903 | -0.4041 | 0.97905 | -0.40377 | 1.0727
6 | -0.004605 | -0.001154 | 0.0046061 | 0.001154 | 1.0643e-06 | -4.7666e-08 | 0.0069989 | 0.0069986 | 0.0069989 | 0.97905 | -0.40377 | 0.9793 | -0.39892 | 1.9228
7 | -0.0065704 | -0.0016463 | 0.0065706 | 0.0016464 | 1.8299e-07 | 5.5513e-08 | 0.0099835 | 0.0099834 | 0.0099835 | 0.9793 | -0.39892 | 0.97933 | -0.39833 | 2.7427
8 | -0.0013736 | -0.00034426 | 0.0013736 | 0.00034425 | 6.1927e-10 | -4.2264e-09 | 0.0021034 | 0.0021034 | 0.0021034 | 0.9717 | -0.54666 | 0.9717 | -0.54665 | 0.57787
9 | -0.002826 | -0.00070825 | 0.002826 | 0.00070825 | 4.9813e-09 | -5.5981e-09 | 0.0043275 | 0.0043275 | 0.0043275 | 0.9717 | -0.54665 | 0.97171 | -0.54662 | 1.1889
10 | -0.0046771 | -0.0011722 | 0.0046775 | 0.0011722 | 3.9432e-07 | -1.5877e-09 | 0.0071622 | 0.0071621 | 0.0071622 | 0.97171 | -0.54662 | 0.9718 | -0.54485 | 1.9676
11 | -0.0068051 | -0.0017054 | 0.0068052 | 0.0017054 | 9.759e-08 | 3.276e-08 | 0.01042 | 0.01042 | 0.01042 | 0.9718 | -0.54485 | 0.97181 | -0.54455 | 2.8626
12 | -0.02689 | -0.0067532 | 0.02689 | 0.0067536 | 6.5025e-07 | 4.0279e-07 | 0.040627 | 0.040627 | 0.040627 | 0.98498 | -0.28792 | 0.98501 | -0.28741 | 11.1614
13 | 0.025352 | 0.0063678 | -0.025335 | -0.0063574 | 1.6901e-05 | 1.0426e-05 | 0.038304 | 0.038304 | 0.038304 | 0.98498 | -0.28792 | 0.98427 | -0.3019 | 10.5232
14 | -0.028652 | -0.0071952 | 0.028659 | 0.0071991 | 6.2883e-06 | 3.9106e-06 | 0.043289 | 0.043289 | 0.043289 | 0.98501 | -0.28741 | 0.98525 | -0.28281 | 11.8925
15 | 0.021951 | 0.0055093 | -0.021945 | -0.0055058 | 5.7626e-06 | 3.5108e-06 | 0.033189 | 0.033189 | 0.033189 | 0.98427 | -0.3019 | 0.98398 | -0.3074 | 9.1177
16 | -0.032666 | -0.0082035 | 0.032678 | 0.008211 | 1.2102e-05 | 7.5762e-06 | 0.049341 | 0.049341 | 0.049341 | 0.98525 | -0.28281 | 0.98564 | -0.27505 | 13.5553
17 | 0.018749 | 0.0047048 | -0.018737 | -0.0046975 | 1.2189e-05 | 7.2876e-06 | 0.028356 | 0.028356 | 0.028356 | 0.98398 | -0.3074 | 0.98329 | -0.32104 | 7.79
18 | -0.036011 | -0.0090464 | 0.03605 | 0.0090709 | 3.9019e-05 | 2.4523e-05 | 0.054373 | 0.054373 | 0.054373 | 0.98564 | -0.27505 | 0.98681 | -0.25237 | 14.9377
19 | 0.015258 | 0.0038255 | -0.015256 | -0.0038245 | 1.8233e-06 | 1.0513e-06 | 0.023091 | 0.023091 | 0.023091 | 0.98329 | -0.32104 | 0.98316 | -0.32355 | 6.3436
20 | -0.0020832 | -0.00052211 | 0.0020834 | 0.0005217 | 1.3681e-07 | -4.0877e-07 | 0.0031027 | 0.0031026 | 0.0031027 | 0.99908 | -0.01768 | 0.99915 | -0.016301 | 0.8524
21 | -0.0034869 | -0.00087347 | 0.0034871 | 0.00087336 | 1.6145e-07 | -1.0579e-07 | 0.0051929 | 0.0051928 | 0.0051929 | 0.99915 | -0.016301 | 0.9992 | -0.015328 | 1.4266
22 | -0.0052985 | -0.0013273 | 0.0052988 | 0.0013274 | 2.9323e-07 | 2.3141e-08 | 0.0078903 | 0.0078903 | 0.0078903 | 0.9992 | -0.015328 | 0.99926 | -0.014166 | 2.1677
23 | -0.0084023 | -0.0021052 | 0.0084032 | 0.0021055 | 9.2384e-07 | 3.8507e-07 | 0.012512 | 0.012512 | 0.012512 | 0.99926 | -0.014166 | 0.99938 | -0.011858 | 3.4373
24 | -0.0031339 | -0.00078543 | 0.0031342 | 0.00078515 | 3.4938e-07 | -2.7823e-07 | 0.0047975 | 0.0047974 | 0.0047975 | 0.97201 | -0.54054 | 0.97213 | -0.5382 | 1.318
25 | -0.01278 | -0.0032029 | 0.012782 | 0.0032044 | 2.7901e-06 | 1.5445e-06 | 0.019562 | 0.019561 | 0.019562 | 0.97213 | -0.5382 | 0.97236 | -0.53362 | 5.374
26 | 0.0096455 | 0.0024177 | -0.0096437 | -0.0024169 | 1.8075e-06 | 8.8271e-07 | 0.014764 | 0.014764 | 0.014764 | 0.97213 | -0.5382 | 0.97193 | -0.54213 | 4.0561
27 | 0.093567 | 0.023816 | -0.093523 | -0.023788 | 4.4023e-05 | 2.8099e-05 | 0.14068 | 0.14068 | 0.14068 | 0.99064 | -0.17819 | 0.99013 | -0.18795 | 38.6473
28 | -0.097123 | -0.024707 | 0.097288 | 0.024813 | 0.00016494 | 0.0001053 | 0.14602 | 0.14602 | 0.14602 | 0.99064 | -0.17819 | 0.99248 | -0.14301 | 40.1144
29 | 0.088283 | 0.022475 | -0.088269 | -0.022466 | 1.3588e-05 | 8.6701e-06 | 0.1328 | 0.1328 | 0.1328 | 0.99013 | -0.18795 | 0.98996 | -0.19115 | 36.4837
30 | -0.1956 | -0.049731 | 0.19601 | 0.049993 | 0.00041016 | 0.00026184 | 0.29352 | 0.29352 | 0.29352 | 0.99248 | -0.14301 | 0.99475 | -0.099582 | 40.3186
31 | 0.098315 | 0.024918 | -0.098156 | -0.024817 | 0.00015902 | 0.00010152 | 0.1475 | 0.1475 | 0.1475 | 0.99248 | -0.14301 | 0.99072 | -0.17673 | 40.5228
32 | 0.082878 | 0.021115 | -0.082784 | -0.021055 | 9.4001e-05 | 5.9954e-05 | 0.1247 | 0.1247 | 0.1247 | 0.98996 | -0.19115 | 0.98874 | -0.21468 | 34.2576
33 | -0.19897 | -0.050735 | 0.19947 | 0.051051 | 0.00049425 | 0.00031554 | 0.29795 | 0.29795 | 0.29795 | 0.99475 | -0.099582 | 0.99745 | -0.04827 | 40.9271
34 | 0.089672 | 0.02269 | -0.089607 | -0.022649 | 6.4816e-05 | 4.136e-05 | 0.13476 | 0.13476 | 0.13476 | 0.99072 | -0.17673 | 0.98994 | -0.19181 | 37.0218
35 | 0.0084847 | 0.0021266 | -0.0084834 | -0.0021261 | 1.2974e-06 | 5.5606e-07 | 0.012744 | 0.012744 | 0.012744 | 0.99072 | -0.17673 | 0.99056 | -0.17994 | 3.501
36 | 0.078365 | 0.019948 | -0.078307 | -0.01991 | 5.8253e-05 | 3.7139e-05 | 0.11805 | 0.11805 | 0.11805 | 0.98874 | -0.21468 | 0.98793 | -0.23011 | 32.4305
37 | -0.20262 | -0.051841 | 0.20264 | 0.051855 | 2.0897e-05 | 1.3342e-05 | 0.30265 | 0.30265 | 0.30265 | 0.99745 | -0.04827 | 0.99756 | -0.04614 | 41.5734
38 | 0.084881 | 0.021465 | -0.084748 | -0.02138 | 0.00013315 | 8.4935e-05 | 0.12766 | 0.12766 | 0.12766 | 0.98994 | -0.19181 | 0.98825 | -0.22456 | 35.0704
39 | 0.0033386 | 0.00083669 | -0.0033386 | -0.00083672 | 4.7062e-08 | -3.4107e-08 | 0.0050153 | 0.0050153 | 0.0050153 | 0.99056 | -0.17994 | 0.99054 | -0.18024 | 1.3778
40 | 0.0057224 | 0.001434 | -0.0057222 | -0.0014339 | 1.9386e-07 | 3.683e-08 | 0.0086646 | 0.0086647 | 0.0086647 | 0.98273 | -0.33196 | 0.98269 | -0.33267 | 2.3804
41 | -0.0074048 | -0.0018556 | 0.0074059 | 0.001856 | 1.0582e-06 | 3.9278e-07 | 0.011212 | 0.011212 | 0.011212 | 0.98273 | -0.33196 | 0.98288 | -0.32896 | 3.0802
42 | 0.0016691 | 0.00041814 | -0.0016691 | -0.00041832 | 3.8449e-08 | -1.7874e-07 | 0.0025274 | 0.0025275 | 0.0025275 | 0.98269 | -0.33267 | 0.98267 | -0.33315 | 0.69436
43 | -0.010064 | -0.0025222 | 0.010064 | 0.0025222 | 3.71e-08 | 1.8343e-08 | 0.015236 | 0.015236 | 0.015236 | 0.98288 | -0.32896 | 0.98289 | -0.32888 | 4.1858
44 | -0.013023 | -0.0032639 | 0.013027 | 0.0032657 | 3.306e-06 | 1.8283e-06 | 0.019716 | 0.019716 | 0.019716 | 0.98289 | -0.32888 | 0.98316 | -0.32355 | 5.4165
45 | 0.009196 | 0.0023048 | -0.0091942 | -0.0023039 | 1.8759e-06 | 8.7797e-07 | 0.01397 | 0.01397 | 0.01397 | 0.97955 | -0.39405 | 0.97933 | -0.39833 | 3.8378
46 | -0.013113 | -0.0032863 | 0.013114 | 0.0032869 | 1.0486e-06 | 5.8239e-07 | 0.019919 | 0.019919 | 0.019919 | 0.97955 | -0.39405 | 0.97963 | -0.39237 | 5.4723
47 | -0.014013 | -0.0035124 | 0.014013 | 0.0035126 | 3.247e-07 | 1.8375e-07 | 0.021285 | 0.021285 | 0.021285 | 0.97963 | -0.39237 | 0.97966 | -0.39188 | 5.8476
48 | -0.015076 | -0.0037788 | 0.015083 | 0.0037832 | 7.6116e-06 | 4.3838e-06 | 0.022899 | 0.022899 | 0.022899 | 0.97966 | -0.39188 | 0.9802 | -0.38129 | 6.291
49 | -0.015083 | -0.0037832 | 0.015086 | 0.0037845 | 2.197e-06 | 1.2652e-06 | 0.022899 | 0.022899 | 0.022899 | 0.9802 | -0.38129 | 0.98035 | -0.37824 | 6.2909
50 | 0.20955 | 0.053764 | -0.20953 | -0.053752 | 1.8136e-05 | 1.1581e-05 | 0.31226 | 0.31226 | 0.31226 | 1 | 0 | 0.99991 | -0.0017841 | 42.8926
51 | 0.014382 | 0.0036062 | -0.014379 | -0.0036041 | 3.7564e-06 | 2.1173e-06 | 0.021402 | 0.021402 | 0.021402 | 1 | 0 | 0.99971 | -0.005482 | 5.8797
52 | 0.20504 | 0.052625 | -0.2046 | -0.052344 | 0.00044032 | 0.00028115 | 0.30557 | 0.30557 | 0.30557 | 0.99991 | -0.0017841 | 0.99756 | -0.04614 | 41.9737
53 | 0.012901 | 0.0032338 | -0.0129 | -0.0032334 | 7.6618e-07 | 4.1771e-07 | 0.019203 | 0.019203 | 0.019203 | 0.99971 | -0.005482 | 0.99965 | -0.0067286 | 5.2755
54 | 0.011169 | 0.0027995 | -0.011166 | -0.0027981 | 2.6499e-06 | 1.3609e-06 | 0.016626 | 0.016626 | 0.016626 | 0.99965 | -0.0067286 | 0.99939 | -0.01171 | 4.5675
55 | 0.0096886 | 0.0024277 | -0.0096886 | -0.0024277 | 6.8426e-08 | 3.2303e-08 | 0.014425 | 0.014425 | 0.014425 | 0.99939 | -0.01171 | 0.99938 | -0.011858 | 3.963
56 | -0.03458 | -0.0087035 | 0.034592 | 0.0087106 | 1.1293e-05 | 7.0873e-06 | 0.052257 | 0.052257 | 0.052257 | 0.98493 | -0.28894 | 0.98528 | -0.28211 | 14.3563
57 | 0.031403 | 0.0079071 | -0.031392 | -0.0079005 | 1.0561e-05 | 6.6e-06 | 0.047456 | 0.047456 | 0.047456 | 0.98493 | -0.28894 | 0.98457 | -0.29598 | 13.0374
58 | -0.037319 | -0.009394 | 0.03735 | 0.0094138 | 3.1389e-05 | 1.9754e-05 | 0.056375 | 0.056375 | 0.056375 | 0.98528 | -0.28211 | 0.98618 | -0.26453 | 15.4878
59 | 0.028937 | 0.0072852 | -0.028933 | -0.0072826 | 4.187e-06 | 2.6055e-06 | 0.043746 | 0.043746 | 0.043746 | 0.98457 | -0.29598 | 0.98441 | -0.29901 | 12.0181
60 | -0.039871 | -0.010045 | 0.039876 | 0.010049 | 5.5116e-06 | 3.4757e-06 | 0.060178 | 0.060178 | 0.060178 | 0.98618 | -0.26453 | 0.98633 | -0.26164 | 16.5324
61 | 0.0032125 | 0.00080465 | -0.003212 | -0.000805 | 4.2881e-07 | -3.4202e-07 | 0.0048557 | 0.004856 | 0.004856 | 0.98441 | -0.29901 | 0.98427 | -0.30181 | 1.3341
62 | 0.025721 | 0.006478 | -0.02571 | -0.0064715 | 1.0433e-05 | 6.4437e-06 | 0.03889 | 0.03889 | 0.03889 | 0.98441 | -0.29901 | 0.98397 | -0.30749 | 10.6841
63 | -0.042108 | -0.010608 | 0.042127 | 0.01062 | 1.8678e-05 | 1.1796e-05 | 0.063546 | 0.063546 | 0.063546 | 0.98633 | -0.26164 | 0.98681 | -0.25237 | 17.4577
64 | 0.0016703 | 0.00041859 | -0.0016703 | -0.00041861 | 3.2078e-09 | -1.4998e-08 | 0.0025251 | 0.0025251 | 0.0025251 | 0.98427 | -0.30181 | 0.98426 | -0.30185 | 0.69372
65 | 0.024185 | 0.0060894 | -0.024157 | -0.0060718 | 2.8551e-05 | 1.7551e-05 | 0.036584 | 0.036585 | 0.036585 | 0.98397 | -0.30749 | 0.98271 | -0.33222 | 10.0507
66 | 0.02292 | 0.0057618 | -0.022908 | -0.0057543 | 1.2226e-05 | 7.4823e-06 | 0.034712 | 0.034712 | 0.034712 | 0.98271 | -0.33222 | 0.98213 | -0.34339 | 9.5362
67 | 0.019684 | 0.0049465 | -0.019682 | -0.004945 | 2.4135e-06 | 1.4531e-06 | 0.029828 | 0.029828 | 0.029828 | 0.98213 | -0.34339 | 0.982 | -0.34596 | 8.1945
68 | 0.017373 | 0.0043664 | -0.01737 | -0.0043645 | 3.3186e-06 | 1.9624e-06 | 0.02633 | 0.02633 | 0.02633 | 0.982 | -0.34596 | 0.9818 | -0.34997 | 7.2335
69 | 0.01697 | 0.0042643 | -0.016954 | -0.0042548 | 1.6079e-05 | 9.472e-06 | 0.025724 | 0.025725 | 0.025725 | 0.9818 | -0.34997 | 0.98078 | -0.36983 | 7.0672
70 | 0.05725 | 0.014536 | -0.05712 | -0.014454 | 0.00012954 | 8.2323e-05 | 0.086638 | 0.086638 | 0.086638 | 0.98404 | -0.30525 | 0.98161 | -0.35239 | 23.8016
71 | -0.069255 | -0.017544 | 0.06945 | 0.017668 | 0.00019466 | 0.00012398 | 0.10479 | 0.10479 | 0.10479 | 0.98404 | -0.30525 | 0.98706 | -0.24691 | 28.7887
72 | 0.0047685 | 0.0011949 | -0.0047683 | -0.0011949 | 1.8613e-07 | -2.1462e-09 | 0.0072106 | 0.0072107 | 0.0072107 | 0.98404 | -0.30525 | 0.984 | -0.30607 | 1.981
73 | 0.05583 | 0.01413 | -0.055804 | -0.014114 | 2.5516e-05 | 1.621e-05 | 0.084681 | 0.084681 | 0.084681 | 0.98161 | -0.35239 | 0.98112 | -0.36192 | 23.2641
74 | -0.072242 | -0.018368 | 0.0723 | 0.018405 | 5.8517e-05 | 3.7283e-05 | 0.109 | 0.109 | 0.109 | 0.98706 | -0.24691 | 0.98793 | -0.23011 | 29.9451
75 | 0.0025881 | 0.00064846 | -0.002588 | -0.00064862 | 9.7586e-08 | -1.5334e-07 | 0.0039138 | 0.0039138 | 0.0039138 | 0.984 | -0.30607 | 0.98396 | -0.30686 | 1.0752
76 | -0.0078324 | -0.0019629 | 0.0078333 | 0.0019633 | 9.0026e-07 | 3.6933e-07 | 0.011993 | 0.011993 | 0.011993 | 0.97181 | -0.54455 | 0.97193 | -0.54213 | 3.2947
77 | 0.0018103 | 0.0004536 | -0.0018103 | -0.0004537 | 2.8776e-08 | -1.0539e-07 | 0.0027715 | 0.0027716 | 0.0027716 | 0.97193 | -0.54213 | 0.97192 | -0.54247 | 0.76142
78 | -0.014655 | -0.0036738 | 0.014658 | 0.0036752 | 2.4436e-06 | 1.4032e-06 | 0.022427 | 0.022427 | 0.022427 | 0.97236 | -0.53362 | 0.97254 | -0.53012 | 6.1613
79 | 0.001474 | 0.0003694 | -0.0014739 | -0.00036941 | 1.3299e-09 | -8.2136e-09 | 0.002229 | 0.002229 | 0.002229 | 0.98396 | -0.30686 | 0.98396 | -0.30688 | 0.61237
80 | -0.0010493 | -0.00026297 | 0.0010493 | 0.0002629 | 5.2508e-09 | -6.6368e-08 | 0.0015919 | 0.0015919 | 0.0015919 | 0.98078 | -0.36994 | 0.98078 | -0.36983 | 0.43734
81 | 0.015905 | 0.0039919 | -0.0159 | -0.003989 | 4.9788e-06 | 2.8989e-06 | 0.024133 | 0.024133 | 0.024133 | 0.98078 | -0.36983 | 0.98045 | -0.3764 | 6.6299
82 | 0.0159 | 0.003989 | -0.015899 | -0.0039882 | 1.3933e-06 | 8.1128e-07 | 0.024133 | 0.024133 | 0.024133 | 0.98045 | -0.3764 | 0.98035 | -0.37824 | 6.6299
83 | -0.023876 | -0.0059875 | 0.023889 | 0.0059956 | 1.3197e-05 | 8.1186e-06 | 0.036521 | 0.036521 | 0.036521 | 0.97284 | -0.52427 | 0.97342 | -0.51268 | 10.0333
84 | 0.022104 | 0.0055433 | -0.022101 | -0.0055413 | 3.3157e-06 | 2.026e-06 | 0.033811 | 0.033811 | 0.033811 | 0.97284 | -0.52427 | 0.97268 | -0.52742 | 9.2886
85 | -0.025459 | -0.0063891 | 0.025472 | 0.0063968 | 1.2529e-05 | 7.744e-06 | 0.038921 | 0.038921 | 0.038921 | 0.97342 | -0.51268 | 0.97395 | -0.50237 | 10.6927
86 | 0.019644 | 0.0049257 | -0.019642 | -0.0049241 | 2.5255e-06 | 1.5238e-06 | 0.030053 | 0.030053 | 0.030053 | 0.97268 | -0.52742 | 0.97254 | -0.53012 | 8.2563
87 | -0.02809 | -0.007053 | 0.028112 | 0.0070668 | 2.2109e-05 | 1.3751e-05 | 0.042921 | 0.042921 | 0.042921 | 0.97395 | -0.50237 | 0.97478 | -0.48588 | 11.7916
88 | 0.0049841 | 0.001249 | -0.0049837 | -0.0012489 | 4.1139e-07 | 2.9222e-08 | 0.0076257 | 0.0076258 | 0.0076258 | 0.97254 | -0.53012 | 0.97245 | -0.53185 | 2.095
89 | -0.030831 | -0.007748 | 0.030839 | 0.0077533 | 8.464e-06 | 5.2899e-06 | 0.047071 | 0.047071 | 0.047071 | 0.97478 | -0.48588 | 0.97508 | -0.48013 | 12.9315
90 | 0.0034893 | 0.00087441 | -0.0034892 | -0.00087447 | 1.1229e-07 | -5.8451e-08 | 0.0053392 | 0.0053392 | 0.0053392 | 0.97245 | -0.53185 | 0.97242 | -0.53253 | 1.4668
91 | -0.0016997 | -0.00042598 | 0.0016997 | 0.0004258 | 4.1239e-08 | -1.7971e-07 | 0.0025868 | 0.0025868 | 0.0025868 | 0.9777 | -0.42873 | 0.97772 | -0.42822 | 0.71067
92 | -0.0016997 | -0.0004258 | 0.0016998 | 0.00042558 | 5.0486e-08 | -2.2003e-07 | 0.0025868 | 0.0025867 | 0.0025868 | 0.97772 | -0.42822 | 0.97775 | -0.4276 | 0.71065
93 | -0.0015706 | -0.00039364 | 0.0015707 | 0.0003935 | 2.8259e-08 | -1.4607e-07 | 0.0023949 | 0.0023949 | 0.0023949 | 0.97588 | -0.46434 | 0.9759 | -0.46396 | 0.65794
94 | 0.041919 | 0.010543 | -0.041908 | -0.010536 | 1.0505e-05 | 6.6373e-06 | 0.063929 | 0.063929 | 0.063929 | 0.9759 | -0.46396 | 0.97563 | -0.46921 | 17.563
95 | -0.043489 | -0.010936 | 0.043515 | 0.010952 | 2.5798e-05 | 1.6315e-05 | 0.066324 | 0.066324 | 0.066324 | 0.9759 | -0.46396 | 0.97653 | -0.45155 | 18.221
96 | -0.003216 | -0.00080559 | 0.0032162 | 0.00080549 | 1.274e-07 | -9.6359e-08 | 0.0048942 | 0.0048942 | 0.0048942 | 0.97775 | -0.4276 | 0.9778 | -0.42677 | 1.3446
97 | 0.040706 | 0.010235 | -0.040685 | -0.010221 | 2.1225e-05 | 1.3401e-05 | 0.062096 | 0.062096 | 0.062096 | 0.97563 | -0.46921 | 0.97508 | -0.48013 | 17.0593
98 | -0.044441 | -0.011184 | 0.04446 | 0.011197 | 1.9114e-05 | 1.2094e-05 | 0.067735 | 0.067735 | 0.067735 | 0.97653 | -0.45155 | 0.97699 | -0.44255 | 18.6086
99 | -0.049225 | -0.012403 | 0.04926 | 0.012426 | 3.499e-05 | 2.2185e-05 | 0.074935 | 0.074935 | 0.074935 | 0.9778 | -0.42677 | 0.97855 | -0.41192 | 20.5865
100 | 0.046009 | 0.011598 | -0.045974 | -0.011576 | 3.4729e-05 | 2.199e-05 | 0.070041 | 0.070041 | 0.070041 | 0.9778 | -0.42677 | 0.97699 | -0.44255 | 19.242
101 | 0.054732 | 0.013846 | -0.054698 | -0.013824 | 3.4356e-05 | 2.182e-05 | 0.083056 | 0.083056 | 0.083056 | 0.98112 | -0.36192 | 0.98045 | -0.37501 | 22.8175
102 | -0.050837 | -0.012821 | 0.050893 | 0.012856 | 5.5844e-05 | 3.5427e-05 | 0.077333 | 0.077333 | 0.077333 | 0.97855 | -0.41192 | 0.97973 | -0.389 | 21.2454
103 | -0.054067 | -0.013652 | 0.054103 | 0.013675 | 3.6257e-05 | 2.3024e-05 | 0.082154 | 0.082154 | 0.082154 | 0.97973 | -0.389 | 0.98045 | -0.37501 | 22.5697
104 | 0.082076 | 0.02071 | -0.081993 | -0.020657 | 8.319e-05 | 5.3056e-05 | 0.12363 | 0.12363 | 0.12363 | 0.98825 | -0.22456 | 0.98715 | -0.24575 | 33.9651
105 | 0.078202 | 0.019707 | -0.078177 | -0.019691 | 2.4747e-05 | 1.5778e-05 | 0.11792 | 0.11792 | 0.11792 | 0.98715 | -0.24575 | 0.98681 | -0.25237 | 32.3953
106 | 0.0098457 | 0.0024678 | -0.009844 | -0.002467 | 1.6974e-06 | 8.3631e-07 | 0.015025 | 0.015025 | 0.015025 | 0.97508 | -0.48013 | 0.97489 | -0.48375 | 4.1278
107 | 0.0084992 | 0.00213 | -0.0084975 | -0.0021292 | 1.6428e-06 | 7.2688e-07 | 0.012973 | 0.012973 | 0.012973 | 0.97489 | -0.48375 | 0.97469 | -0.48781 | 3.5639
108 | 0.007117 | 0.0017832 | -0.007117 | -0.0017832 | 8.6694e-09 | 3.1071e-09 | 0.010865 | 0.010865 | 0.010865 | 0.97469 | -0.48781 | 0.97469 | -0.48784 | 2.9849
109 | -0.0027035 | -0.00067742 | 0.0027036 | 0.00067724 | 1.3306e-07 | -1.7424e-07 | 0.0041282 | 0.0041281 | 0.0041282 | 0.97447 | -0.49219 | 0.97452 | -0.49115 | 1.1341
110 | 0.0017607 | 0.00044115 | -0.0017607 | -0.00044128 | 3.2611e-08 | -1.2899e-07 | 0.0026886 | 0.0026887 | 0.0026887 | 0.97447 | -0.49219 | 0.97445 | -0.49258 | 0.73865
111 | -0.004426 | -0.0011089 | 0.0044262 | 0.0011089 | 1.9972e-07 | -1.748e-08 | 0.006758 | 0.006758 | 0.006758 | 0.97452 | -0.49115 | 0.97457 | -0.49021 | 1.8566
112 | -0.0056788 | -0.0014228 | 0.0056795 | 0.001423 | 6.4082e-07 | 1.2685e-07 | 0.0086706 | 0.0086705 | 0.0086706 | 0.97457 | -0.49021 | 0.97469 | -0.48784 | 2.382

## res_trafo
| p_hv_mw | q_hv_mvar | p_lv_mw | q_lv_mvar | pl_mw | ql_mvar | i_hv_ka | i_lv_ka | vm_hv_pu | va_hv_degree | vm_lv_pu | va_lv_degree | loading_percent
0 | -1.2729e-15 | -1.3162e-15 | 0.00165 | 1.2699e-07 | 0.00165 | 1.2699e-07 | 5.2857e-17 | 0.0023815 | 0.99998 | 149.9956 | 1 | 0 | 0.2619

## res_ext_grid
| p_mw | q_mvar
0 | 0.22726 | 0.05779

## res_load
| p_mw | q_mvar
0 | 0.0024941 | 0.00062509
1 | 0.001177 | 0.00029498
2 | 0.0015921 | 0.00039903
3 | 0.0019708 | 0.00049394
4 | 0.002569 | 0.00064385
5 | 0.002036 | 0.00051026
6 | 0.0019644 | 0.00049232
7 | 0.0013736 | 0.00034426
8 | 0.0014524 | 0.000364
9 | 0.0018511 | 0.00046393
10 | 0.0021276 | 0.00053323
11 | 0.0015378 | 0.00038541
12 | 0.0017618 | 0.00044156
13 | 0.0033839 | 0.00084809
14 | 0.0040075 | 0.0010044
15 | 0.003196 | 0.00080099
16 | 0.0033332 | 0.00083537
17 | 0.0034792 | 0.00087197
18 | 0.0020832 | 0.00052211
19 | 0.0014036 | 0.00035177
20 | 0.0018114 | 0.00045398
21 | 0.0031035 | 0.0007778
22 | 0.0031339 | 0.00078543
23 | 0.0035552 | 0.00089101
24 | 0.0052406 | 0.0013134
25 | 0.0053908 | 0.0013511
26 | 0.0029619 | 0.00074231
27 | 0.0044193 | 0.0011076
28 | 0.0031542 | 0.00079051
29 | 0.0047255 | 0.0011843
30 | 0.0051448 | 0.0012894
31 | 0.0016824 | 0.00042164
32 | 0.0040531 | 0.0010158
33 | 0.0026581 | 0.00066618
34 | 0.0016691 | 0.00041832
35 | 0.0029592 | 0.00074165
36 | 0.0022296 | 0.00055879
37 | 0.0039165 | 0.00098157
38 | 0.0026235 | 0.00065752
39 | 0.00089955 | 0.00022545
40 | 0.0010624 | 0.00026627
41 | 0.0016762 | 0.00042008
42 | 0.0044957 | 0.0011267
43 | 0.0014776 | 0.00037032
44 | 0.0019533 | 0.00048956
45 | 0.0017313 | 0.00043391
46 | 0.0014778 | 0.00037036
47 | 0.0031777 | 0.0007964
48 | 0.0027271 | 0.00068349
49 | 0.0024549 | 0.00061526
50 | 0.0025203 | 0.00063165
51 | 0.0022323 | 0.00055947
52 | 0.0015418 | 0.0003864
53 | 0.0015248 | 0.00038215
54 | 0.001237 | 0.00031002
55 | 0.0032234 | 0.00080785
56 | 0.0023086 | 0.00057859
57 | 0.00039954 | 0.00010013
58 | 0.0012906 | 0.00032346
59 | 0.0027924 | 0.00069983
60 | 0.0021802 | 0.00054641
61 | 0.0010273 | 0.00025746
62 | 0.0018103 | 0.0004537
63 | 0.0018727 | 0.00046935
64 | 0.0011141 | 0.00027922
65 | 0.0014739 | 0.00036941
66 | 0.0010493 | 0.00026297
67 | 0.00081302 | 0.00020376
68 | 0.0017721 | 0.00044414
69 | 0.0015701 | 0.00039351
70 | 0.0024563 | 0.00061562
71 | 0.0026182 | 0.00065618
72 | 0.0027183 | 0.00068128
73 | 0.0014944 | 0.00037453
74 | 0.0012854 | 0.00032215
75 | 0.0016997 | 0.00042598
76 | 0.0015706 | 0.00039364
77 | 0.0015163 | 0.00038001
78 | 0.0012023 | 0.00030132
79 | 0.00092605 | 0.00023209
80 | 0.0016703 | 0.00041861
81 | 0.001072 | 0.00026867
82 | 0.0060065 | 0.0015054
83 | 0.0015138 | 0.00037939
84 | 0.0015771 | 0.00039526
85 | 0.003174 | 0.00079549
86 | 0.0026723 | 0.00066974
87 | 0.0037906 | 0.00095002
88 | 0.00059434 | 0.00014896
89 | 0.0034892 | 0.00087447
90 | 0.0013448 | 0.00033705
91 | 0.0013805 | 0.000346
92 | 0.0033386 | 0.00083672
93 | 0.00094274 | 0.00023627
94 | 0.0017224 | 0.00043166
95 | 0.0017607 | 0.00044128
96 | 0.0012526 | 0.00031394
97 | 0.0014375 | 0.00036027

## dtypes
| element | column | dtype
0 | bus | name | object
1 | bus | vn_kv | float64
2 | bus | type | object
3 | bus | zone | object
4 | bus | in_service | bool
5 | load | name | object
6 | load | bus | uint32
7 | load | p_mw | float64
8 | load | q_mvar | float64
9 | load | const_z_percent | float64
10 | load | const_i_percent | float64
11 | load | sn_mva | float64
12 | load | scaling | float64
13 | load | in_service | bool
14 | load | type | object
15 | ext_grid | name | object
16 | ext_grid | bus | uint32
17 | ext_grid | vm_pu | float64
18 | ext_grid | va_degree | float64
19 | ext_grid | slack_weight | float64
20 | ext_grid | in_service | bool
21 | line | name | object
22 | line | std_type | object
23 | line | from_bus | uint32
24 | line | to_bus | uint32
25 | line | length_km | float64
26 | line | r_ohm_per_km | float64
27 | line | x_ohm_per_km | float64
28 | line | c_nf_per_km | float64
29 | line | g_us_per_km | float64
30 | line | max_i_ka | float64
31 | line | df | float64
32 | line | parallel | uint32
33 | line | type | object
34 | line | in_service | bool
35 | trafo | name | object
36 | trafo | std_type | object
37 | trafo | hv_bus | uint32
38 | trafo | lv_bus | uint32
39 | trafo | sn_mva | float64
40 | trafo | vn_hv_kv | float64
41 | trafo | vn_lv_kv | float64
42 | trafo | vk_percent | float64
43 | trafo | vkr_percent | float64
44 | trafo | pfe_kw | float64
45 | trafo | i0_percent | float64
46 | trafo | shift_degree | float64
47 | trafo | tap_side | object
48 | trafo | tap_neutral | int32
49 | trafo | tap_min | int32
50 | trafo | tap_max | int32
51 | trafo | tap_step_percent | float64
52 | trafo | tap_step_degree | float64
53 | trafo | tap_pos | int32
54 | trafo | tap_phase_shifter | bool
55 | trafo | parallel | uint32
56 | trafo | df | float64
57 | trafo | in_service | bool
58 | line_geodata | coords | object
59 | bus_geodata | x | float64
60 | bus_geodata | y | float64
61 | bus_geodata | coords | object
62 | res_bus | vm_pu | float64
63 | res_bus | va_degree | float64
64 | res_bus | p_mw | float64
65 | res_bus | q_mvar | float64
66 | res_line | p_from_mw | float64
67 | res_line | q_from_mvar | float64
68 | res_line | p_to_mw | float64
69 | res_line | q_to_mvar | float64
70 | res_line | pl_mw | float64
71 | res_line | ql_mvar | float64
72 | res_line | i_from_ka | float64
73 | res_line | i_to_ka | float64
74 | res_line | i_ka | float64
75 | res_line | vm_from_pu | float64
76 | res_line | va_from_degree | float64
77 | res_line | vm_to_pu | float64
78 | res_line | va_to_degree | float64
79 | res_line | loading_percent | float64
80 | res_trafo | p_hv_mw | float64
81 | res_trafo | q_hv_mvar | float64
82 | res_trafo | p_lv_mw | float64
83 | res_trafo | q_lv_mvar | float64
84 | res_trafo | pl_mw | float64
85 | res_trafo | ql_mvar | float64
86 | res_trafo | i_hv_ka | float64
87 | res_trafo | i_lv_ka | float64
88 | res_trafo | vm_hv_pu | float64
89 | res_trafo | va_hv_degree | float64
90 | res_trafo | vm_lv_pu | float64
91 | res_trafo | va_lv_degree | float64
92 | res_trafo | loading_percent | float64
93 | res_ext_grid | p_mw | float64
94 | res_ext_grid | q_mvar | float64
95 | res_load | p_mw | float64
96 | res_load | q_mvar | float64

## parameters
| version | format_version | converged | OPF_converged | name | f_hz | sn_mva
0 | 2.14.6 | 2.14.0 | TRUE | FALSE |  | 50 | 1