## bus
| name | vn_kv | type | zone | in_service
0 | bus_LV_2581-10_0_6_node_0 | 0.4 | n |  | TRUE
1 | bus_LV_2581-10_0_6_node_1 | 0.4 | n |  | TRUE
2 | bus_LV_2581-10_0_6_node_2 | 0.4 | n |  | TRUE
3 | bus_LV_2581-10_0_6_node_3 | 0.4 | n |  | TRUE
4 | bus_LV_2581-10_0_6_node_4 | 0.4 | n |  | TRUE
5 | bus_LV_2581-10_0_6_node_72 | 0.4 | n |  | TRUE
6 | bus_LV_2581-10_0_6_node_143 | 0.4 | n |  | TRUE
7 | bus_LV_2581-10_0_6_node_74 | 0.4 | n |  | TRUE
8 | bus_LV_2581-10_0_6_node_75 | 0.4 | n |  | TRUE
9 | bus_LV_2581-10_0_6_node_70 | 0.4 | n |  | TRUE
10 | bus_LV_2581-10_0_6_node_20 | 0.4 | n |  | TRUE
11 | bus_LV_2581-10_0_6_node_18 | 0.4 | n |  | TRUE
12 | bus_LV_2581-10_0_6_node_6 | 0.4 | n |  | TRUE
13 | bus_LV_2581-10_0_6_node_7 | 0.4 | n |  | TRUE
14 | bus_LV_2581-10_0_6_node_8 | 0.4 | n |  | TRUE
15 | bus_LV_2581-10_0_6_node_9 | 0.4 | n |  | TRUE
16 | bus_LV_2581-10_0_6_node_10 | 0.4 | n |  | TRUE
17 | bus_LV_2581-10_0_6_node_11 | 0.4 | n |  | TRUE
18 | bus_LV_2581-10_0_6_node_21 | 0.4 | n |  | TRUE
19 | bus_LV_2581-10_0_6_node_27 | 0.4 | n |  | TRUE
20 | bus_LV_2581-10_0_6_node_147 | 0.4 | n |  | TRUE
21 | bus_LV_2581-10_0_6_node_84 | 0.4 | n |  | TRUE
22 | bus_LV_2581-10_0_6_node_19 | 0.4 | n |  | TRUE
23 | bus_LV_2581-10_0_6_node_28 | 0.4 | n |  | TRUE
24 | bus_LV_2581-10_0_6_node_12 | 0.4 | n |  | TRUE
25 | bus_LV_2581-10_0_6_node_13 | 0.4 | n |  | TRUE
26 | bus_LV_2581-10_0_6_node_14 | 0.4 | n |  | TRUE
27 | bus_LV_2581-10_0_6_node_15 | 0.4 | n |  | TRUE
28 | bus_LV_2581-10_0_6_node_16 | 0.4 | n |  | TRUE
29 | bus_LV_2581-10_0_6_node_118 | 0.4 | n |  | TRUE
30 | bus_LV_2581-10_0_6_node_138 | 0.4 | n |  | TRUE
31 | bus_LV_2581-10_0_6_node_149 | 0.4 | n |  | TRUE
32 | bus_LV_2581-10_0_6_node_139 | 0.4 | n |  | TRUE
33 | bus_LV_2581-10_0_6_node_17 | 0.4 | n |  | TRUE
34 | bus_LV_2581-10_0_6_node_135 | 0.4 | n |  | TRUE
35 | bus_LV_2581-10_0_6_node_22 | 0.4 | n |  | TRUE
36 | bus_LV_2581-10_0_6_node_23 | 0.4 | n |  | TRUE
37 | bus_LV_2581-10_0_6_node_24 | 0.4 | n |  | TRUE
38 | bus_LV_2581-10_0_6_node_25 | 0.4 | n |  | TRUE
39 | bus_LV_2581-10_0_6_node_26 | 0.4 | n |  | TRUE
40 | bus_LV_2581-10_0_6_node_56 | 0.4 | n |  | TRUE
41 | bus_LV_2581-10_0_6_node_97 | 0.4 | n |  | TRUE
42 | bus_LV_2581-10_0_6_node_98 | 0.4 | n |  | TRUE
43 | bus_LV_2581-10_0_6_node_100 | 0.4 | n |  | TRUE
44 | bus_LV_2581-10_0_6_node_57 | 0.4 | n |  | TRUE
45 | bus_LV_2581-10_0_6_node_32 | 0.4 | n |  | TRUE
46 | bus_LV_2581-10_0_6_node_47 | 0.4 | n |  | TRUE
47 | bus_LV_2581-10_0_6_node_99 | 0.4 | n |  | TRUE
48 | bus_LV_2581-10_0_6_node_89 | 0.4 | n |  | TRUE
49 | bus_LV_2581-10_0_6_node_90 | 0.4 | n |  | TRUE
50 | bus_LV_2581-10_0_6_node_29 | 0.4 | n |  | TRUE
51 | bus_LV_2581-10_0_6_node_30 | 0.4 | n |  | TRUE
52 | bus_LV_2581-10_0_6_node_31 | 0.4 | n |  | TRUE
53 | bus_LV_2581-10_0_6_node_33 | 0.4 | n |  | TRUE
54 | bus_LV_2581-10_0_6_node_34 | 0.4 | n |  | TRUE
55 | bus_LV_2581-10_0_6_node_35 | 0.4 | n |  | TRUE
56 | bus_LV_2581-10_0_6_node_109 | 0.4 | n |  | TRUE
57 | bus_LV_2581-10_0_6_node_119 | 0.4 | n |  | TRUE
58 | bus_LV_2581-10_0_6_node_145 | 0.4 | n |  | TRUE
59 | bus_LV_2581-10_0_6_node_110 | 0.4 | n |  | TRUE
60 | bus_LV_2581-10_0_6_node_146 | 0.4 | n |  | TRUE
61 | bus_LV_2581-10_0_6_node_36 | 0.4 | n |  | TRUE
62 | bus_LV_2581-10_0_6_node_37 | 0.4 | n |  | TRUE
63 | bus_LV_2581-10_0_6_node_38 | 0.4 | n |  | TRUE
64 | bus_LV_2581-10_0_6_node_85 | 0.4 | n |  | TRUE
65 | bus_LV_2581-10_0_6_node_48 | 0.4 | n |  | TRUE
66 | bus_LV_2581-10_0_6_node_39 | 0.4 | n |  | TRUE
67 | bus_LV_2581-10_0_6_node_40 | 0.4 | n |  | TRUE
68 | bus_LV_2581-10_0_6_node_41 | 0.4 | n |  | TRUE
69 | bus_LV_2581-10_0_6_node_42 | 0.4 | n |  | TRUE
70 | bus_LV_2581-10_0_6_node_43 | 0.4 | n |  | TRUE
71 | bus_LV_2581-10_0_6_node_69 | 0.4 | n |  | TRUE
72 | bus_LV_2581-10_0_6_node_68 | 0.4 | n |  | TRUE
73 | bus_LV_2581-10_0_6_node_127 | 0.4 | n |  | TRUE
74 | bus_LV_2581-10_0_6_node_128 | 0.4 | n |  | TRUE
75 | bus_LV_2581-10_0_6_node_44 | 0.4 | n |  | TRUE
76 | bus_LV_2581-10_0_6_node_45 | 0.4 | n |  | TRUE
77 | bus_LV_2581-10_0_6_node_46 | 0.4 | n |  | TRUE
78 | bus_LV_2581-10_0_6_node_49 | 0.4 | n |  | TRUE
79 | bus_LV_2581-10_0_6_node_50 | 0.4 | n |  | TRUE
80 | bus_LV_2581-10_0_6_node_66 | 0.4 | n |  | TRUE
81 | bus_LV_2581-10_0_6_node_64 | 0.4 | n |  | TRUE
82 | bus_LV_2581-10_0_6_node_51 | 0.4 | n |  | TRUE
83 | bus_LV_2581-10_0_6_node_52 | 0.4 | n |  | TRUE
84 | bus_LV_2581-10_0_6_node_53 | 0.4 | n |  | TRUE
85 | bus_LV_2581-10_0_6_node_54 | 0.4 | n |  | TRUE
86 | bus_LV_2581-10_0_6_node_55 | 0.4 | n |  | TRUE
87 | bus_LV_2581-10_0_6_node_88 | 0.4 | n |  | TRUE
88 | bus_LV_2581-10_0_6_node_102 | 0.4 | n |  | TRUE
89 | bus_LV_2581-10_0_6_node_136 | 0.4 | n |  | TRUE
90 | bus_LV_2581-10_0_6_node_101 | 0.4 | n |  | TRUE
91 | bus_LV_2581-10_0_6_node_58 | 0.4 | n |  | TRUE
92 | bus_LV_2581-10_0_6_node_59 | 0.4 | n |  | TRUE
93 | bus_LV_2581-10_0_6_node_60 | 0.4 | n |  | TRUE
94 | bus_LV_2581-10_0_6_node_62 | 0.4 | n |  | TRUE
95 | bus_LV_2581-10_0_6_node_124 | 0.4 | n |  | TRUE
96 | bus_LV_2581-10_0_6_node_107 | 0.4 | n |  | TRUE
97 | bus_LV_2581-10_0_6_node_140 | 0.4 | n |  | TRUE
98 | bus_LV_2581-10_0_6_node_105 | 0.4 | n |  | TRUE
99 | bus_LV_2581-10_0_6_node_122 | 0.4 | n |  | TRUE
100 | bus_LV_2581-10_0_6_node_63 | 0.4 | n |  | TRUE
101 | bus_LV_2581-10_0_6_node_65 | 0.4 | n |  | TRUE
102 | bus_LV_2581-10_0_6_node_67 | 0.4 | n |  | TRUE
103 | bus_LV_2581-10_0_6_node_86 | 0.4 | n |  | TRUE
104 | bus_LV_2581-10_0_6_node_87 | 0.4 | n |  | TRUE
105 | bus_LV_2581-10_0_6_node_91 | 0.4 | n |  | TRUE
106 | bus_LV_2581-10_0_6_node_71 | 0.4 | n |  | TRUE
107 | bus_LV_2581-10_0_6_node_73 | 0.4 | n |  | TRUE
108 | bus_LV_2581-10_0_6_node_81 | 0.4 | n |  | TRUE
109 | bus_LV_2581-10_0_6_node_106 | 0.4 | n |  | TRUE
110 | bus_LV_2581-10_0_6_node_82 | 0.4 | n |  | TRUE
111 | bus_LV_2581-10_0_6_node_104 | 0.4 | n |  | TRUE
112 | bus_LV_2581-10_0_6_node_76 | 0.4 | n |  | TRUE
113 | bus_LV_2581-10_0_6_node_77 | 0.4 | n |  | TRUE
114 | bus_LV_2581-10_0_6_node_78 | 0.4 | n |  | TRUE
115 | bus_LV_2581-10_0_6_node_79 | 0.4 | n |  | TRUE
116 | bus_LV_2581-10_0_6_node_80 | 0.4 | n |  | TRUE
117 | bus_LV_2581-10_0_6_node_117 | 0.4 | n |  | TRUE
118 | bus_LV_2581-10_0_6_node_144 | 0.4 | n |  | TRUE
119 | bus_LV_2581-10_0_6_node_114 | 0.4 | n |  | TRUE
120 | bus_LV_2581-10_0_6_node_83 | 0.4 | n |  | TRUE
121 | bus_LV_2581-10_0_6_node_95 | 0.4 | n |  | TRUE
122 | bus_LV_2581-10_0_6_node_96 | 0.4 | n |  | TRUE
123 | bus_LV_2581-10_0_6_node_92 | 0.4 | n |  | TRUE
124 | bus_LV_2581-10_0_6_node_126 | 0.4 | n |  | TRUE
125 | bus_LV_2581-10_0_6_node_131 | 0.4 | n |  | TRUE
126 | bus_LV_2581-10_0_6_node_93 | 0.4 | n |  | TRUE
127 | bus_LV_2581-10_0_6_node_134 | 0.4 | n |  | TRUE
128 | bus_LV_2581-10_0_6_node_141 | 0.4 | n |  | TRUE
129 | bus_LV_2581-10_0_6_node_94 | 0.4 | n |  | TRUE
130 | bus_LV_2581-10_0_6_node_137 | 0.4 | n |  | TRUE
131 | bus_LV_2581-10_0_6_node_123 | 0.4 | n |  | TRUE
132 | bus_LV_2581-10_0_6_node_130 | 0.4 | n |  | TRUE
133 | bus_LV_2581-10_0_6_node_103 | 0.4 | n |  | TRUE
134 | bus_LV_2581-10_0_6_node_111 | 0.4 | n |  | TRUE
135 | bus_LV_2581-10_0_6_node_112 | 0.4 | n |  | TRUE
136 | bus_LV_2581-10_0_6_node_116 | 0.4 | n |  | TRUE
137 | bus_LV_2581-10_0_6_node_121 | 0.4 | n |  | TRUE
138 | bus_LV_2581-10_0_6_node_125 | 0.4 | n |  | TRUE
139 | bus_LV_2581-10_0_6_node_150 | 0.4 | n |  | TRUE
140 | bus_LV_2581-10_0_6_node_142 | 0.4 | n |  | TRUE
141 | bus_MV_523_0_node_0 | 20 | n |  | TRUE

## load
| name | bus | p_mw | q_mvar | const_z_percent | const_i_percent | sn_mva | scaling | in_service | type
0 | LV_2581-10_0_6_load_0 | 0 | 0.01048 | 0.0026265 | 0 | 0 |  | 1 | TRUE | wye
1 | LV_2581-10_0_6_load_1 | 1 | 0.0053892 | 0.0013507 | 0 | 0 |  | 1 | TRUE | wye
2 | LV_2581-10_0_6_load_3 | 3 | 0.0062746 | 0.0015726 | 0 | 0 |  | 1 | TRUE | wye
3 | LV_2581-10_0_6_load_143 | 6 | 0.0096096 | 0.0024084 | 0 | 0 |  | 1 | TRUE | wye
4 | LV_2581-10_0_6_load_74 | 7 | 0.028632 | 0.0071757 | 0 | 0 |  | 1 | TRUE | wye
5 | LV_2581-10_0_6_load_75 | 8 | 0.0057283 | 0.0014356 | 0 | 0 |  | 1 | TRUE | wye
6 | LV_2581-10_0_6_load_70 | 9 | 0.0033565 | 0.00084121 | 0 | 0 |  | 1 | TRUE | wye
7 | LV_2581-10_0_6_load_20 | 10 | 0.0033505 | 0.00083972 | 0 | 0 |  | 1 | TRUE | wye
8 | LV_2581-10_0_6_load_18 | 11 | 0.0042642 | 0.0010687 | 0 | 0 |  | 1 | TRUE | wye
9 | LV_2581-10_0_6_load_6 | 12 | 0.0036038 | 0.00090319 | 0 | 0 |  | 1 | TRUE | wye
10 | LV_2581-10_0_6_load_7 | 13 | 0.0056897 | 0.001426 | 0 | 0 |  | 1 | TRUE | wye
11 | LV_2581-10_0_6_load_9 | 15 | 0.0030774 | 0.00077128 | 0 | 0 |  | 1 | TRUE | wye
12 | LV_2581-10_0_6_load_10 | 16 | 0.0062602 | 0.001569 | 0 | 0 |  | 1 | TRUE | wye
13 | LV_2581-10_0_6_load_27 | 19 | 0.0047123 | 0.001181 | 0 | 0 |  | 1 | TRUE | wye
14 | LV_2581-10_0_6_load_147 | 20 | 0.0075419 | 0.0018902 | 0 | 0 |  | 1 | TRUE | wye
15 | LV_2581-10_0_6_load_84 | 21 | 0.0045917 | 0.0011508 | 0 | 0 |  | 1 | TRUE | wye
16 | LV_2581-10_0_6_load_19 | 22 | 0.0075801 | 0.0018997 | 0 | 0 |  | 1 | TRUE | wye
17 | LV_2581-10_0_6_load_28 | 23 | 0.0073139 | 0.001833 | 0 | 0 |  | 1 | TRUE | wye
18 | LV_2581-10_0_6_load_12 | 24 | 0.0033083 | 0.00082913 | 0 | 0 |  | 1 | TRUE | wye
19 | LV_2581-10_0_6_load_13 | 25 | 0.0074149 | 0.0018583 | 0 | 0 |  | 1 | TRUE | wye
20 | LV_2581-10_0_6_load_14 | 26 | 0.0020374 | 0.00051062 | 0 | 0 |  | 1 | TRUE | wye
21 | LV_2581-10_0_6_load_15 | 27 | 0.0025474 | 0.00063844 | 0 | 0 |  | 1 | TRUE | wye
22 | LV_2581-10_0_6_load_16 | 28 | 0.0020438 | 0.00051223 | 0 | 0 |  | 1 | TRUE | wye
23 | LV_2581-10_0_6_load_118 | 29 | 0.0024662 | 0.0006181 | 0 | 0 |  | 1 | TRUE | wye
24 | LV_2581-10_0_6_load_138 | 30 | 0.0016136 | 0.0004044 | 0 | 0 |  | 1 | TRUE | wye
25 | LV_2581-10_0_6_load_149 | 31 | 0.0037455 | 0.00093871 | 0 | 0 |  | 1 | TRUE | wye
26 | LV_2581-10_0_6_load_139 | 32 | 0.0019224 | 0.00048179 | 0 | 0 |  | 1 | TRUE | wye
27 | LV_2581-10_0_6_load_17 | 33 | 0.0050035 | 0.001254 | 0 | 0 |  | 1 | TRUE | wye
28 | LV_2581-10_0_6_load_135 | 34 | 0.0038862 | 0.00097397 | 0 | 0 |  | 1 | TRUE | wye
29 | LV_2581-10_0_6_load_22 | 35 | 0.0048501 | 0.0012156 | 0 | 0 |  | 1 | TRUE | wye
30 | LV_2581-10_0_6_load_23 | 36 | 0.0034681 | 0.0008692 | 0 | 0 |  | 1 | TRUE | wye
31 | LV_2581-10_0_6_load_24 | 37 | 0.0035574 | 0.00089157 | 0 | 0 |  | 1 | TRUE | wye
32 | LV_2581-10_0_6_load_25 | 38 | 0.0045128 | 0.001131 | 0 | 0 |  | 1 | TRUE | wye
33 | LV_2581-10_0_6_load_56 | 40 | 0.0034767 | 0.00087134 | 0 | 0 |  | 1 | TRUE | wye
34 | LV_2581-10_0_6_load_97 | 41 | 0.004944 | 0.0012391 | 0 | 0 |  | 1 | TRUE | wye
35 | LV_2581-10_0_6_load_98 | 42 | 0.010545 | 0.0026428 | 0 | 0 |  | 1 | TRUE | wye
36 | LV_2581-10_0_6_load_100 | 43 | 0.0024486 | 0.00061367 | 0 | 0 |  | 1 | TRUE | wye
37 | LV_2581-10_0_6_load_57 | 44 | 0.0033139 | 0.00083054 | 0 | 0 |  | 1 | TRUE | wye
38 | LV_2581-10_0_6_load_32 | 45 | 0.0043447 | 0.0010889 | 0 | 0 |  | 1 | TRUE | wye
39 | LV_2581-10_0_6_load_47 | 46 | 0.0033564 | 0.00084118 | 0 | 0 |  | 1 | TRUE | wye
40 | LV_2581-10_0_6_load_99 | 47 | 0.0044247 | 0.0011089 | 0 | 0 |  | 1 | TRUE | wye
41 | LV_2581-10_0_6_load_89 | 48 | 0.0069408 | 0.0017395 | 0 | 0 |  | 1 | TRUE | wye
42 | LV_2581-10_0_6_load_29 | 50 | 0.0055933 | 0.0014018 | 0 | 0 |  | 1 | TRUE | wye
43 | LV_2581-10_0_6_load_30 | 51 | 0.0046228 | 0.0011586 | 0 | 0 |  | 1 | TRUE | wye
44 | LV_2581-10_0_6_load_33 | 53 | 0.0043338 | 0.0010862 | 0 | 0 |  | 1 | TRUE | wye
45 | LV_2581-10_0_6_load_34 | 54 | 0.011055 | 0.0027706 | 0 | 0 |  | 1 | TRUE | wye
46 | LV_2581-10_0_6_load_35 | 55 | 0.0043063 | 0.0010793 | 0 | 0 |  | 1 | TRUE | wye
47 | LV_2581-10_0_6_load_109 | 56 | 0.018696 | 0.0046856 | 0 | 0 |  | 1 | TRUE | wye
48 | LV_2581-10_0_6_load_119 | 57 | 0.0023684 | 0.00059358 | 0 | 0 |  | 1 | TRUE | wye
49 | LV_2581-10_0_6_load_145 | 58 | 0.014136 | 0.0035428 | 0 | 0 |  | 1 | TRUE | wye
50 | LV_2581-10_0_6_load_110 | 59 | 0.0041928 | 0.0010508 | 0 | 0 |  | 1 | TRUE | wye
51 | LV_2581-10_0_6_load_146 | 60 | 0.0056035 | 0.0014044 | 0 | 0 |  | 1 | TRUE | wye
52 | LV_2581-10_0_6_load_36 | 61 | 0.0026609 | 0.00066688 | 0 | 0 |  | 1 | TRUE | wye
53 | LV_2581-10_0_6_load_37 | 62 | 0.010313 | 0.0025846 | 0 | 0 |  | 1 | TRUE | wye
54 | LV_2581-10_0_6_load_85 | 64 | 0.0055177 | 0.0013829 | 0 | 0 |  | 1 | TRUE | wye
55 | LV_2581-10_0_6_load_48 | 65 | 0.0026475 | 0.00066353 | 0 | 0 |  | 1 | TRUE | wye
56 | LV_2581-10_0_6_load_39 | 66 | 0.0033551 | 0.00084086 | 0 | 0 |  | 1 | TRUE | wye
57 | LV_2581-10_0_6_load_40 | 67 | 0.0056075 | 0.0014054 | 0 | 0 |  | 1 | TRUE | wye
58 | LV_2581-10_0_6_load_41 | 68 | 0.0042532 | 0.001066 | 0 | 0 |  | 1 | TRUE | wye
59 | LV_2581-10_0_6_load_43 | 70 | 0.0026628 | 0.00066737 | 0 | 0 |  | 1 | TRUE | wye
60 | LV_2581-10_0_6_load_69 | 71 | 0.0059718 | 0.0014967 | 0 | 0 |  | 1 | TRUE | wye
61 | LV_2581-10_0_6_load_68 | 72 | 0.0038914 | 0.00097528 | 0 | 0 |  | 1 | TRUE | wye
62 | LV_2581-10_0_6_load_127 | 73 | 0.0020054 | 0.0005026 | 0 | 0 |  | 1 | TRUE | wye
63 | LV_2581-10_0_6_load_128 | 74 | 0.0019643 | 0.00049231 | 0 | 0 |  | 1 | TRUE | wye
64 | LV_2581-10_0_6_load_44 | 75 | 0.0019866 | 0.00049788 | 0 | 0 |  | 1 | TRUE | wye
65 | LV_2581-10_0_6_load_45 | 76 | 0.0020255 | 0.00050765 | 0 | 0 |  | 1 | TRUE | wye
66 | LV_2581-10_0_6_load_49 | 78 | 0.0033735 | 0.00084549 | 0 | 0 |  | 1 | TRUE | wye
67 | LV_2581-10_0_6_load_50 | 79 | 0.0043854 | 0.0010991 | 0 | 0 |  | 1 | TRUE | wye
68 | LV_2581-10_0_6_load_66 | 80 | 0.0032084 | 0.00080411 | 0 | 0 |  | 1 | TRUE | wye
69 | LV_2581-10_0_6_load_64 | 81 | 0.0032392 | 0.00081182 | 0 | 0 |  | 1 | TRUE | wye
70 | LV_2581-10_0_6_load_51 | 82 | 0.0049123 | 0.0012311 | 0 | 0 |  | 1 | TRUE | wye
71 | LV_2581-10_0_6_load_52 | 83 | 0.0032747 | 0.00082071 | 0 | 0 |  | 1 | TRUE | wye
72 | LV_2581-10_0_6_load_53 | 84 | 0.0061145 | 0.0015324 | 0 | 0 |  | 1 | TRUE | wye
73 | LV_2581-10_0_6_load_54 | 85 | 0.0081872 | 0.0020519 | 0 | 0 |  | 1 | TRUE | wye
74 | LV_2581-10_0_6_load_55 | 86 | 0.0024953 | 0.00062539 | 0 | 0 |  | 1 | TRUE | wye
75 | LV_2581-10_0_6_load_88 | 87 | 0.0039262 | 0.00098399 | 0 | 0 |  | 1 | TRUE | wye
76 | LV_2581-10_0_6_load_102 | 88 | 0.0043599 | 0.0010927 | 0 | 0 |  | 1 | TRUE | wye
77 | LV_2581-10_0_6_load_136 | 89 | 0.0030094 | 0.00075422 | 0 | 0 |  | 1 | TRUE | wye
78 | LV_2581-10_0_6_load_101 | 90 | 0.0031125 | 0.00078007 | 0 | 0 |  | 1 | TRUE | wye
79 | LV_2581-10_0_6_load_58 | 91 | 0.0039697 | 0.00099489 | 0 | 0 |  | 1 | TRUE | wye
80 | LV_2581-10_0_6_load_59 | 92 | 0.0039703 | 0.00099505 | 0 | 0 |  | 1 | TRUE | wye
81 | LV_2581-10_0_6_load_60 | 93 | 0.0038825 | 0.00097304 | 0 | 0 |  | 1 | TRUE | wye
82 | LV_2581-10_0_6_load_62 | 94 | 0.0039306 | 0.00098511 | 0 | 0 |  | 1 | TRUE | wye
83 | LV_2581-10_0_6_load_124 | 95 | 0.0040759 | 0.0010215 | 0 | 0 |  | 1 | TRUE | wye
84 | LV_2581-10_0_6_load_140 | 97 | 0.0085331 | 0.0021386 | 0 | 0 |  | 1 | TRUE | wye
85 | LV_2581-10_0_6_load_122 | 99 | 0.0036897 | 0.00092473 | 0 | 0 |  | 1 | TRUE | wye
86 | LV_2581-10_0_6_load_63 | 100 | 0.0034053 | 0.00085345 | 0 | 0 |  | 1 | TRUE | wye
87 | LV_2581-10_0_6_load_67 | 102 | 0.0075658 | 0.0018962 | 0 | 0 |  | 1 | TRUE | wye
88 | LV_2581-10_0_6_load_86 | 103 | 0.003299 | 0.0008268 | 0 | 0 |  | 1 | TRUE | wye
89 | LV_2581-10_0_6_load_91 | 105 | 0.003883 | 0.00097317 | 0 | 0 |  | 1 | TRUE | wye
90 | LV_2581-10_0_6_load_71 | 106 | 0.014819 | 0.003714 | 0 | 0 |  | 1 | TRUE | wye
91 | LV_2581-10_0_6_load_73 | 107 | 0.0020662 | 0.00051783 | 0 | 0 |  | 1 | TRUE | wye
92 | LV_2581-10_0_6_load_81 | 108 | 0.0020595 | 0.00051616 | 0 | 0 |  | 1 | TRUE | wye
93 | LV_2581-10_0_6_load_106 | 109 | 0.0071584 | 0.0017941 | 0 | 0 |  | 1 | TRUE | wye
94 | LV_2581-10_0_6_load_82 | 110 | 0.0065706 | 0.0016467 | 0 | 0 |  | 1 | TRUE | wye
95 | LV_2581-10_0_6_load_104 | 111 | 0.0067275 | 0.0016861 | 0 | 0 |  | 1 | TRUE | wye
96 | LV_2581-10_0_6_load_76 | 112 | 0.0020326 | 0.00050942 | 0 | 0 |  | 1 | TRUE | wye
97 | LV_2581-10_0_6_load_77 | 113 | 0.0020448 | 0.00051247 | 0 | 0 |  | 1 | TRUE | wye
98 | LV_2581-10_0_6_load_78 | 114 | 0.0020271 | 0.00050804 | 0 | 0 |  | 1 | TRUE | wye
99 | LV_2581-10_0_6_load_79 | 115 | 0.0020688 | 0.00051849 | 0 | 0 |  | 1 | TRUE | wye
100 | LV_2581-10_0_6_load_80 | 116 | 0.0085975 | 0.0021547 | 0 | 0 |  | 1 | TRUE | wye
101 | LV_2581-10_0_6_load_117 | 117 | 0.0020354 | 0.00051012 | 0 | 0 |  | 1 | TRUE | wye
102 | LV_2581-10_0_6_load_144 | 118 | 0.0059465 | 0.0014903 | 0 | 0 |  | 1 | TRUE | wye
103 | LV_2581-10_0_6_load_114 | 119 | 0.002112 | 0.00052931 | 0 | 0 |  | 1 | TRUE | wye
104 | LV_2581-10_0_6_load_92 | 123 | 0.002105 | 0.00052757 | 0 | 0 |  | 1 | TRUE | wye
105 | LV_2581-10_0_6_load_126 | 124 | 0.0058222 | 0.0014592 | 0 | 0 |  | 1 | TRUE | wye
106 | LV_2581-10_0_6_load_131 | 125 | 0.0038201 | 0.0009574 | 0 | 0 |  | 1 | TRUE | wye
107 | LV_2581-10_0_6_load_93 | 126 | 0.0026089 | 0.00065385 | 0 | 0 |  | 1 | TRUE | wye
108 | LV_2581-10_0_6_load_141 | 128 | 0.0025944 | 0.00065022 | 0 | 0 |  | 1 | TRUE | wye
109 | LV_2581-10_0_6_load_94 | 129 | 0.0037742 | 0.0009459 | 0 | 0 |  | 1 | TRUE | wye
110 | LV_2581-10_0_6_load_137 | 130 | 0.0014968 | 0.00037513 | 0 | 0 |  | 1 | TRUE | wye
111 | LV_2581-10_0_6_load_130 | 132 | 0.0060914 | 0.0015267 | 0 | 0 |  | 1 | TRUE | wye
112 | LV_2581-10_0_6_load_103 | 133 | 0.0062394 | 0.0015637 | 0 | 0 |  | 1 | TRUE | wye
113 | LV_2581-10_0_6_load_111 | 134 | 0.0022752 | 0.00057022 | 0 | 0 |  | 1 | TRUE | wye
114 | LV_2581-10_0_6_load_116 | 136 | 0.0023117 | 0.00057937 | 0 | 0 |  | 1 | TRUE | wye
115 | LV_2581-10_0_6_load_121 | 137 | 0.0034081 | 0.00085414 | 0 | 0 |  | 1 | TRUE | wye
116 | LV_2581-10_0_6_load_125 | 138 | 0.0047789 | 0.0011977 | 0 | 0 |  | 1 | TRUE | wye
117 | LV_2581-10_0_6_load_150 | 139 | 0.025197 | 0.0063149 | 0 | 0 |  | 1 | TRUE | wye
118 | LV_2581-10_0_6_load_142 | 140 | 0.0026491 | 0.00066393 | 0 | 0 |  | 1 | TRUE | wye

## ext_grid
| name | bus | vm_pu | va_degree | slack_weight | in_service
0 |  | 64 | 1 | 0 | 1 | TRUE

## line
| name | std_type | from_bus | to_bus | length_km | r_ohm_per_km | x_ohm_per_km | c_nf_per_km | g_us_per_km | max_i_ka | df | parallel | type | in_service
0 | LV_2581-10_0_6_line_0 |  | 0 | 1 | 0.0284 | 0.125 | 0.08 | 261 | 0 | 0.364 | 1 | 1 | cs | TRUE
1 | LV_2581-10_0_6_line_1 |  | 0 | 2 | 0.023166 | 0.125 | 0.08 | 261 | 0 | 0.364 | 1 | 1 | cs | TRUE
2 | LV_2581-10_0_6_line_2 |  | 1 | 3 | 0.018537 | 0.125 | 0.08 | 261 | 0 | 0.364 | 1 | 1 | cs | TRUE
3 | LV_2581-10_0_6_line_3 |  | 2 | 4 | 0.013672 | 0.125 | 0.08 | 261 | 0 | 0.364 | 1 | 1 | cs | TRUE
4 | LV_2581-10_0_6_line_4 |  | 3 | 5 | 0.017278 | 0.125 | 0.08 | 261 | 0 | 0.364 | 1 | 1 | cs | TRUE
5 | LV_2581-10_0_6_line_5 |  | 4 | 6 | 0.022603 | 0.125 | 0.08 | 261 | 0 | 0.364 | 1 | 1 | cs | TRUE
6 | LV_2581-10_0_6_line_6 |  | 5 | 7 | 0.062282 | 0.125 | 0.08 | 261 | 0 | 0.364 | 1 | 1 | cs | TRUE
7 | LV_2581-10_0_6_line_7 |  | 5 | 8 | 0.028281 | 0.125 | 0.08 | 261 | 0 | 0.364 | 1 | 1 | cs | TRUE
8 | LV_2581-10_0_6_line_8 |  | 5 | 9 | 0.014128 | 0.125 | 0.08 | 261 | 0 | 0.364 | 1 | 1 | cs | TRUE
9 | LV_2581-10_0_6_line_9 |  | 8 | 109 | 0.00098337 | 0.125 | 0.08 | 261 | 0 | 0.364 | 1 | 1 | cs | TRUE
10 | LV_2581-10_0_6_line_10 |  | 9 | 106 | 0.0066796 | 0.125 | 0.08 | 261 | 0 | 0.364 | 1 | 1 | cs | TRUE
11 | LV_2581-10_0_6_line_11 |  | 10 | 11 | 0.0089684 | 0.125 | 0.08 | 261 | 0 | 0.364 | 1 | 1 | cs | TRUE
12 | LV_2581-10_0_6_line_12 |  | 11 | 33 | 5.5329e-05 | 0.125 | 0.08 | 261 | 0 | 0.364 | 1 | 1 | cs | TRUE
13 | LV_2581-10_0_6_line_13 |  | 12 | 13 | 0.0046105 | 0.125 | 0.08 | 261 | 0 | 0.364 | 1 | 5 | cs | TRUE
14 | LV_2581-10_0_6_line_14 |  | 12 | 14 | 0.0071552 | 0.125 | 0.08 | 261 | 0 | 0.364 | 1 | 5 | cs | TRUE
15 | LV_2581-10_0_6_line_15 |  | 13 | 15 | 0.012132 | 0.125 | 0.08 | 261 | 0 | 0.364 | 1 | 5 | cs | TRUE
16 | LV_2581-10_0_6_line_16 |  | 14 | 16 | 0.0039032 | 0.125 | 0.08 | 261 | 0 | 0.364 | 1 | 5 | cs | TRUE
17 | LV_2581-10_0_6_line_17 |  | 14 | 17 | 0.032777 | 0.125 | 0.08 | 261 | 0 | 0.364 | 1 | 1 | cs | TRUE
18 | LV_2581-10_0_6_line_18 |  | 15 | 18 | 0.0048148 | 0.125 | 0.08 | 261 | 0 | 0.364 | 1 | 5 | cs | TRUE
19 | LV_2581-10_0_6_line_19 |  | 16 | 19 | 0.011312 | 0.125 | 0.08 | 261 | 0 | 0.364 | 1 | 5 | cs | TRUE
20 | LV_2581-10_0_6_line_20 |  | 17 | 20 | 0.015294 | 0.125 | 0.08 | 261 | 0 | 0.364 | 1 | 1 | cs | TRUE
21 | LV_2581-10_0_6_line_21 |  | 18 | 21 | 0.013786 | 0.125 | 0.08 | 261 | 0 | 0.364 | 1 | 5 | cs | TRUE
22 | LV_2581-10_0_6_line_22 |  | 18 | 22 | 0.0041407 | 0.125 | 0.08 | 261 | 0 | 0.364 | 1 | 1 | cs | TRUE
23 | LV_2581-10_0_6_line_23 |  | 19 | 23 | 0.014126 | 0.125 | 0.08 | 261 | 0 | 0.364 | 1 | 2 | cs | TRUE
24 | LV_2581-10_0_6_line_24 |  | 21 | 34 | 0.0098487 | 0.125 | 0.08 | 261 | 0 | 0.364 | 1 | 5 | cs | TRUE
25 | LV_2581-10_0_6_line_25 |  | 22 | 33 | 0.0093476 | 0.125 | 0.08 | 261 | 0 | 0.364 | 1 | 1 | cs | TRUE
26 | LV_2581-10_0_6_line_26 |  | 23 | 48 | 0.016198 | 0.125 | 0.08 | 261 | 0 | 0.364 | 1 | 1 | cs | TRUE
27 | LV_2581-10_0_6_line_27 |  | 24 | 25 | 0.0064932 | 0.125 | 0.08 | 261 | 0 | 0.364 | 1 | 5 | cs | TRUE
28 | LV_2581-10_0_6_line_28 |  | 24 | 26 | 0.0064888 | 0.125 | 0.08 | 261 | 0 | 0.364 | 1 | 5 | cs | TRUE
29 | LV_2581-10_0_6_line_29 |  | 25 | 27 | 0.0045791 | 0.125 | 0.08 | 261 | 0 | 0.364 | 1 | 5 | cs | TRUE
30 | LV_2581-10_0_6_line_30 |  | 26 | 28 | 0.0082183 | 0.125 | 0.08 | 261 | 0 | 0.364 | 1 | 5 | cs | TRUE
31 | LV_2581-10_0_6_line_31 |  | 27 | 29 | 0.010598 | 0.125 | 0.08 | 261 | 0 | 0.364 | 1 | 5 | cs | TRUE
32 | LV_2581-10_0_6_line_32 |  | 28 | 30 | 0.01695 | 0.125 | 0.08 | 261 | 0 | 0.364 | 1 | 5 | cs | TRUE
33 | LV_2581-10_0_6_line_33 |  | 29 | 31 | 0.0099491 | 0.125 | 0.08 | 261 | 0 | 0.364 | 1 | 5 | cs | TRUE
34 | LV_2581-10_0_6_line_34 |  | 30 | 32 | 0.0062859 | 0.125 | 0.08 | 261 | 0 | 0.364 | 1 | 5 | cs | TRUE
35 | LV_2581-10_0_6_line_35 |  | 31 | 79 | 0.010173 | 0.125 | 0.08 | 261 | 0 | 0.364 | 1 | 5 | cs | TRUE
36 | LV_2581-10_0_6_line_36 |  | 32 | 130 | 0.0015839 | 0.125 | 0.08 | 261 | 0 | 0.364 | 1 | 5 | cs | TRUE
37 | LV_2581-10_0_6_line_37 |  | 34 | 89 | 0.006106 | 0.125 | 0.08 | 261 | 0 | 0.364 | 1 | 5 | cs | TRUE
38 | LV_2581-10_0_6_line_38 |  | 35 | 36 | 0.0025449 | 0.125 | 0.08 | 261 | 0 | 0.364 | 1 | 1 | cs | TRUE
39 | LV_2581-10_0_6_line_39 |  | 35 | 37 | 0.023371 | 0.125 | 0.08 | 261 | 0 | 0.364 | 1 | 1 | cs | TRUE
40 | LV_2581-10_0_6_line_40 |  | 36 | 38 | 0.0075305 | 0.125 | 0.08 | 261 | 0 | 0.364 | 1 | 1 | cs | TRUE
41 | LV_2581-10_0_6_line_41 |  | 37 | 39 | 0.012478 | 0.125 | 0.08 | 261 | 0 | 0.364 | 1 | 1 | cs | TRUE
42 | LV_2581-10_0_6_line_42 |  | 38 | 40 | 0.0030923 | 0.125 | 0.08 | 261 | 0 | 0.364 | 1 | 1 | cs | TRUE
43 | LV_2581-10_0_6_line_43 |  | 39 | 41 | 0.011769 | 0.125 | 0.08 | 261 | 0 | 0.364 | 1 | 1 | cs | TRUE
44 | LV_2581-10_0_6_line_44 |  | 39 | 42 | 0.024902 | 0.125 | 0.08 | 261 | 0 | 0.364 | 1 | 5 | cs | TRUE
45 | LV_2581-10_0_6_line_45 |  | 39 | 43 | 0.011083 | 0.125 | 0.08 | 261 | 0 | 0.364 | 1 | 5 | cs | TRUE
46 | LV_2581-10_0_6_line_46 |  | 40 | 44 | 0.016268 | 0.125 | 0.08 | 261 | 0 | 0.364 | 1 | 1 | cs | TRUE
47 | LV_2581-10_0_6_line_47 |  | 41 | 45 | 0.010195 | 0.125 | 0.08 | 261 | 0 | 0.364 | 1 | 1 | cs | TRUE
48 | LV_2581-10_0_6_line_48 |  | 42 | 46 | 0.014098 | 0.125 | 0.08 | 261 | 0 | 0.364 | 1 | 5 | cs | TRUE
49 | LV_2581-10_0_6_line_49 |  | 43 | 47 | 0.0033261 | 0.125 | 0.08 | 261 | 0 | 0.364 | 1 | 5 | cs | TRUE
50 | LV_2581-10_0_6_line_50 |  | 45 | 51 | 0.010035 | 0.125 | 0.08 | 261 | 0 | 0.364 | 1 | 1 | cs | TRUE
51 | LV_2581-10_0_6_line_51 |  | 46 | 76 | 0.0083576 | 0.125 | 0.08 | 261 | 0 | 0.364 | 1 | 5 | cs | TRUE
52 | LV_2581-10_0_6_line_52 |  | 47 | 90 | 0.0055961 | 0.125 | 0.08 | 261 | 0 | 0.364 | 1 | 5 | cs | TRUE
53 | LV_2581-10_0_6_line_53 |  | 48 | 49 | 0.0054632 | 0.125 | 0.08 | 261 | 0 | 0.364 | 1 | 1 | cs | TRUE
54 | LV_2581-10_0_6_line_54 |  | 49 | 105 | 0.01788 | 0.125 | 0.08 | 261 | 0 | 0.364 | 1 | 1 | cs | TRUE
55 | LV_2581-10_0_6_line_55 |  | 49 | 71 | 0.011344 | 0.125 | 0.08 | 261 | 0 | 0.364 | 1 | 1 | cs | TRUE
56 | LV_2581-10_0_6_line_56 |  | 50 | 51 | 0.0049861 | 0.125 | 0.08 | 261 | 0 | 0.364 | 1 | 1 | cs | TRUE
57 | LV_2581-10_0_6_line_57 |  | 52 | 53 | 0.022059 | 0.125 | 0.08 | 261 | 0 | 0.364 | 1 | 1 | cs | TRUE
58 | LV_2581-10_0_6_line_58 |  | 52 | 54 | 0.024001 | 0.125 | 0.08 | 261 | 0 | 0.364 | 1 | 1 | cs | TRUE
59 | LV_2581-10_0_6_line_59 |  | 52 | 55 | 0.011299 | 0.125 | 0.08 | 261 | 0 | 0.364 | 1 | 1 | cs | TRUE
60 | LV_2581-10_0_6_line_60 |  | 53 | 56 | 0.0061622 | 0.125 | 0.08 | 261 | 0 | 0.364 | 1 | 1 | cs | TRUE
61 | LV_2581-10_0_6_line_61 |  | 54 | 57 | 0.012665 | 0.125 | 0.08 | 261 | 0 | 0.364 | 1 | 1 | cs | TRUE
62 | LV_2581-10_0_6_line_62 |  | 55 | 58 | 0.01367 | 0.125 | 0.08 | 261 | 0 | 0.364 | 1 | 1 | cs | TRUE
63 | LV_2581-10_0_6_line_63 |  | 56 | 59 | 0.013445 | 0.125 | 0.08 | 261 | 0 | 0.364 | 1 | 1 | cs | TRUE
64 | LV_2581-10_0_6_line_64 |  | 58 | 60 | 0.0069216 | 0.125 | 0.08 | 261 | 0 | 0.364 | 1 | 1 | cs | TRUE
65 | LV_2581-10_0_6_line_65 |  | 59 | 105 | 0.010437 | 0.125 | 0.08 | 261 | 0 | 0.364 | 1 | 1 | cs | TRUE
66 | LV_2581-10_0_6_line_66 |  | 60 | 118 | 0.02354 | 0.125 | 0.08 | 261 | 0 | 0.364 | 1 | 1 | cs | TRUE
67 | LV_2581-10_0_6_line_67 |  | 61 | 62 | 0.0041057 | 0.125 | 0.08 | 261 | 0 | 0.364 | 1 | 1 | cs | TRUE
68 | LV_2581-10_0_6_line_68 |  | 62 | 63 | 0.018588 | 0.125 | 0.08 | 261 | 0 | 0.364 | 1 | 1 | cs | TRUE
69 | LV_2581-10_0_6_line_69 |  | 63 | 64 | 0.028219 | 0.125 | 0.08 | 261 | 0 | 0.364 | 1 | 1 | cs | TRUE
70 | LV_2581-10_0_6_line_70 |  | 64 | 65 | 0.016462 | 0.125 | 0.08 | 261 | 0 | 0.364 | 1 | 5 | cs | TRUE
71 | LV_2581-10_0_6_line_71 |  | 65 | 77 | 0.01172 | 0.125 | 0.08 | 261 | 0 | 0.364 | 1 | 5 | cs | TRUE
72 | LV_2581-10_0_6_line_72 |  | 66 | 67 | 0.017593 | 0.125 | 0.08 | 261 | 0 | 0.364 | 1 | 1 | cs | TRUE
73 | LV_2581-10_0_6_line_73 |  | 66 | 68 | 0.0072881 | 0.125 | 0.08 | 261 | 0 | 0.364 | 1 | 1 | cs | TRUE
74 | LV_2581-10_0_6_line_74 |  | 67 | 69 | 0.016545 | 0.125 | 0.08 | 261 | 0 | 0.364 | 1 | 1 | cs | TRUE
75 | LV_2581-10_0_6_line_75 |  | 68 | 70 | 0.016433 | 0.125 | 0.08 | 261 | 0 | 0.364 | 1 | 1 | cs | TRUE
76 | LV_2581-10_0_6_line_76 |  | 69 | 71 | 0.0099488 | 0.125 | 0.08 | 261 | 0 | 0.364 | 1 | 1 | cs | TRUE
77 | LV_2581-10_0_6_line_77 |  | 69 | 72 | 0.019437 | 0.125 | 0.08 | 261 | 0 | 0.364 | 1 | 1 | cs | TRUE
78 | LV_2581-10_0_6_line_78 |  | 70 | 73 | 0.011554 | 0.125 | 0.08 | 261 | 0 | 0.364 | 1 | 1 | cs | TRUE
79 | LV_2581-10_0_6_line_79 |  | 73 | 74 | 0.014167 | 0.125 | 0.08 | 261 | 0 | 0.364 | 1 | 1 | cs | TRUE
80 | LV_2581-10_0_6_line_80 |  | 74 | 136 | 0.012424 | 0.125 | 0.08 | 261 | 0 | 0.364 | 1 | 1 | cs | TRUE
81 | LV_2581-10_0_6_line_81 |  | 75 | 76 | 0.0062258 | 0.125 | 0.08 | 261 | 0 | 0.364 | 1 | 5 | cs | TRUE
82 | LV_2581-10_0_6_line_82 |  | 75 | 77 | 0.01674 | 0.125 | 0.08 | 261 | 0 | 0.364 | 1 | 5 | cs | TRUE
83 | LV_2581-10_0_6_line_83 |  | 77 | 78 | 0.012476 | 0.125 | 0.08 | 261 | 0 | 0.364 | 1 | 1 | cs | TRUE
84 | LV_2581-10_0_6_line_84 |  | 77 | 79 | 0.014226 | 0.125 | 0.08 | 261 | 0 | 0.364 | 1 | 5 | cs | TRUE
85 | LV_2581-10_0_6_line_85 |  | 78 | 80 | 0.0099535 | 0.125 | 0.08 | 261 | 0 | 0.364 | 1 | 1 | cs | TRUE
86 | LV_2581-10_0_6_line_86 |  | 80 | 81 | 0.0097419 | 0.125 | 0.08 | 261 | 0 | 0.364 | 1 | 1 | cs | TRUE
87 | LV_2581-10_0_6_line_87 |  | 81 | 100 | 0.010004 | 0.125 | 0.08 | 261 | 0 | 0.364 | 1 | 1 | cs | TRUE
88 | LV_2581-10_0_6_line_88 |  | 82 | 83 | 0.014584 | 0.125 | 0.08 | 261 | 0 | 0.364 | 1 | 5 | cs | TRUE
89 | LV_2581-10_0_6_line_89 |  | 82 | 84 | 0.00018856 | 0.125 | 0.08 | 261 | 0 | 0.364 | 1 | 5 | cs | TRUE
90 | LV_2581-10_0_6_line_90 |  | 83 | 85 | 0.005063 | 0.125 | 0.08 | 261 | 0 | 0.364 | 1 | 5 | cs | TRUE
91 | LV_2581-10_0_6_line_91 |  | 84 | 86 | 0.008534 | 0.125 | 0.08 | 261 | 0 | 0.364 | 1 | 5 | cs | TRUE
92 | LV_2581-10_0_6_line_92 |  | 85 | 87 | 0.0022235 | 0.125 | 0.08 | 261 | 0 | 0.364 | 1 | 5 | cs | TRUE
93 | LV_2581-10_0_6_line_93 |  | 86 | 88 | 0.010321 | 0.125 | 0.08 | 261 | 0 | 0.364 | 1 | 5 | cs | TRUE
94 | LV_2581-10_0_6_line_94 |  | 87 | 89 | 0.0079048 | 0.125 | 0.08 | 261 | 0 | 0.364 | 1 | 5 | cs | TRUE
95 | LV_2581-10_0_6_line_95 |  | 88 | 90 | 0.004725 | 0.125 | 0.08 | 261 | 0 | 0.364 | 1 | 5 | cs | TRUE
96 | LV_2581-10_0_6_line_96 |  | 91 | 92 | 0.0091936 | 0.125 | 0.08 | 261 | 0 | 0.364 | 1 | 1 | cs | TRUE
97 | LV_2581-10_0_6_line_97 |  | 91 | 93 | 0.0058862 | 0.125 | 0.08 | 261 | 0 | 0.364 | 1 | 1 | cs | TRUE
98 | LV_2581-10_0_6_line_98 |  | 93 | 94 | 0.00299 | 0.125 | 0.08 | 261 | 0 | 0.364 | 1 | 1 | cs | TRUE
99 | LV_2581-10_0_6_line_99 |  | 94 | 95 | 0.0055227 | 0.125 | 0.08 | 261 | 0 | 0.364 | 1 | 1 | cs | TRUE
100 | LV_2581-10_0_6_line_100 |  | 95 | 99 | 0.0033294 | 0.125 | 0.08 | 261 | 0 | 0.364 | 1 | 1 | cs | TRUE
101 | LV_2581-10_0_6_line_101 |  | 96 | 97 | 0.006356 | 0.125 | 0.08 | 261 | 0 | 0.364 | 1 | 1 | cs | TRUE
102 | LV_2581-10_0_6_line_102 |  | 96 | 98 | 0.007409 | 0.125 | 0.08 | 261 | 0 | 0.364 | 1 | 1 | cs | TRUE
103 | LV_2581-10_0_6_line_103 |  | 98 | 133 | 0.020332 | 0.125 | 0.08 | 261 | 0 | 0.364 | 1 | 1 | cs | TRUE
104 | LV_2581-10_0_6_line_104 |  | 99 | 137 | 0.0082667 | 0.125 | 0.08 | 261 | 0 | 0.364 | 1 | 1 | cs | TRUE
105 | LV_2581-10_0_6_line_105 |  | 100 | 101 | 0.014422 | 0.125 | 0.08 | 261 | 0 | 0.364 | 1 | 1 | cs | TRUE
106 | LV_2581-10_0_6_line_106 |  | 101 | 102 | 0.0045989 | 0.125 | 0.08 | 261 | 0 | 0.364 | 1 | 1 | cs | TRUE
107 | LV_2581-10_0_6_line_107 |  | 102 | 103 | 0.013818 | 0.125 | 0.08 | 261 | 0 | 0.364 | 1 | 1 | cs | TRUE
108 | LV_2581-10_0_6_line_108 |  | 103 | 104 | 0.068411 | 0.125 | 0.08 | 261 | 0 | 0.364 | 1 | 1 | cs | TRUE
109 | LV_2581-10_0_6_line_109 |  | 104 | 127 | 0.059481 | 0.125 | 0.08 | 261 | 0 | 0.364 | 1 | 1 | cs | TRUE
110 | LV_2581-10_0_6_line_110 |  | 106 | 107 | 0.0018758 | 0.125 | 0.08 | 261 | 0 | 0.364 | 1 | 1 | cs | TRUE
111 | LV_2581-10_0_6_line_111 |  | 107 | 108 | 0.0088814 | 0.125 | 0.08 | 261 | 0 | 0.364 | 1 | 1 | cs | TRUE
112 | LV_2581-10_0_6_line_112 |  | 108 | 110 | 0.0067223 | 0.125 | 0.08 | 261 | 0 | 0.364 | 1 | 1 | cs | TRUE
113 | LV_2581-10_0_6_line_113 |  | 109 | 111 | 0.012386 | 0.125 | 0.08 | 261 | 0 | 0.364 | 1 | 1 | cs | TRUE
114 | LV_2581-10_0_6_line_114 |  | 110 | 120 | 0.012932 | 0.125 | 0.08 | 261 | 0 | 0.364 | 1 | 1 | cs | TRUE
115 | LV_2581-10_0_6_line_115 |  | 111 | 133 | 0.018764 | 0.125 | 0.08 | 261 | 0 | 0.364 | 1 | 1 | cs | TRUE
116 | LV_2581-10_0_6_line_116 |  | 112 | 113 | 0.0063788 | 0.125 | 0.08 | 261 | 0 | 0.364 | 1 | 1 | cs | TRUE
117 | LV_2581-10_0_6_line_117 |  | 112 | 114 | 0.0064034 | 0.125 | 0.08 | 261 | 0 | 0.364 | 1 | 1 | cs | TRUE
118 | LV_2581-10_0_6_line_118 |  | 113 | 115 | 0.0065238 | 0.125 | 0.08 | 261 | 0 | 0.364 | 1 | 1 | cs | TRUE
119 | LV_2581-10_0_6_line_119 |  | 114 | 116 | 0.018724 | 0.125 | 0.08 | 261 | 0 | 0.364 | 1 | 1 | cs | TRUE
120 | LV_2581-10_0_6_line_120 |  | 115 | 117 | 0.011385 | 0.125 | 0.08 | 261 | 0 | 0.364 | 1 | 1 | cs | TRUE
121 | LV_2581-10_0_6_line_121 |  | 116 | 118 | 0.00064895 | 0.125 | 0.08 | 261 | 0 | 0.364 | 1 | 1 | cs | TRUE
122 | LV_2581-10_0_6_line_122 |  | 117 | 119 | 0.006441 | 0.125 | 0.08 | 261 | 0 | 0.364 | 1 | 1 | cs | TRUE
123 | LV_2581-10_0_6_line_123 |  | 119 | 135 | 0.027816 | 0.125 | 0.08 | 261 | 0 | 0.364 | 1 | 1 | cs | TRUE
124 | LV_2581-10_0_6_line_124 |  | 120 | 121 | 0.014812 | 0.125 | 0.08 | 261 | 0 | 0.364 | 1 | 1 | cs | TRUE
125 | LV_2581-10_0_6_line_125 |  | 120 | 122 | 0.040327 | 0.125 | 0.08 | 261 | 0 | 0.364 | 1 | 1 | cs | TRUE
126 | LV_2581-10_0_6_line_126 |  | 120 | 123 | 0.012049 | 0.125 | 0.08 | 261 | 0 | 0.364 | 1 | 2 | cs | TRUE
127 | LV_2581-10_0_6_line_127 |  | 121 | 124 | 0.0049077 | 0.125 | 0.08 | 261 | 0 | 0.364 | 1 | 1 | cs | TRUE
128 | LV_2581-10_0_6_line_128 |  | 122 | 125 | 0.0092908 | 0.125 | 0.08 | 261 | 0 | 0.364 | 1 | 1 | cs | TRUE
129 | LV_2581-10_0_6_line_129 |  | 123 | 126 | 0.00041747 | 0.125 | 0.08 | 261 | 0 | 0.364 | 1 | 5 | cs | TRUE
130 | LV_2581-10_0_6_line_130 |  | 124 | 131 | 0.0014549 | 0.125 | 0.08 | 261 | 0 | 0.364 | 1 | 1 | cs | TRUE
131 | LV_2581-10_0_6_line_131 |  | 125 | 132 | 0.0078883 | 0.125 | 0.08 | 261 | 0 | 0.364 | 1 | 1 | cs | TRUE
132 | LV_2581-10_0_6_line_132 |  | 126 | 129 | 0.011647 | 0.125 | 0.08 | 261 | 0 | 0.364 | 1 | 5 | cs | TRUE
133 | LV_2581-10_0_6_line_133 |  | 127 | 128 | 0.11454 | 0.125 | 0.08 | 261 | 0 | 0.364 | 1 | 1 | cs | TRUE
134 | LV_2581-10_0_6_line_134 |  | 128 | 140 | 0.0047534 | 0.125 | 0.08 | 261 | 0 | 0.364 | 1 | 1 | cs | TRUE
135 | LV_2581-10_0_6_line_135 |  | 129 | 130 | 0.0030782 | 0.125 | 0.08 | 261 | 0 | 0.364 | 1 | 5 | cs | TRUE
136 | LV_2581-10_0_6_line_136 |  | 131 | 138 | 0.011826 | 0.125 | 0.08 | 261 | 0 | 0.364 | 1 | 1 | cs | TRUE
137 | LV_2581-10_0_6_line_137 |  | 131 | 137 | 0.0075347 | 0.125 | 0.08 | 261 | 0 | 0.364 | 1 | 1 | cs | TRUE
138 | LV_2581-10_0_6_line_138 |  | 134 | 135 | 0.030139 | 0.125 | 0.08 | 261 | 0 | 0.364 | 1 | 1 | cs | TRUE
139 | LV_2581-10_0_6_line_139 |  | 138 | 139 | 0.014671 | 0.125 | 0.08 | 261 | 0 | 0.364 | 1 | 1 | cs | TRUE

## trafo
| name | std_type | hv_bus | lv_bus | sn_mva | vn_hv_kv | vn_lv_kv | vk_percent | vkr_percent | pfe_kw | i0_percent | shift_degree | tap_side | tap_neutral | tap_min | tap_max | tap_step_percent | tap_step_degree | tap_pos | tap_phase_shifter | parallel | df | in_service
0 | LV_2581-10_0_6_trafo_85 | 0.63 MVA 20/0.4 kV | 141 | 64 | 0.63 | 20 | 0.4 | 6 | 1.206 | 1.65 | 0.2619 | 150 | hv | 0 | -2 | 2 | 2.5 | 0 | 0 | FALSE | 1 | 1 | TRUE

## line_geodata
| x0 | y0 | x1 | y1 | x2 | y2 | x3 | y3 | x4 | y4 | x5 | y5
0 | 2635601.4898 | 1244323.2281 | 2635603.1018 | 1244338.1973 | 2635603.9308 | 1244351.5157
1 | 2635597.6991 | 1244300.3959 | 2635600.6038 | 1244315.0006 | 2635601.4898 | 1244323.2281
2 | 2635603.9308 | 1244351.5157 | 2635604.1977 | 1244355.8041 | 2635604.751 | 1244370.0337
3 | 2635597.6991 | 1244300.3959 | 2635584.1456 | 1244302.4716
4 | 2635604.6888 | 1244387.3053 | 2635604.9505 | 1244375.1656 | 2635604.751 | 1244370.0337
5 | 2635584.1456 | 1244302.4716 | 2635574.1016 | 1244304.0013 | 2635561.7935 | 1244305.8306
6 | 2635604.6888 | 1244387.3053 | 2635619.6362 | 1244385.8606 | 2635634.5231 | 1244383.1704 | 2635645.7994 | 1244378.9909 | 2635655.6003 | 1244373.902 | 2635663.1316 | 1244368.8519
7 | 2635604.6888 | 1244387.3053 | 2635576.4169 | 1244388.0276
8 | 2635604.6888 | 1244387.3053 | 2635604.209 | 1244399.2657 | 2635604.1754 | 1244401.423
9 | 2635575.4338 | 1244388.0528 | 2635576.4169 | 1244388.0276
10 | 2635604.071 | 1244408.1017 | 2635604.1754 | 1244401.423
11 | 2635791.0657 | 1244328.9648 | 2635799.3208 | 1244332.4697
12 | 2635799.3208 | 1244332.4697 | 2635799.3718 | 1244332.4913
13 | 2635831.5062 | 1244346.4686 | 2635827.3283 | 1244344.5186
14 | 2635837.9898 | 1244349.4949 | 2635831.5062 | 1244346.4686
15 | 2635816.2099 | 1244339.6661 | 2635825.4891 | 1244343.6601 | 2635827.3283 | 1244344.5186
16 | 2635837.9898 | 1244349.4949 | 2635841.5568 | 1244351.0798
17 | 2635867.1994 | 1244335.0062 | 2635849.0534 | 1244341.8011 | 2635837.9898 | 1244349.4949
18 | 2635811.7873 | 1244337.7626 | 2635816.2099 | 1244339.6661
19 | 2635851.8941 | 1244355.6729 | 2635841.5568 | 1244351.0798
20 | 2635867.1994 | 1244335.0062 | 2635862.5973 | 1244321.3029 | 2635862.3368 | 1244320.5062
21 | 2635811.7873 | 1244337.7626 | 2635807.0119 | 1244350.695
22 | 2635811.7873 | 1244337.7626 | 2635807.9759 | 1244336.1444
23 | 2635851.8941 | 1244355.6729 | 2635862.4444 | 1244360.3606 | 2635864.8036 | 1244361.4084
24 | 2635803.6003 | 1244359.9338 | 2635807.0119 | 1244350.695
25 | 2635807.9759 | 1244336.1444 | 2635799.3718 | 1244332.4913
26 | 2635879.6075 | 1244367.9833 | 2635864.8036 | 1244361.4084
27 | 2635670.375 | 1244438.5925 | 2635676.8675 | 1244438.5022
28 | 2635670.375 | 1244438.5925 | 2635663.8869 | 1244438.6828
29 | 2635676.8675 | 1244438.5022 | 2635681.4461 | 1244438.4385
30 | 2635655.6694 | 1244438.7971 | 2635663.8869 | 1244438.6828
31 | 2635692.0434 | 1244438.291 | 2635681.4461 | 1244438.4385
32 | 2635638.7206 | 1244439.0329 | 2635655.6694 | 1244438.7971
33 | 2635692.0434 | 1244438.291 | 2635701.9915 | 1244438.1526
34 | 2635638.7206 | 1244439.0329 | 2635637.1043 | 1244439.0554 | 2635632.4355 | 1244438.9793
35 | 2635712.1637 | 1244438.0111 | 2635701.9915 | 1244438.1526
36 | 2635630.8518 | 1244438.9535 | 2635632.4355 | 1244438.9793
37 | 2635803.6003 | 1244359.9338 | 2635802.7996 | 1244362.1019 | 2635802.5003 | 1244365.8849
38 | 2635793.9383 | 1244477.4982 | 2635794.1212 | 1244474.96
39 | 2635795.8009 | 1244451.6497 | 2635794.1212 | 1244474.96
40 | 2635793.397 | 1244485.0093 | 2635793.9383 | 1244477.4982
41 | 2635796.6977 | 1244439.2041 | 2635795.8009 | 1244451.6497
42 | 2635793.397 | 1244485.0093 | 2635793.1748 | 1244488.0936
43 | 2635796.6977 | 1244439.2041 | 2635808.4663 | 1244439.0895
44 | 2635796.6977 | 1244439.2041 | 2635771.801 | 1244438.7115
45 | 2635796.6977 | 1244439.2041 | 2635797.572 | 1244428.1561
46 | 2635793.1748 | 1244488.0936 | 2635792.0056 | 1244504.319
47 | 2635818.6612 | 1244438.9902 | 2635808.4663 | 1244439.0895
48 | 2635757.7058 | 1244438.4327 | 2635771.801 | 1244438.7115
49 | 2635797.8345 | 1244424.8403 | 2635797.572 | 1244428.1561
50 | 2635828.6954 | 1244438.8925 | 2635818.6612 | 1244438.9902
51 | 2635749.3499 | 1244438.2674 | 2635757.7058 | 1244438.4327
52 | 2635798.276 | 1244419.2616 | 2635797.8345 | 1244424.8403
53 | 2635884.6004 | 1244370.2008 | 2635879.6075 | 1244367.9833
54 | 2635884.6004 | 1244370.2008 | 2635881.8034 | 1244382.9033 | 2635880.7767 | 1244387.6671
55 | 2635884.6004 | 1244370.2008 | 2635895.0447 | 1244374.6296
56 | 2635828.6954 | 1244438.8925 | 2635833.6813 | 1244438.844
57 | 2635869.7999 | 1244438.6002 | 2635874.4472 | 1244417.0365
58 | 2635869.7999 | 1244438.6002 | 2635864.9183 | 1244462.0997
59 | 2635869.7999 | 1244438.6002 | 2635875.9011 | 1244439.3042 | 2635880.9658 | 1244440.28
60 | 2635875.7454 | 1244411.0126 | 2635874.4472 | 1244417.0365
61 | 2635862.3424 | 1244474.4995 | 2635864.9183 | 1244462.0997
62 | 2635894.3887 | 1244442.8655 | 2635889.9015 | 1244442.0016 | 2635880.9658 | 1244440.28
63 | 2635875.7454 | 1244411.0126 | 2635878.5779 | 1244397.8697
64 | 2635894.3887 | 1244442.8655 | 2635901.1854 | 1244444.174
65 | 2635880.7767 | 1244387.6671 | 2635878.5779 | 1244397.8697
66 | 2635924.3012 | 1244448.6242 | 2635901.1854 | 1244444.174
67 | 2635744.258 | 1244381.7438 | 2635745.1924 | 1244381.8567 | 2635747.6376 | 1244379.8479
68 | 2635725.6924 | 1244381.4169 | 2635732.6605 | 1244381.2031 | 2635742.3835 | 1244381.5174 | 2635744.258 | 1244381.7438
69 | 2635725.6924 | 1244381.4169 | 2635726.0405 | 1244409.6334
70 | 2635726.2436 | 1244426.0939 | 2635726.0405 | 1244409.6334
71 | 2635726.3881 | 1244437.8132 | 2635726.2436 | 1244426.0939
72 | 2635919.4384 | 1244384.9675 | 2635935.6376 | 1244391.8302
73 | 2635942.5343 | 1244394.1582 | 2635937.6982 | 1244392.7031 | 2635935.6376 | 1244391.8302
74 | 2635904.204 | 1244378.5136 | 2635919.4384 | 1244384.9675
75 | 2635958.2706 | 1244398.8928 | 2635942.5343 | 1244394.1582
76 | 2635904.204 | 1244378.5136 | 2635895.0447 | 1244374.6296
77 | 2635904.204 | 1244378.5136 | 2635919.5855 | 1244366.6311
78 | 2635958.2706 | 1244398.8928 | 2635969.3343 | 1244402.2216
79 | 2635969.3343 | 1244402.2216 | 2635977.8997 | 1244404.7987 | 2635983.0104 | 1244405.8709
80 | 2635995.1697 | 1244408.4219 | 2635983.0104 | 1244405.8709
81 | 2635749.3499 | 1244438.2674 | 2635743.1253 | 1244438.1443
82 | 2635726.3881 | 1244437.8132 | 2635743.1253 | 1244438.1443
83 | 2635726.3881 | 1244437.8132 | 2635726.015 | 1244450.2831
84 | 2635726.3881 | 1244437.8132 | 2635712.1637 | 1244438.0111
85 | 2635725.7172 | 1244460.2322 | 2635726.015 | 1244450.2831
86 | 2635725.7172 | 1244460.2322 | 2635725.4258 | 1244469.9698
87 | 2635725.1265 | 1244479.9689 | 2635725.4258 | 1244469.9698
88 | 2635800.1511 | 1244395.5676 | 2635801.3018 | 1244381.0288
89 | 2635800.1363 | 1244395.7555 | 2635800.1511 | 1244395.5676
90 | 2635801.3018 | 1244381.0288 | 2635801.7012 | 1244375.9816
91 | 2635800.1363 | 1244395.7555 | 2635799.463 | 1244404.2629
92 | 2635801.8766 | 1244373.765 | 2635801.7012 | 1244375.9816
93 | 2635798.6487 | 1244414.5514 | 2635799.463 | 1244404.2629
94 | 2635801.8766 | 1244373.765 | 2635802.5003 | 1244365.8849
95 | 2635798.276 | 1244419.2616 | 2635798.6487 | 1244414.5514
96 | 2635548.9165 | 1244438.6913 | 2635539.723 | 1244438.7301
97 | 2635548.9165 | 1244438.6913 | 2635554.8026 | 1244438.6664
98 | 2635557.7925 | 1244438.6538 | 2635554.8026 | 1244438.6664
99 | 2635563.3152 | 1244438.6305 | 2635557.7925 | 1244438.6538
100 | 2635563.3152 | 1244438.6305 | 2635566.6446 | 1244438.6164
101 | 2635524.3923 | 1244396.764 | 2635530.7382 | 1244396.4052
102 | 2635523.9681 | 1244389.3678 | 2635524.3923 | 1244396.764
103 | 2635523.9681 | 1244389.3678 | 2635544.2938 | 1244388.8484
104 | 2635574.9112 | 1244438.5815 | 2635566.6446 | 1244438.6164
105 | 2635724.6951 | 1244494.3841 | 2635725.1265 | 1244479.9689
106 | 2635724.6951 | 1244494.3841 | 2635724.5601 | 1244498.981
107 | 2635724.5601 | 1244498.981 | 2635724.201 | 1244511.2032 | 2635724.201 | 1244512.7936
108 | 2635724.2028 | 1244581.2042 | 2635724.201 | 1244512.7936
109 | 2635724.2028 | 1244581.2042 | 2635716.9019 | 1244581.5049 | 2635681.7974 | 1244582.6391 | 2635664.7553 | 1244583.1927
110 | 2635604.071 | 1244408.1017 | 2635604.0417 | 1244409.9773
111 | 2635603.903 | 1244418.8576 | 2635604.0417 | 1244409.9773
112 | 2635603.903 | 1244418.8576 | 2635603.8288 | 1244423.6125 | 2635603.807 | 1244425.5792
113 | 2635563.0515 | 1244388.3691 | 2635575.4338 | 1244388.0528
114 | 2635603.6639 | 1244438.5101 | 2635603.807 | 1244425.5792
115 | 2635563.0515 | 1244388.3691 | 2635544.2938 | 1244388.8484
116 | 2635949.6123 | 1244453.497 | 2635955.8761 | 1244454.7029
117 | 2635949.6123 | 1244453.497 | 2635943.3244 | 1244452.2865
118 | 2635955.8761 | 1244454.7029 | 2635962.2823 | 1244455.9362
119 | 2635943.3244 | 1244452.2865 | 2635924.9385 | 1244448.7469
120 | 2635973.4621 | 1244458.0886 | 2635962.2823 | 1244455.9362
121 | 2635924.9385 | 1244448.7469 | 2635924.3012 | 1244448.6242
122 | 2635973.4621 | 1244458.0886 | 2635979.7869 | 1244459.3062
123 | 2636006.6043 | 1244466.1013 | 2636003.1998 | 1244464.3018 | 2635999.497 | 1244463.1008 | 2635979.7869 | 1244459.3062
124 | 2635603.6639 | 1244438.5101 | 2635588.8083 | 1244438.5211
125 | 2635603.6639 | 1244438.5101 | 2635601.9009 | 1244470.398 | 2635601.6391 | 1244478.7796
126 | 2635603.6639 | 1244438.5101 | 2635615.711 | 1244438.7066
127 | 2635588.8083 | 1244438.5211 | 2635583.9007 | 1244438.5431
128 | 2635601.6391 | 1244478.7796 | 2635610.2392 | 1244482.2951
129 | 2635615.711 | 1244438.7066 | 2635616.1285 | 1244438.7134
130 | 2635582.4458 | 1244438.5496 | 2635583.9007 | 1244438.5431
131 | 2635616.4913 | 1244486.7122 | 2635614.144 | 1244483.8912 | 2635610.2392 | 1244482.2951
132 | 2635627.774 | 1244438.9033 | 2635616.1285 | 1244438.7134
133 | 2635664.7553 | 1244583.1927 | 2635663.6048 | 1244535.7327 | 2635668.0979 | 1244529.9004 | 2635667.8968 | 1244470.1996
134 | 2635667.8968 | 1244470.1996 | 2635667.8807 | 1244465.4462
135 | 2635627.774 | 1244438.9033 | 2635630.8518 | 1244438.9535
136 | 2635582.4458 | 1244438.5496 | 2635582.3151 | 1244450.375
137 | 2635582.4458 | 1244438.5496 | 2635574.9112 | 1244438.5815
138 | 2636006.6043 | 1244466.1013 | 2636021.0712 | 1244439.6611
139 | 2635582.1529 | 1244465.0447 | 2635582.3151 | 1244450.375

## bus_geodata
| x | y | coords
0 | 2635601.4898 | 1244323.2281
1 | 2635603.9308 | 1244351.5157
2 | 2635597.6991 | 1244300.3959
3 | 2635604.751 | 1244370.0337
4 | 2635584.1456 | 1244302.4716
5 | 2635604.6888 | 1244387.3053
6 | 2635561.7935 | 1244305.8306
7 | 2635663.1316 | 1244368.8519
8 | 2635576.4169 | 1244388.0276
9 | 2635604.1754 | 1244401.423
10 | 2635791.0657 | 1244328.9648
11 | 2635799.3208 | 1244332.4697
12 | 2635831.5062 | 1244346.4686
13 | 2635827.3283 | 1244344.5186
14 | 2635837.9898 | 1244349.4949
15 | 2635816.2099 | 1244339.6661
16 | 2635841.5568 | 1244351.0798
17 | 2635867.1994 | 1244335.0062
18 | 2635811.7873 | 1244337.7626
19 | 2635851.8941 | 1244355.6729
20 | 2635862.3368 | 1244320.5062
21 | 2635807.0119 | 1244350.695
22 | 2635807.9759 | 1244336.1444
23 | 2635864.8036 | 1244361.4084
24 | 2635670.375 | 1244438.5925
25 | 2635676.8675 | 1244438.5022
26 | 2635663.8869 | 1244438.6828
27 | 2635681.4461 | 1244438.4385
28 | 2635655.6694 | 1244438.7971
29 | 2635692.0434 | 1244438.291
30 | 2635638.7206 | 1244439.0329
31 | 2635701.9915 | 1244438.1526
32 | 2635632.4355 | 1244438.9793
33 | 2635799.3718 | 1244332.4913
34 | 2635803.6002 | 1244359.9338
35 | 2635794.1212 | 1244474.96
36 | 2635793.9383 | 1244477.4982
37 | 2635795.8009 | 1244451.6497
38 | 2635793.397 | 1244485.0093
39 | 2635796.6977 | 1244439.2041
40 | 2635793.1748 | 1244488.0936
41 | 2635808.4663 | 1244439.0895
42 | 2635771.801 | 1244438.7115
43 | 2635797.572 | 1244428.1561
44 | 2635792.0056 | 1244504.319
45 | 2635818.6612 | 1244438.9902
46 | 2635757.7058 | 1244438.4327
47 | 2635797.8345 | 1244424.8403
48 | 2635879.6075 | 1244367.9833
49 | 2635884.6004 | 1244370.2008
50 | 2635833.6813 | 1244438.844
51 | 2635828.6954 | 1244438.8925
52 | 2635869.7999 | 1244438.6002
53 | 2635874.4472 | 1244417.0365
54 | 2635864.9183 | 1244462.0997
55 | 2635880.9658 | 1244440.28
56 | 2635875.7454 | 1244411.0126
57 | 2635862.3424 | 1244474.4995
58 | 2635894.3887 | 1244442.8655
59 | 2635878.5779 | 1244397.8697
60 | 2635901.1854 | 1244444.174
61 | 2635747.6376 | 1244379.8479
62 | 2635744.258 | 1244381.7438
63 | 2635725.6924 | 1244381.4169
64 | 2635726.0405 | 1244409.6334
65 | 2635726.2436 | 1244426.0939
66 | 2635935.6376 | 1244391.8301
67 | 2635919.4384 | 1244384.9675
68 | 2635942.5343 | 1244394.1582
69 | 2635904.204 | 1244378.5136
70 | 2635958.2706 | 1244398.8928
71 | 2635895.0447 | 1244374.6296
72 | 2635919.5855 | 1244366.6311
73 | 2635969.3343 | 1244402.2216
74 | 2635983.0104 | 1244405.8709
75 | 2635743.1253 | 1244438.1443
76 | 2635749.3499 | 1244438.2674
77 | 2635726.3881 | 1244437.8132
78 | 2635726.015 | 1244450.2831
79 | 2635712.1637 | 1244438.0111
80 | 2635725.7172 | 1244460.2322
81 | 2635725.4258 | 1244469.9698
82 | 2635800.1511 | 1244395.5676
83 | 2635801.3018 | 1244381.0288
84 | 2635800.1363 | 1244395.7555
85 | 2635801.7012 | 1244375.9816
86 | 2635799.463 | 1244404.2629
87 | 2635801.8766 | 1244373.765
88 | 2635798.6487 | 1244414.5514
89 | 2635802.5003 | 1244365.8849
90 | 2635798.276 | 1244419.2616
91 | 2635548.9165 | 1244438.6913
92 | 2635539.723 | 1244438.7301
93 | 2635554.8026 | 1244438.6664
94 | 2635557.7925 | 1244438.6538
95 | 2635563.3152 | 1244438.6305
96 | 2635524.3923 | 1244396.764
97 | 2635530.7382 | 1244396.4052
98 | 2635523.9681 | 1244389.3678
99 | 2635566.6446 | 1244438.6164
100 | 2635725.1265 | 1244479.9689
101 | 2635724.6951 | 1244494.3841
102 | 2635724.5601 | 1244498.981
103 | 2635724.201 | 1244512.7936
104 | 2635724.2028 | 1244581.2042
105 | 2635880.7767 | 1244387.6671
106 | 2635604.071 | 1244408.1017
107 | 2635604.0417 | 1244409.9773
108 | 2635603.903 | 1244418.8576
109 | 2635575.4338 | 1244388.0528
110 | 2635603.807 | 1244425.5792
111 | 2635563.0515 | 1244388.3691
112 | 2635949.6123 | 1244453.497
113 | 2635955.8761 | 1244454.7029
114 | 2635943.3244 | 1244452.2865
115 | 2635962.2823 | 1244455.9362
116 | 2635924.9385 | 1244448.7469
117 | 2635973.4621 | 1244458.0886
118 | 2635924.3012 | 1244448.6242
119 | 2635979.7869 | 1244459.3062
120 | 2635603.6639 | 1244438.5101
121 | 2635588.8083 | 1244438.5211
122 | 2635601.6391 | 1244478.7796
123 | 2635615.711 | 1244438.7066
124 | 2635583.9007 | 1244438.5431
125 | 2635610.2392 | 1244482.2951
126 | 2635616.1285 | 1244438.7134
127 | 2635664.7553 | 1244583.1927
128 | 2635667.8968 | 1244470.1996
129 | 2635627.774 | 1244438.9033
130 | 2635630.8518 | 1244438.9535
131 | 2635582.4458 | 1244438.5496
132 | 2635616.4913 | 1244486.7122
133 | 2635544.2938 | 1244388.8484
134 | 2636021.0712 | 1244439.6611
135 | 2636006.6043 | 1244466.1013
136 | 2635995.1697 | 1244408.4219
137 | 2635574.9112 | 1244438.5815
138 | 2635582.3151 | 1244450.375
139 | 2635582.1529 | 1244465.0447
140 | 2635667.8807 | 1244465.4462
141 | 2635726.3881 | 1244437.8132

## line_std_types
| c_nf_per_km | r_ohm_per_km | x_ohm_per_km | max_i_ka | type | q_mm2 | alpha | voltage_rating
NAYY 4x50 SE | 210 | 0.642 | 0.083 | 0.142 | cs | 50 | 0.00403 | LV
NAYY 4x120 SE | 264 | 0.225 | 0.08 | 0.242 | cs | 120 | 0.00403 | LV
NAYY 4x150 SE | 261 | 0.208 | 0.08 | 0.27 | cs | 150 | 0.00403 | LV
NA2XS2Y 1x95 RM/25 12/20 kV | 216 | 0.313 | 0.132 | 0.252 | cs | 95 | 0.00403 | MV
NA2XS2Y 1x185 RM/25 12/20 kV | 273 | 0.161 | 0.117 | 0.362 | cs | 185 | 0.00403 | MV
NA2XS2Y 1x240 RM/25 12/20 kV | 304 | 0.122 | 0.112 | 0.421 | cs | 240 | 0.00403 | MV
NA2XS2Y 1x95 RM/25 6/10 kV | 315 | 0.313 | 0.123 | 0.249 | cs | 95 | 0.00403 | MV
NA2XS2Y 1x185 RM/25 6/10 kV | 406 | 0.161 | 0.11 | 0.358 | cs | 185 | 0.00403 | MV
NA2XS2Y 1x240 RM/25 6/10 kV | 456 | 0.122 | 0.105 | 0.416 | cs | 240 | 0.00403 | MV
NA2XS2Y 1x150 RM/25 12/20 kV | 250 | 0.206 | 0.116 | 0.319 | cs | 150 | 0.00403 | MV
NA2XS2Y 1x120 RM/25 12/20 kV | 230 | 0.253 | 0.119 | 0.283 | cs | 120 | 0.00403 | MV
NA2XS2Y 1x70 RM/25 12/20 kV | 190 | 0.443 | 0.132 | 0.22 | cs | 70 | 0.00403 | MV
NA2XS2Y 1x150 RM/25 6/10 kV | 360 | 0.206 | 0.11 | 0.315 | cs | 150 | 0.00403 | MV
NA2XS2Y 1x120 RM/25 6/10 kV | 340 | 0.253 | 0.113 | 0.28 | cs | 120 | 0.00403 | MV
NA2XS2Y 1x70 RM/25 6/10 kV | 280 | 0.443 | 0.123 | 0.217 | cs | 70 | 0.00403 | MV
N2XS(FL)2Y 1x120 RM/35 64/110 kV | 112 | 0.153 | 0.166 | 0.366 | cs | 120 | 0.00393 | HV
N2XS(FL)2Y 1x185 RM/35 64/110 kV | 125 | 0.099 | 0.156 | 0.457 | cs | 185 | 0.00393 | HV
N2XS(FL)2Y 1x240 RM/35 64/110 kV | 135 | 0.075 | 0.149 | 0.526 | cs | 240 | 0.00393 | HV
N2XS(FL)2Y 1x300 RM/35 64/110 kV | 144 | 0.06 | 0.144 | 0.588 | cs | 300 | 0.00393 | HV
15-AL1/3-ST1A 0.4 | 11 | 1.8769 | 0.35 | 0.105 | ol | 16 | 0.00403 | LV
24-AL1/4-ST1A 0.4 | 11.25 | 1.2012 | 0.335 | 0.14 | ol | 24 | 0.00403 | LV
48-AL1/8-ST1A 0.4 | 12.2 | 0.5939 | 0.3 | 0.21 | ol | 48 | 0.00403 | LV
94-AL1/15-ST1A 0.4 | 13.2 | 0.306 | 0.29 | 0.35 | ol | 94 | 0.00403 | LV
34-AL1/6-ST1A 10.0 | 9.7 | 0.8342 | 0.36 | 0.17 | ol | 34 | 0.00403 | MV
48-AL1/8-ST1A 10.0 | 10.1 | 0.5939 | 0.35 | 0.21 | ol | 48 | 0.00403 | MV
70-AL1/11-ST1A 10.0 | 10.4 | 0.4132 | 0.339 | 0.29 | ol | 70 | 0.00403 | MV
94-AL1/15-ST1A 10.0 | 10.75 | 0.306 | 0.33 | 0.35 | ol | 94 | 0.00403 | MV
122-AL1/20-ST1A 10.0 | 11.1 | 0.2376 | 0.323 | 0.41 | ol | 122 | 0.00403 | MV
149-AL1/24-ST1A 10.0 | 11.25 | 0.194 | 0.315 | 0.47 | ol | 149 | 0.00403 | MV
34-AL1/6-ST1A 20.0 | 9.15 | 0.8342 | 0.382 | 0.17 | ol | 34 | 0.00403 | MV
48-AL1/8-ST1A 20.0 | 9.5 | 0.5939 | 0.372 | 0.21 | ol | 48 | 0.00403 | MV
70-AL1/11-ST1A 20.0 | 9.7 | 0.4132 | 0.36 | 0.29 | ol | 70 | 0.00403 | MV
94-AL1/15-ST1A 20.0 | 10 | 0.306 | 0.35 | 0.35 | ol | 94 | 0.00403 | MV
122-AL1/20-ST1A 20.0 | 10.3 | 0.2376 | 0.344 | 0.41 | ol | 122 | 0.00403 | MV
149-AL1/24-ST1A 20.0 | 10.5 | 0.194 | 0.337 | 0.47 | ol | 149 | 0.00403 | MV
184-AL1/30-ST1A 20.0 | 10.75 | 0.1571 | 0.33 | 0.535 | ol | 184 | 0.00403 | MV
243-AL1/39-ST1A 20.0 | 11 | 0.1188 | 0.32 | 0.645 | ol | 243 | 0.00403 | MV
48-AL1/8-ST1A 110.0 | 8 | 0.5939 | 0.46 | 0.21 | ol | 48 | 0.00403 | HV
70-AL1/11-ST1A 110.0 | 8.4 | 0.4132 | 0.45 | 0.29 | ol | 70 | 0.00403 | HV
94-AL1/15-ST1A 110.0 | 8.65 | 0.306 | 0.44 | 0.35 | ol | 94 | 0.00403 | HV
122-AL1/20-ST1A 110.0 | 8.5 | 0.2376 | 0.43 | 0.41 | ol | 122 | 0.00403 | HV
149-AL1/24-ST1A 110.0 | 8.75 | 0.194 | 0.41 | 0.47 | ol | 149 | 0.00403 | HV
184-AL1/30-ST1A 110.0 | 8.8 | 0.1571 | 0.4 | 0.535 | ol | 184 | 0.00403 | HV
243-AL1/39-ST1A 110.0 | 9 | 0.1188 | 0.39 | 0.645 | ol | 243 | 0.00403 | HV
305-AL1/39-ST1A 110.0 | 9.2 | 0.0949 | 0.38 | 0.74 | ol | 305 | 0.00403 | HV
490-AL1/64-ST1A 110.0 | 9.75 | 0.059 | 0.37 | 0.96 | ol | 490 | 0.00403 | HV
679-AL1/86-ST1A 110.0 | 9.95 | 0.042 | 0.36 | 1.15 | ol | 679 | 0.00403 | HV
490-AL1/64-ST1A 220.0 | 10 | 0.059 | 0.285 | 0.96 | ol | 490 | 0.00403 | HV
679-AL1/86-ST1A 220.0 | 11.7 | 0.042 | 0.275 | 1.15 | ol | 679 | 0.00403 | HV
490-AL1/64-ST1A 380.0 | 11 | 0.059 | 0.253 | 0.96 | ol | 490 | 0.00403 | HV
679-AL1/86-ST1A 380.0 | 14.6 | 0.042 | 0.25 | 1.15 | ol | 679 | 0.00403 | HV

## trafo_std_types
| i0_percent | pfe_kw | vkr_percent | sn_mva | vn_lv_kv | vn_hv_kv | vk_percent | shift_degree | vector_group | tap_side | tap_neutral | tap_min | tap_max | tap_step_degree | tap_step_percent | tap_phase_shifter
160 MVA 380/110 kV | 0.06 | 60 | 0.25 | 160 | 110 | 380 | 12.2 | 0 | Yy0 | hv | 0 | -9 | 9 | 0 | 1.5 | FALSE
100 MVA 220/110 kV | 0.06 | 55 | 0.26 | 100 | 110 | 220 | 12 | 0 | Yy0 | hv | 0 | -9 | 9 | 0 | 1.5 | FALSE
63 MVA 110/20 kV | 0.04 | 22 | 0.32 | 63 | 20 | 110 | 18 | 150 | YNd5 | hv | 0 | -9 | 9 | 0 | 1.5 | FALSE
40 MVA 110/20 kV | 0.05 | 18 | 0.34 | 40 | 20 | 110 | 16.2 | 150 | YNd5 | hv | 0 | -9 | 9 | 0 | 1.5 | FALSE
25 MVA 110/20 kV | 0.07 | 14 | 0.41 | 25 | 20 | 110 | 12 | 150 | YNd5 | hv | 0 | -9 | 9 | 0 | 1.5 | FALSE
63 MVA 110/10 kV | 0.04 | 22 | 0.32 | 63 | 10 | 110 | 18 | 150 | YNd5 | hv | 0 | -9 | 9 | 0 | 1.5 | FALSE
40 MVA 110/10 kV | 0.05 | 18 | 0.34 | 40 | 10 | 110 | 16.2 | 150 | YNd5 | hv | 0 | -9 | 9 | 0 | 1.5 | FALSE
25 MVA 110/10 kV | 0.07 | 14 | 0.41 | 25 | 10 | 110 | 12 | 150 | YNd5 | hv | 0 | -9 | 9 | 0 | 1.5 | FALSE
0.25 MVA 20/0.4 kV | 0.32 | 0.8 | 1.44 | 0.25 | 0.4 | 20 | 6 | 150 | Yzn5 | hv | 0 | -2 | 2 | 0 | 2.5 | FALSE
0.4 MVA 20/0.4 kV | 0.3375 | 1.35 | 1.425 | 0.4 | 0.4 | 20 | 6 | 150 | Dyn5 | hv | 0 | -2 | 2 | 0 | 2.5 | FALSE
0.63 MVA 20/0.4 kV | 0.2619 | 1.65 | 1.206 | 0.63 | 0.4 | 20 | 6 | 150 | Dyn5 | hv | 0 | -2 | 2 | 0 | 2.5 | FALSE
0.25 MVA 10/0.4 kV | 0.24 | 0.6 | 1.2 | 0.25 | 0.4 | 10 | 4 | 150 | Dyn5 | hv | 0 | -2 | 2 | 0 | 2.5 | FALSE
0.4 MVA 10/0.4 kV | 0.2375 | 0.95 | 1.325 | 0.4 | 0.4 | 10 | 4 | 150 | Dyn5 | hv | 0 | -2 | 2 | 0 | 2.5 | FALSE
0.63 MVA 10/0.4 kV | 0.1873 | 1.18 | 1.0794 | 0.63 | 0.4 | 10 | 4 | 150 | Dyn5 | hv | 0 | -2 | 2 | 0 | 2.5 | FALSE

## trafo3w_std_types
| sn_hv_mva | sn_mv_mva | sn_lv_mva | vn_hv_kv | vn_mv_kv | vn_lv_kv | vk_hv_percent | vk_mv_percent | vk_lv_percent | vkr_hv_percent | vkr_mv_percent | vkr_lv_percent | pfe_kw | i0_percent | shift_mv_degree | shift_lv_degree | vector_group | tap_side | tap_neutral | tap_min | tap_max | tap_step_percent
63/25/38 MVA 110/20/10 kV | 63 | 25 | 38 | 110 | 20 | 10 | 10.4 | 10.4 | 10.4 | 0.28 | 0.32 | 0.35 | 35 | 0.89 | 0 | 0 | YN0yn0yn0 | hv | 0 | -10 | 10 | 1.2
63/25/38 MVA 110/10/10 kV | 63 | 25 | 38 | 110 | 10 | 10 | 10.4 | 10.4 | 10.4 | 0.28 | 0.32 | 0.35 | 35 | 0.89 | 0 | 0 | YN0yn0yn0 | hv | 0 | -10 | 10 | 1.2

## fuse_std_types
| fuse_type | i_rated_a | t_avg | t_min | t_total | x_avg | x_min | x_total
HV 100A | HV 100A | 100 | 0 | [10.0, 3.64, 0.854, 0.281, 0.1, 0.0531, 0.022, 0.01] | [10.0, 4.267, 1.21, 0.403, 0.1, 0.058, 0.022, 0.01] | 0 | [300.0, 350.0, 450.0, 550.0, 700.0, 850.0, 1200.0, 1752.0] | [600.0, 700.0, 900.0, 1150.0, 1665.0, 2000.0, 3000.0, 4313.0]
HV 10A | HV 10A | 10 | 0 | [10.0, 1675.0, 0.344, 0.156, 0.1, 0.0417, 0.0171, 0.01] | [10.0, 1.3, 0.3, 0.155, 0.1, 0.0555, 0.023, 0.01] | 0 | [30.0, 32.0, 35.0, 37.0, 39.0, 50.0, 70.0, 88.0] | [60.0, 70.0, 80.0, 87.0, 94.0, 110.0, 150.0, 216.0]
HV 125A | HV 125A | 125 | 0 | [10.0, 1.82, 0.344, 0.1, 0.0467, 0.0269, 0.01] | [10.0, 2.478, 0.426, 0.1, 0.0427, 0.0211, 0.01] | 0 | [375.0, 500.0, 700.0, 925.0, 1200.0, 1500.0, 2341.0] | [750.0, 1000.0, 1500.0, 2200.0, 3000.0, 4000.0, 5765.0]
HV 160A | HV 160A | 160 | 0 | [10.0, 4.15, 1.03, 0.198, 0.1, 0.051, 0.0172, 0.01] | [10.0, 2.3, 0.734, 0.274, 0.1, 0.046, 0.0177, 0.01] | 0 | [480.0, 550.0, 700.0, 1000.0, 1260.0, 1600.0, 2500.0, 3227.0] | [960.0, 1300.0, 1700.0, 2200.0, 2996.0, 4000.0, 6000.0, 7946.0]
HV 16A | HV 16A | 16 | 0 | [10.0, 0.352, 0.164, 0.1, 0.0649, 0.0342, 0.01] | [10.0, 2.34, 0.722, 0.181, 0.1, 0.055, 0.0296, 0.01] | 0 | [48.0, 60.0, 65.0, 71.0, 80.0, 100.0, 162.0] | [96.0, 110.0, 125.0, 150.0, 168.0, 200.0, 250.0, 398.0]
HV 200A | HV 200A | 200 | 0 | [10.0, 4.267, 1.21, 0.403, 0.1, 0.058, 0.022, 0.01] | [10.0, 3.73, 1.654, 0.328, 0.1, 0.0531, 0.019, 0.01] | 0 | [600.0, 700.0, 900.0, 1150.0, 1665.0, 2000.0, 3000.0, 4313.0] | [1200.0, 1500.0, 1800.0, 2700.0, 3960.0, 5000.0, 7500.0, 10620.0]
HV 20A | HV 20A | 20 | 0 | [10.0, 1.3, 0.3, 0.155, 0.1, 0.0555, 0.023, 0.01] | [10.0, 1.3, 0.161, 0.1, 0.0611, 0.0399, 0.0141, 0.01] | 0 | [60.0, 70.0, 80.0, 87.0, 94.0, 110.0, 150.0, 216.0] | [120.0, 150.0, 200.0, 223.0, 260.0, 300.0, 450.0, 532.0]
HV 25A | HV 25A | 25 | 0 | [10.0, 2.512, 0.833, 0.299, 0.1, 0.0372, 0.0223, 0.01] | [10.0, 3.125, 0.597, 0.198, 0.1, 0.0378, 0.022, 0.01] | 0 | [75.0, 82.0, 90.0, 100.0, 124.0, 170.0, 200.0, 289.0] | [150.0, 170.0, 210.0, 250.0, 294.0, 400.0, 500.0, 711.0]
HV 31.5A | HV 31.5A | 31.5 | 0 | [10.0, 2.34, 0.722, 0.181, 0.1, 0.055, 0.0296, 0.01] | [10.0, 2.84, 0.368, 0.164, 0.1, 0.0621, 0.0378, 0.0195, 0.01] | 0 | [95.0, 110.0, 125.0, 150.0, 165.0, 200.0, 250.0, 390.0] | [189.0, 220.0, 300.0, 350.0, 393.0, 450.0, 530.0, 700.0, 960.0]
HV 40A | HV 40A | 40 | 0 | [10.0, 1.3, 0.161, 0.1, 0.0611, 0.0399, 0.0141, 0.01] | [10.0, 2.05, 0.369, 0.198, 0.1, 0.051, 0.0298, 0.01] | 0 | [120.0, 150.0, 200.0, 223.0, 260.0, 300.0, 450.0, 532.0] | [240.0, 300.0, 400.0, 450.0, 530.0, 650.0, 800.0, 1311.0]
HV 50A | HV 50A | 50 | 0 | [10.0, 3.215, 0.597, 0.198, 0.1, 0.0378, 0.022, 0.01] | [10.0, 3.64, 0.854, 0.281, 0.1, 0.0531, 0.022, 0.01] | 0 | [150.0, 170.0, 210.0, 250.0, 294.0, 400.0, 500.0, 711.0] | [300.0, 350.0, 450.0, 550.0, 700.0, 850.0, 1200.0, 1752.0]
HV 6.3A | HV 6.3A | 6.3 | 0 | [10.0, 1.39, 0.344, 0.168, 0.1, 0.056, 0.0263, 0.01] | [10.0, 1.711, 0.516, 0.198, 0.1, 0.0634, 0.0303, 0.01] | 0 | [19.0, 19.5, 20.4, 20.8, 22.0, 25.0, 32.0, 48.0] | [38.0, 40.0, 43.0, 48.0, 53.0, 60.0, 75.0, 118.0]
HV 63A | HV 63A | 63 | 0 | [10.0, 2.84, 0.368, 0.164, 0.1, 0.0621, 0.0378, 0.0195, 0.01] | [10.0, 1.82, 0.344, 0.1, 0.0467, 0.0269, 0.01] | 0 | [189.0, 220.0, 300.0, 350.0, 393.0, 450.0, 530.0, 700.0, 961.0] | [378.0, 500.0, 700.0, 934.0, 1200.0, 1500.0, 2366.0]
HV 80A | HV 80A | 80 | 0 | [10.0, 2.05, 0.369, 0.198, 0.1, 0.051, 0.0298, 0.01] | [10.0, 4.15, 1.03, 0.198, 0.1, 0.051, 0.0172, 0.01] | 0 | [240.0, 300.0, 400.0, 450.0, 530.0, 650.0, 800.0, 1311.0] | [480.0, 550.0, 700.0, 1000.0, 1260.0, 1600.0, 2500.0, 3227.0]
Siemens NH-1-100 | Siemens NH-1-100 | 100 | [5400.0, 2000.0, 400.0, 20.0, 1.0, 0.2, 0.012, 0.004] | 0 | 0 | [150.0, 190.0, 250.0, 430.0, 900.0, 1250.0, 2700.0, 3600.0] | 0 | 0
Siemens NH-1-125 | Siemens NH-1-125 | 125 | [4800.0, 120.0, 7.0, 0.1, 0.004] | 0 | 0 | [180.0, 400.0, 740.0, 2000.0, 4250.0] | 0 | 0
Siemens NH-1-16 | Siemens NH-1-16 | 16 | [4000.0, 400.0, 2.0, 0.1, 0.04, 0.01] | 0 | 0 | [26.0, 35.0, 75.0, 150.0, 200.0, 300.0] | 0 | 0
Siemens NH-1-160 | Siemens NH-1-160 | 160 | [4800.0, 120.0, 7.0, 0.1, 0.004] | 0 | 0 | [210.0, 500.0, 900.0, 2300.0, 5000.0] | 0 | 0
Siemens NH-1-25 | Siemens NH-1-25 | 25 | [4000.0, 1000.0, 10.0, 0.2, 0.02, 0.01] | 0 | 0 | [40.0, 50.0, 100.0, 210.0, 400.0, 500.0] | 0 | 0
Siemens NH-1-50 | Siemens NH-1-50 | 50 | [4000.0, 40.0, 4.0, 1.0, 0.02, 0.01] | 0 | 0 | [86.0, 200.0, 300.0, 400.0, 1000.0, 1280.0] | 0 | 0
Siemens NH-1-63 | Siemens NH-1-63 | 63 | [4000.0, 100.0, 10.0, 2.0, 0.04, 0.01] | 0 | 0 | [100.0, 200.0, 300.0, 400.0, 1000.0, 1500.0] | 0 | 0
Siemens NH-1-80 | Siemens NH-1-80 | 80 | [4800.0, 120.0, 7.0, 0.1, 0.01] | 0 | 0 | [150.58, 250.0, 450.0, 1150.0, 2470.0] | 0 | 0
Siemens NH-2-1000 | Siemens NH-2-1000 | 1000 | [4800.0, 120.0, 7.0, 0.1, 0.004] | 0 | 0 | [1900.0, 3500.0, 8400.0, 24000.0, 52000.0] | 0 | 0
Siemens NH-2-200 | Siemens NH-2-200 | 200 | [4800.0, 120.0, 7.0, 0.1, 0.004] | 0 | 0 | [280.0, 650.0, 1200.0, 3000.0, 7000.0] | 0 | 0
Siemens NH-2-224 | Siemens NH-2-224 | 224 | [4800.0, 120.0, 7.0, 0.2, 0.04, 0.004] | 0 | 0 | [400.0, 750.0, 1453.0, 3025.0, 4315.0, 7600.0] | 0 | 0
Siemens NH-2-250 | Siemens NH-2-250 | 250 | [4800.0, 120.0, 7.0, 0.1, 0.004] | 0 | 0 | [450.0, 800.0, 1650.0, 4000.0, 8500.0] | 0 | 0
Siemens NH-2-315 | Siemens NH-2-315 | 315 | [4800.0, 120.0, 7.0, 0.1, 0.004] | 0 | 0 | [550.0, 920.0, 1900.0, 5000.0, 11000.0] | 0 | 0
Siemens NH-2-355 | Siemens NH-2-355 | 355 | [4800.0, 120.0, 6.0, 0.1, 0.004] | 0 | 0 | [650.0, 1116.27, 2350.0, 5840.0, 12790.0] | 0 | 0
Siemens NH-2-400 | Siemens NH-2-400 | 400 | [4800.0, 120.0, 7.0, 0.1, 0.004] | 0 | 0 | [720.0, 1350.0, 2800.0, 6500.0, 15000.0] | 0 | 0
Siemens NH-2-425 | Siemens NH-2-425 | 425 | [4800.0, 120.0, 7.0, 0.1, 0.004] | 0 | 0 | [850.0, 1500.0, 3050.0, 7500.0, 16500.0] | 0 | 0
Siemens NH-2-630 | Siemens NH-2-630 | 630 | [4800.0, 120.0, 7.0, 0.1, 0.004] | 0 | 0 | [1200.0, 2000.0, 4800.0, 12000.0, 26000.0] | 0 | 0

## res_bus
| vm_pu | va_degree | p_mw | q_mvar
0 | 0.98483 | -0.29211 | 0.01048 | 0.0026265
1 | 0.98535 | -0.28186 | 0.0053892 | 0.0013507
2 | 0.98462 | -0.29611 | 0 | 0
3 | 0.98579 | -0.27339 | 0.0062746 | 0.0015726
4 | 0.9845 | -0.29848 | 0 | 0
5 | 0.98629 | -0.26355 | 0 | 0
6 | 0.9843 | -0.30238 | 0.0096096 | 0.0024084
7 | 0.98465 | -0.29556 | 0.028632 | 0.0071757
8 | 0.9854 | -0.28099 | 0.0057283 | 0.0014356
9 | 0.98752 | -0.23959 | 0.0033565 | 0.00084121
10 | 0.98865 | -0.21723 | 0.0033505 | 0.00083972
11 | 0.98868 | -0.2167 | 0.0042642 | 0.0010687
12 | 0.98818 | -0.22627 | 0.0036038 | 0.00090319
13 | 0.98832 | -0.22353 | 0.0056897 | 0.001426
14 | 0.98797 | -0.23042 | 0 | 0
15 | 0.98871 | -0.2161 | 0.0030774 | 0.00077128
16 | 0.98785 | -0.23258 | 0.0062602 | 0.001569
17 | 0.98774 | -0.23484 | 0 | 0
18 | 0.98886 | -0.2131 | 0 | 0
19 | 0.98754 | -0.23859 | 0.0047123 | 0.001181
20 | 0.98763 | -0.2369 | 0.0075419 | 0.0018902
21 | 0.98936 | -0.20351 | 0.0045917 | 0.0011508
22 | 0.98879 | -0.21459 | 0.0075801 | 0.0018997
23 | 0.9866 | -0.25679 | 0.0073139 | 0.001833
24 | 0.99463 | -0.10237 | 0.0033083 | 0.00082913
25 | 0.99489 | -0.097404 | 0.0074149 | 0.0018583
26 | 0.99438 | -0.10726 | 0.0020374 | 0.00051062
27 | 0.99508 | -0.093782 | 0.0025474 | 0.00063844
28 | 0.99406 | -0.1134 | 0.0020438 | 0.00051223
29 | 0.99552 | -0.08531 | 0.0024662 | 0.0006181
30 | 0.99341 | -0.12596 | 0.0016136 | 0.0004044
31 | 0.99594 | -0.077277 | 0.0037455 | 0.00093871
32 | 0.99317 | -0.13058 | 0.0019224 | 0.00048179
33 | 0.98868 | -0.21669 | 0.0050035 | 0.001254
34 | 0.98972 | -0.19651 | 0.0038862 | 0.00097397
35 | 0.99241 | -0.14506 | 0.0048501 | 0.0012156
36 | 0.99237 | -0.14573 | 0.0034681 | 0.0008692
37 | 0.99283 | -0.13695 | 0.0035574 | 0.00089157
38 | 0.99229 | -0.14723 | 0.0045128 | 0.001131
39 | 0.99309 | -0.13184 | 0 | 0
40 | 0.99228 | -0.14761 | 0.0034767 | 0.00087134
41 | 0.99288 | -0.13589 | 0.004944 | 0.0012391
42 | 0.99443 | -0.10612 | 0.010545 | 0.0026428
43 | 0.99258 | -0.14163 | 0.0024486 | 0.00061367
44 | 0.99223 | -0.14856 | 0.0033139 | 0.00083054
45 | 0.99274 | -0.13852 | 0.0043447 | 0.0010889
46 | 0.99522 | -0.091071 | 0.0033564 | 0.00084118
47 | 0.99243 | -0.14454 | 0.0044247 | 0.0011089
48 | 0.98455 | -0.29652 | 0.0069408 | 0.0017395
49 | 0.98389 | -0.30927 | 0 | 0
50 | 0.99263 | -0.14083 | 0.0055933 | 0.0014018
51 | 0.99265 | -0.14033 | 0.0046228 | 0.0011586
52 | 0.97848 | -0.41498 | 0 | 0
53 | 0.97984 | -0.38826 | 0.0043338 | 0.0010862
54 | 0.97818 | -0.42084 | 0.011055 | 0.0027706
55 | 0.97792 | -0.42592 | 0.0043063 | 0.0010793
56 | 0.98025 | -0.38033 | 0.018696 | 0.0046856
57 | 0.97815 | -0.42139 | 0.0023684 | 0.00059358
58 | 0.9773 | -0.43811 | 0.014136 | 0.0035428
59 | 0.98137 | -0.35849 | 0.0041928 | 0.0010508
60 | 0.97708 | -0.4425 | 0.0056035 | 0.0014044
61 | 0.99944 | -0.010781 | 0.0026609 | 0.00066688
62 | 0.99945 | -0.01059 | 0.010313 | 0.0025846
63 | 0.99967 | -0.0063835 | 0 | 0
64 | 1 | 0 | -0.60151 | -0.15292
65 | 0.99824 | -0.033356 | 0.0026475 | 0.00066353
66 | 0.98271 | -0.33235 | 0.0033551 | 0.00084086
67 | 0.98298 | -0.3271 | 0.0056075 | 0.0014054
68 | 0.98263 | -0.33409 | 0.0042532 | 0.001066
69 | 0.98332 | -0.32049 | 0 | 0
70 | 0.98249 | -0.33674 | 0.0026628 | 0.00066737
71 | 0.98356 | -0.31582 | 0.0059718 | 0.0014967
72 | 0.98325 | -0.32185 | 0.0038914 | 0.00097528
73 | 0.98242 | -0.33806 | 0.0020054 | 0.0005026
74 | 0.98237 | -0.33915 | 0.0019643 | 0.00049231
75 | 0.99604 | -0.07531 | 0.0019866 | 0.00049788
76 | 0.99569 | -0.082061 | 0.0020255 | 0.00050765
77 | 0.997 | -0.057066 | 0 | 0
78 | 0.99667 | -0.063488 | 0.0033735 | 0.00084549
79 | 0.99638 | -0.068936 | 0.0043854 | 0.0010991
80 | 0.99643 | -0.068025 | 0.0032084 | 0.00080411
81 | 0.99623 | -0.071918 | 0.0032392 | 0.00081182
82 | 0.99114 | -0.16919 | 0.0049123 | 0.0012311
83 | 0.99055 | -0.18068 | 0.0032747 | 0.00082071
84 | 0.99115 | -0.16904 | 0.0061145 | 0.0015324
85 | 0.99034 | -0.18462 | 0.0081872 | 0.0020519
86 | 0.99152 | -0.16198 | 0.0024953 | 0.00062539
87 | 0.99026 | -0.18628 | 0.0039262 | 0.00098399
88 | 0.99197 | -0.15337 | 0.0043599 | 0.0010927
89 | 0.98995 | -0.19209 | 0.0030094 | 0.00075422
90 | 0.99218 | -0.14935 | 0.0031125 | 0.00078007
91 | 0.98967 | -0.19816 | 0.0039697 | 0.00099489
92 | 0.98964 | -0.19881 | 0.0039703 | 0.00099505
93 | 0.98971 | -0.19733 | 0.0038825 | 0.00097304
94 | 0.98975 | -0.1967 | 0.0039306 | 0.00098511
95 | 0.98982 | -0.19515 | 0.0040759 | 0.0010215
96 | 0.98465 | -0.29551 | 0 | 0
97 | 0.9846 | -0.29649 | 0.0085331 | 0.0021386
98 | 0.98471 | -0.29438 | 0 | 0
99 | 0.98989 | -0.19398 | 0.0036897 | 0.00092473
100 | 0.99605 | -0.075348 | 0.0034053 | 0.00085345
101 | 0.99584 | -0.079433 | 0 | 0
102 | 0.99577 | -0.080736 | 0.0075658 | 0.0018962
103 | 0.99567 | -0.082813 | 0.003299 | 0.0008268
104 | 0.99534 | -0.08913 | 0 | 0
105 | 0.98227 | -0.34078 | 0.003883 | 0.00097317
106 | 0.98813 | -0.22788 | 0.014819 | 0.003714
107 | 0.98832 | -0.2241 | 0.0020662 | 0.00051783
108 | 0.98926 | -0.20589 | 0.0020595 | 0.00051616
109 | 0.98537 | -0.2815 | 0.0071584 | 0.0017941
110 | 0.98999 | -0.19188 | 0.0065706 | 0.0016467
111 | 0.98513 | -0.28628 | 0.0067275 | 0.0016861
112 | 0.9761 | -0.46178 | 0.0020326 | 0.00050942
113 | 0.97604 | -0.46301 | 0.0020448 | 0.00051247
114 | 0.97617 | -0.46031 | 0.0020271 | 0.00050804
115 | 0.97598 | -0.46402 | 0.0020688 | 0.00051849
116 | 0.97643 | -0.45531 | 0.0085975 | 0.0021547
117 | 0.97592 | -0.46536 | 0.0020354 | 0.00051012
118 | 0.97644 | -0.45503 | 0.0059465 | 0.0014903
119 | 0.97589 | -0.46588 | 0.002112 | 0.00052931
120 | 0.99146 | -0.16348 | 0 | 0
121 | 0.99061 | -0.17997 | 0 | 0
122 | 0.99109 | -0.17058 | 0 | 0
123 | 0.99254 | -0.14254 | 0.002105 | 0.00052757
124 | 0.99032 | -0.18544 | 0.0058222 | 0.0014592
125 | 0.99101 | -0.17221 | 0.0038201 | 0.0009574
126 | 0.99256 | -0.14225 | 0.0026089 | 0.00065385
127 | 0.99505 | -0.094624 | 0 | 0
128 | 0.99451 | -0.10521 | 0.0025944 | 0.00065022
129 | 0.99299 | -0.13397 | 0.0037742 | 0.0009459
130 | 0.99311 | -0.13174 | 0.0014968 | 0.00037513
131 | 0.99025 | -0.18691 | 0 | 0
132 | 0.99096 | -0.17306 | 0.0060914 | 0.0015267
133 | 0.98487 | -0.29126 | 0.0062394 | 0.0015637
134 | 0.97577 | -0.46829 | 0.0022752 | 0.00057022
135 | 0.97583 | -0.46704 | 0 | 0
136 | 0.98234 | -0.33967 | 0.0023117 | 0.00057937
137 | 0.99006 | -0.19052 | 0.0034081 | 0.00085414
138 | 0.98992 | -0.19322 | 0.0047789 | 0.0011977
139 | 0.98959 | -0.19979 | 0.025197 | 0.0063149
140 | 0.9945 | -0.10543 | 0.0026491 | 0.00066393
141 | 0.99998 | 149.9956 | 0 | 0

## res_line
| p_from_mw | q_from_mvar | p_to_mw | q_to_mvar | pl_mw | ql_mvar | i_from_ka | i_to_ka | i_ka | vm_from_pu | va_from_degree | vm_to_pu | va_to_degree | loading_percent
0 | -0.020094 | -0.0050371 | 0.020104 | 0.005043 | 9.8172e-06 | 5.9214e-06 | 0.030361 | 0.030361 | 0.030361 | 0.98483 | -0.29211 | 0.98535 | -0.28186 | 8.341
1 | 0.0096143 | 0.0024106 | -0.0096124 | -0.0024098 | 1.8333e-06 | 8.7861e-07 | 0.014527 | 0.014527 | 0.014527 | 0.98483 | -0.29211 | 0.98462 | -0.29611 | 3.991
2 | -0.025493 | -0.0063937 | 0.025503 | 0.0064 | 1.0303e-05 | 6.358e-06 | 0.0385 | 0.038499 | 0.0385 | 0.98535 | -0.28186 | 0.98579 | -0.27339 | 10.5768
3 | 0.0096124 | 0.0024098 | -0.0096113 | -0.0024092 | 1.082e-06 | 5.186e-07 | 0.014527 | 0.014527 | 0.014527 | 0.98462 | -0.29611 | 0.9845 | -0.29848 | 3.991
4 | -0.031778 | -0.0079726 | 0.031793 | 0.0079819 | 1.491e-05 | 9.3222e-06 | 0.047971 | 0.047971 | 0.047971 | 0.98579 | -0.27339 | 0.98629 | -0.26355 | 13.1788
5 | 0.0096113 | 0.0024092 | -0.0096096 | -0.0024084 | 1.7888e-06 | 8.5748e-07 | 0.014527 | 0.014527 | 0.014527 | 0.9845 | -0.29848 | 0.9843 | -0.30238 | 3.991
6 | 0.028675 | 0.0072029 | -0.028632 | -0.0071757 | 4.3725e-05 | 2.7191e-05 | 0.043268 | 0.043268 | 0.043268 | 0.98629 | -0.26355 | 0.98465 | -0.29556 | 11.8869
7 | 0.034426 | 0.0086424 | -0.034398 | -0.0086244 | 2.8616e-05 | 1.7954e-05 | 0.051944 | 0.051944 | 0.051944 | 0.98629 | -0.26355 | 0.9854 | -0.28099 | 14.2704
8 | -0.094895 | -0.023827 | 0.095003 | 0.023897 | 0.00010861 | 6.9332e-05 | 0.14318 | 0.14318 | 0.14318 | 0.98629 | -0.26355 | 0.98752 | -0.23959 | 39.336
9 | 0.02867 | 0.0071888 | -0.028669 | -0.0071884 | 6.9121e-07 | 4.2985e-07 | 0.043294 | 0.043294 | 0.043294 | 0.9854 | -0.28099 | 0.98537 | -0.2815 | 11.894
10 | -0.09836 | -0.024738 | 0.098415 | 0.024773 | 5.5044e-05 | 3.5143e-05 | 0.14824 | 0.14824 | 0.14824 | 0.98752 | -0.23959 | 0.98813 | -0.22788 | 40.7254
11 | -0.0033505 | -0.00083972 | 0.0033506 | 0.00083966 | 8.5526e-08 | -6.027e-08 | 0.0050429 | 0.0050428 | 0.0050429 | 0.98865 | -0.21723 | 0.98868 | -0.2167 | 1.3854
12 | -0.0076148 | -0.0019084 | 0.0076148 | 0.0019084 | 2.7243e-09 | 1.032e-09 | 0.011461 | 0.011461 | 0.011461 | 0.98868 | -0.2167 | 0.98868 | -0.21669 | 3.1485
13 | -0.16723 | -0.042338 | 0.16725 | 0.042352 | 2.1953e-05 | 1.3755e-05 | 0.25197 | 0.25197 | 0.25197 | 0.98818 | -0.22627 | 0.98832 | -0.22353 | 13.8443
14 | 0.16362 | 0.041435 | -0.16359 | -0.041415 | 3.2618e-05 | 2.0417e-05 | 0.24654 | 0.24654 | 0.24654 | 0.98818 | -0.22627 | 0.98797 | -0.23042 | 13.5461
15 | -0.17294 | -0.043778 | 0.173 | 0.043817 | 6.1761e-05 | 3.8749e-05 | 0.26053 | 0.26053 | 0.26053 | 0.98832 | -0.22353 | 0.98871 | -0.2161 | 14.315
16 | 0.15605 | 0.039524 | -0.15603 | -0.039514 | 1.6191e-05 | 1.0112e-05 | 0.23518 | 0.23518 | 0.23518 | 0.98797 | -0.23042 | 0.98785 | -0.23258 | 12.9218
17 | 0.0075443 | 0.0018911 | -0.0075427 | -0.0018905 | 1.587e-06 | 5.9606e-07 | 0.011363 | 0.011363 | 0.011363 | 0.98797 | -0.23042 | 0.98774 | -0.23484 | 3.1217
18 | -0.17608 | -0.044588 | 0.1761 | 0.044604 | 2.539e-05 | 1.5941e-05 | 0.26516 | 0.26516 | 0.26516 | 0.98871 | -0.2161 | 0.98886 | -0.2131 | 14.5694
19 | 0.14977 | 0.037945 | -0.14973 | -0.037918 | 4.3235e-05 | 2.6947e-05 | 0.22575 | 0.22575 | 0.22575 | 0.98785 | -0.23258 | 0.98754 | -0.23859 | 12.4037
20 | 0.0075427 | 0.0018905 | -0.0075419 | -0.0018902 | 7.4051e-07 | 2.7819e-07 | 0.011363 | 0.011363 | 0.011363 | 0.98774 | -0.23484 | 0.98763 | -0.2369 | 3.1217
21 | -0.1963 | -0.049668 | 0.1964 | 0.049725 | 9.0322e-05 | 5.6921e-05 | 0.29556 | 0.29556 | 0.29556 | 0.98886 | -0.2131 | 0.98936 | -0.20351 | 16.2396
22 | 0.020201 | 0.0050637 | -0.0202 | -0.0050628 | 1.4348e-06 | 8.6518e-07 | 0.030398 | 0.030398 | 0.030398 | 0.98886 | -0.2131 | 0.98879 | -0.21459 | 8.3512
23 | 0.14502 | 0.036737 | -0.14489 | -0.036656 | 0.00012662 | 8.0678e-05 | 0.21865 | 0.21865 | 0.21865 | 0.98754 | -0.23859 | 0.9866 | -0.25679 | 30.0339
24 | -0.20099 | -0.050876 | 0.20105 | 0.050918 | 6.7576e-05 | 4.2616e-05 | 0.30247 | 0.30247 | 0.30247 | 0.98936 | -0.20351 | 0.98972 | -0.19651 | 16.6191
25 | 0.01262 | 0.003163 | -0.012618 | -0.0031624 | 1.2642e-06 | 6.8923e-07 | 0.018991 | 0.018991 | 0.018991 | 0.98879 | -0.21459 | 0.98868 | -0.21669 | 5.2173
26 | 0.13757 | 0.034823 | -0.13731 | -0.034656 | 0.00026183 | 0.00016737 | 0.20762 | 0.20762 | 0.20762 | 0.9866 | -0.25679 | 0.98455 | -0.29652 | 57.0374
27 | -0.21855 | -0.055293 | 0.2186 | 0.055326 | 5.2118e-05 | 3.2934e-05 | 0.32714 | 0.32714 | 0.32714 | 0.99463 | -0.10237 | 0.99489 | -0.097404 | 17.9749
28 | 0.21524 | 0.054463 | -0.21519 | -0.054432 | 5.0519e-05 | 3.1911e-05 | 0.32219 | 0.32219 | 0.32219 | 0.99463 | -0.10237 | 0.99438 | -0.10726 | 17.7029
29 | -0.22602 | -0.057184 | 0.22605 | 0.057209 | 3.9289e-05 | 2.4847e-05 | 0.33823 | 0.33823 | 0.33823 | 0.99489 | -0.097404 | 0.99508 | -0.093782 | 18.5842
30 | 0.21315 | 0.053921 | -0.21309 | -0.053881 | 6.2779e-05 | 3.9646e-05 | 0.31914 | 0.31914 | 0.31914 | 0.99438 | -0.10726 | 0.99406 | -0.1134 | 17.5354
31 | -0.2286 | -0.057847 | 0.2287 | 0.057906 | 9.2994e-05 | 5.8827e-05 | 0.34204 | 0.34204 | 0.34204 | 0.99508 | -0.093782 | 0.99552 | -0.08531 | 18.7935
32 | 0.21105 | 0.053369 | -0.21092 | -0.053289 | 0.00012701 | 8.0191e-05 | 0.31609 | 0.31609 | 0.31609 | 0.99406 | -0.1134 | 0.99341 | -0.12596 | 17.3673
33 | -0.23116 | -0.058524 | 0.23125 | 0.058581 | 8.9189e-05 | 5.6434e-05 | 0.34573 | 0.34573 | 0.34573 | 0.99552 | -0.08531 | 0.99594 | -0.077277 | 18.996
34 | 0.20931 | 0.052884 | -0.20926 | -0.052855 | 4.6385e-05 | 2.9279e-05 | 0.31367 | 0.31367 | 0.31367 | 0.99341 | -0.12596 | 0.99317 | -0.13058 | 17.2345
35 | -0.235 | -0.059519 | 0.23509 | 0.059579 | 9.4174e-05 | 5.9609e-05 | 0.35132 | 0.35132 | 0.35132 | 0.99594 | -0.077277 | 0.99638 | -0.068936 | 19.3035
36 | 0.20734 | 0.052373 | -0.20732 | -0.052366 | 1.1474e-05 | 7.2409e-06 | 0.31079 | 0.31079 | 0.31079 | 0.99317 | -0.13058 | 0.99311 | -0.13174 | 17.0763
37 | -0.20494 | -0.051892 | 0.20498 | 0.05192 | 4.353e-05 | 2.7467e-05 | 0.30831 | 0.30831 | 0.30831 | 0.98972 | -0.19651 | 0.98995 | -0.19209 | 16.9401
38 | 0.014773 | 0.0037027 | -0.014773 | -0.0037024 | 4.6825e-07 | 2.668e-07 | 0.022151 | 0.022151 | 0.022151 | 0.99241 | -0.14506 | 0.99237 | -0.14573 | 6.0854
39 | -0.019623 | -0.0049183 | 0.019631 | 0.0049228 | 7.5871e-06 | 4.5537e-06 | 0.029423 | 0.029423 | 0.029423 | 0.99241 | -0.14506 | 0.99283 | -0.13695 | 8.0833
40 | 0.011304 | 0.0028332 | -0.011304 | -0.0028328 | 8.1138e-07 | 4.22e-07 | 0.016951 | 0.016951 | 0.016951 | 0.99237 | -0.14573 | 0.99229 | -0.14723 | 4.6567
41 | -0.023188 | -0.0058144 | 0.023194 | 0.0058178 | 5.652e-06 | 3.4559e-06 | 0.034755 | 0.034755 | 0.034755 | 0.99283 | -0.13695 | 0.99309 | -0.13184 | 9.548
42 | 0.0067909 | 0.0017018 | -0.0067907 | -0.0017018 | 1.2025e-07 | 3.7016e-08 | 0.010183 | 0.010183 | 0.010183 | 0.99229 | -0.14723 | 0.99228 | -0.14761 | 2.7976
43 | 0.019511 | 0.0048921 | -0.019508 | -0.0048898 | 3.7724e-06 | 2.2621e-06 | 0.029236 | 0.029236 | 0.029236 | 0.99309 | -0.13184 | 0.99288 | -0.13589 | 8.0319
44 | -0.29463 | -0.074653 | 0.295 | 0.074884 | 0.00036446 | 0.00023164 | 0.44175 | 0.44175 | 0.44175 | 0.99309 | -0.13184 | 0.99443 | -0.10612 | 24.2722
45 | 0.25193 | 0.063943 | -0.25181 | -0.063868 | 0.00011862 | 7.5197e-05 | 0.37776 | 0.37776 | 0.37776 | 0.99309 | -0.13184 | 0.99258 | -0.14163 | 20.7563
46 | 0.0033141 | 0.00083043 | -0.0033139 | -0.00083054 | 1.5067e-07 | -1.137e-07 | 0.0049697 | 0.0049698 | 0.0049698 | 0.99228 | -0.14761 | 0.99223 | -0.14856 | 1.3653
47 | 0.014564 | 0.0036508 | -0.014562 | -0.0036497 | 1.8214e-06 | 1.0339e-06 | 0.021827 | 0.021827 | 0.021827 | 0.99288 | -0.13589 | 0.99274 | -0.13852 | 5.9963
48 | -0.30554 | -0.077527 | 0.30576 | 0.077668 | 0.00022134 | 0.00014074 | 0.45753 | 0.45753 | 0.45753 | 0.99443 | -0.10612 | 0.99522 | -0.091071 | 25.1391
49 | 0.24936 | 0.063254 | -0.24932 | -0.063232 | 3.491e-05 | 2.2128e-05 | 0.37409 | 0.37409 | 0.37409 | 0.99258 | -0.14163 | 0.99243 | -0.14454 | 20.5546
50 | 0.010217 | 0.0025608 | -0.010216 | -0.0025604 | 8.8254e-07 | 4.3509e-07 | 0.015314 | 0.015314 | 0.015314 | 0.99274 | -0.13852 | 0.99265 | -0.14033 | 4.2072
51 | -0.30912 | -0.078509 | 0.30925 | 0.078594 | 0.00013411 | 8.5287e-05 | 0.46255 | 0.46255 | 0.46255 | 0.99522 | -0.091071 | 0.99569 | -0.082061 | 25.4149
52 | 0.2449 | 0.062123 | -0.24484 | -0.062087 | 5.6672e-05 | 3.5909e-05 | 0.36746 | 0.36746 | 0.36746 | 0.99243 | -0.14454 | 0.99218 | -0.14935 | 20.1901
53 | 0.13037 | 0.032916 | -0.13029 | -0.032865 | 7.961e-05 | 5.0881e-05 | 0.19713 | 0.19713 | 0.19713 | 0.98455 | -0.29652 | 0.98389 | -0.30927 | 54.1555
54 | 0.098239 | 0.024822 | -0.098091 | -0.024727 | 0.00014815 | 9.459e-05 | 0.14865 | 0.14865 | 0.14865 | 0.98389 | -0.30927 | 0.98227 | -0.34078 | 40.8368
55 | 0.032053 | 0.0080433 | -0.032043 | -0.008037 | 9.9987e-06 | 6.2551e-06 | 0.04848 | 0.04848 | 0.04848 | 0.98389 | -0.30927 | 0.98356 | -0.31582 | 13.3187
56 | -0.0055933 | -0.0014018 | 0.0055934 | 0.0014018 | 1.3145e-07 | 1.9674e-08 | 0.0083847 | 0.0083847 | 0.0083847 | 0.99263 | -0.14083 | 0.99265 | -0.14033 | 2.3035
57 | -0.0667 | -0.01675 | 0.066785 | 0.016804 | 8.5129e-05 | 5.4205e-05 | 0.10145 | 0.10145 | 0.10145 | 0.97848 | -0.41498 | 0.97984 | -0.38826 | 27.8696
58 | 0.013427 | 0.0033661 | -0.013423 | -0.003364 | 3.7527e-06 | 2.1004e-06 | 0.020419 | 0.020419 | 0.020419 | 0.97848 | -0.41498 | 0.97818 | -0.42084 | 5.6097
59 | 0.053273 | 0.013383 | -0.053245 | -0.013366 | 2.7819e-05 | 1.7662e-05 | 0.081026 | 0.081026 | 0.081026 | 0.97848 | -0.41498 | 0.97792 | -0.42592 | 22.2599
60 | -0.071119 | -0.01789 | 0.071146 | 0.017907 | 2.6967e-05 | 1.7181e-05 | 0.10803 | 0.10803 | 0.10803 | 0.97984 | -0.38826 | 0.98025 | -0.38033 | 29.6777
61 | 0.0023685 | 0.00059346 | -0.0023684 | -0.00059358 | 6.165e-08 | -1.1952e-07 | 0.0036029 | 0.003603 | 0.003603 | 0.97818 | -0.42084 | 0.97815 | -0.42139 | 0.98982
62 | 0.048939 | 0.012286 | -0.048911 | -0.012268 | 2.8431e-05 | 1.8024e-05 | 0.074474 | 0.074474 | 0.074474 | 0.97792 | -0.42592 | 0.9773 | -0.43811 | 20.4598
63 | -0.089842 | -0.022593 | 0.089935 | 0.022653 | 9.3811e-05 | 5.9869e-05 | 0.13641 | 0.13641 | 0.13641 | 0.98025 | -0.38033 | 0.98137 | -0.35849 | 37.4743
64 | 0.034775 | 0.0087257 | -0.034767 | -0.0087211 | 7.2775e-06 | 4.5709e-06 | 0.052951 | 0.052951 | 0.052951 | 0.9773 | -0.43811 | 0.97708 | -0.4425 | 14.5469
65 | -0.094128 | -0.023703 | 0.094208 | 0.023754 | 7.9769e-05 | 5.092e-05 | 0.14276 | 0.14276 | 0.14276 | 0.98137 | -0.35849 | 0.98227 | -0.34078 | 39.2209
66 | 0.029164 | 0.0073167 | -0.029146 | -0.0073059 | 1.7416e-05 | 1.0851e-05 | 0.044417 | 0.044417 | 0.044417 | 0.97708 | -0.4425 | 0.97644 | -0.45503 | 12.2025
67 | -0.0026609 | -0.00066688 | 0.0026609 | 0.00066684 | 2.4164e-08 | -3.8339e-08 | 0.0039617 | 0.0039616 | 0.0039617 | 0.99944 | -0.010781 | 0.99945 | -0.01059 | 1.0884
68 | -0.012973 | -0.0032514 | 0.012976 | 0.0032528 | 2.6005e-06 | 1.4207e-06 | 0.019315 | 0.019315 | 0.019315 | 0.99945 | -0.01059 | 0.99967 | -0.0063835 | 5.3064
69 | -0.012976 | -0.0032528 | 0.01298 | 0.003255 | 3.9479e-06 | 2.1566e-06 | 0.019315 | 0.019315 | 0.019315 | 0.99967 | -0.0063835 | 1 | 0 | 5.3064
70 | 0.58688 | 0.14966 | -0.58593 | -0.14906 | 0.00094353 | 0.00060278 | 0.8742 | 0.8742 | 0.8742 | 1 | 0 | 0.99824 | -0.033356 | 48.0327
71 | 0.58329 | 0.1484 | -0.58262 | -0.14797 | 0.00066571 | 0.00042529 | 0.87025 | 0.87025 | 0.87025 | 0.99824 | -0.033356 | 0.997 | -0.057066 | 47.8159
72 | -0.016555 | -0.0041495 | 0.01656 | 0.004152 | 4.1459e-06 | 2.4304e-06 | 0.025068 | 0.025068 | 0.025068 | 0.98271 | -0.33235 | 0.98298 | -0.3271 | 6.8869
73 | 0.0132 | 0.0033087 | -0.013199 | -0.0033081 | 1.0919e-06 | 6.0649e-07 | 0.019988 | 0.019988 | 0.019988 | 0.98271 | -0.33235 | 0.98263 | -0.33409 | 5.4912
74 | -0.022167 | -0.0055573 | 0.022174 | 0.0055616 | 6.9864e-06 | 4.2615e-06 | 0.033557 | 0.033557 | 0.033557 | 0.98298 | -0.3271 | 0.98332 | -0.32049 | 9.2188
75 | 0.0089461 | 0.0022421 | -0.0089449 | -0.0022416 | 1.131e-06 | 5.157e-07 | 0.013547 | 0.013547 | 0.013547 | 0.98263 | -0.33409 | 0.98249 | -0.33674 | 3.7218
76 | -0.026066 | -0.0065368 | 0.026071 | 0.0065404 | 5.8049e-06 | 3.5889e-06 | 0.039446 | 0.039445 | 0.039446 | 0.98332 | -0.32049 | 0.98356 | -0.31582 | 10.8367
77 | 0.0038916 | 0.00097519 | -0.0038914 | -0.00097528 | 2.5278e-07 | -8.4762e-08 | 0.005889 | 0.0058891 | 0.0058891 | 0.98332 | -0.32049 | 0.98325 | -0.32185 | 1.6179
78 | 0.0062821 | 0.0015742 | -0.0062817 | -0.0015741 | 3.922e-07 | 1.0471e-07 | 0.0095144 | 0.0095144 | 0.0095144 | 0.98249 | -0.33674 | 0.98242 | -0.33806 | 2.6139
79 | 0.0042763 | 0.0010715 | -0.0042761 | -0.0010716 | 2.2287e-07 | -3.6734e-08 | 0.006477 | 0.0064771 | 0.0064771 | 0.98242 | -0.33806 | 0.98237 | -0.33915 | 1.7794
80 | 0.0023118 | 0.00057925 | -0.0023117 | -0.00057937 | 5.7127e-08 | -1.2073e-07 | 0.0035016 | 0.0035017 | 0.0035017 | 0.98237 | -0.33915 | 0.98234 | -0.33967 | 0.962
81 | 0.31138 | 0.079166 | -0.31128 | -0.079102 | 0.00010121 | 6.4372e-05 | 0.46558 | 0.46558 | 0.46558 | 0.99604 | -0.07531 | 0.99569 | -0.082061 | 25.5812
82 | -0.31337 | -0.079664 | 0.31364 | 0.07984 | 0.00027563 | 0.00017531 | 0.46854 | 0.46854 | 0.46854 | 0.99604 | -0.07531 | 0.997 | -0.057066 | 25.7442
83 | 0.029367 | 0.0073687 | -0.029358 | -0.0073631 | 8.9888e-06 | 5.5902e-06 | 0.043834 | 0.043834 | 0.043834 | 0.997 | -0.057066 | 0.99667 | -0.063488 | 12.0422
84 | 0.23961 | 0.060764 | -0.23948 | -0.060678 | 0.00013665 | 8.6526e-05 | 0.35787 | 0.35787 | 0.35787 | 0.997 | -0.057066 | 0.99638 | -0.068936 | 19.6633
85 | 0.025985 | 0.0065176 | -0.025979 | -0.0065141 | 5.6183e-06 | 3.466e-06 | 0.038797 | 0.038797 | 0.038797 | 0.99667 | -0.063488 | 0.99643 | -0.068025 | 10.6585
86 | 0.022771 | 0.00571 | -0.022767 | -0.0057074 | 4.2246e-06 | 2.5768e-06 | 0.034006 | 0.034006 | 0.034006 | 0.99643 | -0.068025 | 0.99623 | -0.071918 | 9.3422
87 | 0.019527 | 0.0048956 | -0.019524 | -0.0048937 | 3.1915e-06 | 1.9123e-06 | 0.029168 | 0.029168 | 0.029168 | 0.99623 | -0.071918 | 0.99605 | -0.075348 | 8.0131
88 | 0.22362 | 0.056682 | -0.2235 | -0.056604 | 0.00012345 | 7.8071e-05 | 0.33595 | 0.33595 | 0.33595 | 0.99114 | -0.16919 | 0.99055 | -0.18068 | 18.4589
89 | -0.22853 | -0.057913 | 0.22854 | 0.057914 | 1.667e-06 | 1.0547e-06 | 0.34333 | 0.34333 | 0.34333 | 0.99114 | -0.16919 | 0.99115 | -0.16904 | 18.8641
90 | 0.22022 | 0.055783 | -0.22018 | -0.055757 | 4.1611e-05 | 2.6305e-05 | 0.33103 | 0.33103 | 0.33103 | 0.99055 | -0.18068 | 0.99034 | -0.18462 | 18.1887
91 | -0.23465 | -0.059447 | 0.23473 | 0.059497 | 7.9533e-05 | 5.0351e-05 | 0.35251 | 0.35251 | 0.35251 | 0.99115 | -0.16904 | 0.99152 | -0.16198 | 19.3685
92 | 0.21199 | 0.053705 | -0.21198 | -0.053694 | 1.6941e-05 | 1.0699e-05 | 0.31873 | 0.31873 | 0.31873 | 0.99034 | -0.18462 | 0.99026 | -0.18628 | 17.5128
93 | -0.23722 | -0.060122 | 0.23732 | 0.060185 | 9.8238e-05 | 6.2207e-05 | 0.35625 | 0.35625 | 0.35625 | 0.99152 | -0.16198 | 0.99197 | -0.15337 | 19.5743
94 | 0.20805 | 0.05271 | -0.20799 | -0.052674 | 5.802e-05 | 3.6624e-05 | 0.31283 | 0.31283 | 0.31283 | 0.99026 | -0.18628 | 0.98995 | -0.19209 | 17.1886
95 | -0.24168 | -0.061277 | 0.24173 | 0.061307 | 4.6642e-05 | 2.9546e-05 | 0.36279 | 0.36279 | 0.36279 | 0.99197 | -0.15337 | 0.99218 | -0.14935 | 19.9336
96 | 0.0039704 | 0.00099501 | -0.0039703 | -0.00099505 | 1.2286e-07 | -3.9498e-08 | 0.0059697 | 0.0059697 | 0.0059697 | 0.98967 | -0.19816 | 0.98964 | -0.19881 | 1.64
97 | -0.0079401 | -0.0019899 | 0.0079404 | 0.00199 | 3.1459e-07 | 1.257e-07 | 0.011938 | 0.011938 | 0.011938 | 0.98967 | -0.19816 | 0.98971 | -0.19733 | 3.2797
98 | -0.011823 | -0.0029631 | 0.011823 | 0.0029632 | 3.5427e-07 | 1.8831e-07 | 0.017775 | 0.017775 | 0.017775 | 0.98971 | -0.19733 | 0.98975 | -0.1967 | 4.8834
99 | -0.015754 | -0.0039484 | 0.015755 | 0.003949 | 1.1618e-06 | 6.7256e-07 | 0.023685 | 0.023685 | 0.023685 | 0.98975 | -0.1967 | 0.98982 | -0.19515 | 6.5068
100 | -0.019831 | -0.0049706 | 0.019832 | 0.0049712 | 1.1096e-06 | 6.6738e-07 | 0.029812 | 0.029812 | 0.029812 | 0.98982 | -0.19515 | 0.98989 | -0.19398 | 8.1902
101 | 0.0085335 | 0.0021388 | -0.0085331 | -0.0021386 | 3.9639e-07 | 1.7285e-07 | 0.012896 | 0.012896 | 0.012896 | 0.98465 | -0.29551 | 0.9846 | -0.29649 | 3.5429
102 | -0.0085335 | -0.0021388 | 0.008534 | 0.002139 | 4.6206e-07 | 2.0147e-07 | 0.012896 | 0.012896 | 0.012896 | 0.98465 | -0.29551 | 0.98471 | -0.29438 | 3.5428
103 | -0.008534 | -0.002139 | 0.0085352 | 0.0021395 | 1.268e-06 | 5.5283e-07 | 0.012896 | 0.012896 | 0.012896 | 0.98471 | -0.29438 | 0.98487 | -0.29126 | 3.5428
104 | -0.023522 | -0.005896 | 0.023526 | 0.0058983 | 3.8758e-06 | 2.3742e-06 | 0.035359 | 0.035359 | 0.035359 | 0.98989 | -0.19398 | 0.99006 | -0.19052 | 9.7139
105 | 0.016119 | 0.0040403 | -0.016116 | -0.0040384 | 3.136e-06 | 1.8194e-06 | 0.02408 | 0.02408 | 0.02408 | 0.99605 | -0.075348 | 0.99584 | -0.079433 | 6.6155
106 | 0.016116 | 0.0040384 | -0.016115 | -0.0040379 | 1e-06 | 5.8019e-07 | 0.02408 | 0.02408 | 0.02408 | 0.99584 | -0.079433 | 0.99577 | -0.080736 | 6.6155
107 | 0.0085489 | 0.0021417 | -0.0085481 | -0.0021413 | 8.4561e-07 | 3.6146e-07 | 0.012775 | 0.012775 | 0.012775 | 0.99577 | -0.080736 | 0.99567 | -0.082813 | 3.5095
108 | 0.0052491 | 0.0013145 | -0.0052476 | -0.0013144 | 1.5787e-06 | 1.2092e-07 | 0.0078445 | 0.0078448 | 0.0078448 | 0.99567 | -0.082813 | 0.99534 | -0.08913 | 2.1552
109 | 0.0052476 | 0.0013144 | -0.0052462 | -0.0013143 | 1.3727e-06 | 1.0568e-07 | 0.0078448 | 0.007845 | 0.007845 | 0.99534 | -0.08913 | 0.99505 | -0.094624 | 2.1552
110 | -0.11323 | -0.028487 | 0.11325 | 0.0285 | 2.0463e-05 | 1.3072e-05 | 0.17056 | 0.17056 | 0.17056 | 0.98813 | -0.22788 | 0.98832 | -0.2241 | 46.8562
111 | -0.11532 | -0.029018 | 0.11542 | 0.029082 | 0.00010045 | 6.4174e-05 | 0.17367 | 0.17367 | 0.17367 | 0.98832 | -0.2241 | 0.98926 | -0.20589 | 47.7109
112 | -0.11748 | -0.029598 | 0.11756 | 0.029649 | 7.8766e-05 | 5.0324e-05 | 0.17677 | 0.17677 | 0.17677 | 0.98926 | -0.20589 | 0.98999 | -0.19188 | 48.5619
113 | 0.021511 | 0.0053943 | -0.021506 | -0.0053913 | 4.9015e-06 | 2.9792e-06 | 0.032484 | 0.032484 | 0.032484 | 0.98537 | -0.2815 | 0.98513 | -0.28628 | 8.9243
114 | -0.12413 | -0.031295 | 0.1243 | 0.031403 | 0.00016893 | 0.00010795 | 0.18664 | 0.18664 | 0.18664 | 0.98999 | -0.19188 | 0.99146 | -0.16348 | 51.2751
115 | 0.014778 | 0.0037053 | -0.014775 | -0.0037033 | 3.5063e-06 | 2.0052e-06 | 0.022323 | 0.022323 | 0.022323 | 0.98513 | -0.28628 | 0.98487 | -0.29126 | 6.1326
116 | 0.010538 | 0.0026407 | -0.010537 | -0.0026404 | 6.1732e-07 | 3.1536e-07 | 0.016065 | 0.016065 | 0.016065 | 0.9761 | -0.46178 | 0.97604 | -0.46301 | 4.4133
117 | -0.012571 | -0.0031501 | 0.012571 | 0.0031506 | 8.8181e-07 | 4.8431e-07 | 0.019163 | 0.019163 | 0.019163 | 0.9761 | -0.46178 | 0.97617 | -0.46031 | 5.2646
118 | 0.0084926 | 0.0021279 | -0.0084922 | -0.0021277 | 4.1009e-07 | 1.8093e-07 | 0.012947 | 0.012947 | 0.012947 | 0.97604 | -0.46301 | 0.97598 | -0.46402 | 3.5569
119 | -0.014599 | -0.0036586 | 0.014602 | 0.0036606 | 3.4769e-06 | 1.9911e-06 | 0.022253 | 0.022253 | 0.022253 | 0.97617 | -0.46031 | 0.97643 | -0.45531 | 6.1135
120 | 0.0064234 | 0.0016092 | -0.006423 | -0.0016091 | 4.0946e-07 | 1.1979e-07 | 0.0097931 | 0.0097931 | 0.0097931 | 0.97598 | -0.46402 | 0.97592 | -0.46536 | 2.6904
121 | -0.0232 | -0.0058153 | 0.0232 | 0.0058155 | 3.0419e-07 | 1.8657e-07 | 0.035355 | 0.035355 | 0.035355 | 0.97643 | -0.45531 | 0.97644 | -0.45503 | 9.7129
122 | 0.0043876 | 0.001099 | -0.0043875 | -0.001099 | 1.0809e-07 | -1.1299e-08 | 0.0066897 | 0.0066897 | 0.0066897 | 0.97592 | -0.46536 | 0.97589 | -0.46588 | 1.8378
123 | 0.0022755 | 0.00056967 | -0.0022754 | -0.00056993 | 1.2556e-07 | -2.6716e-07 | 0.0034694 | 0.0034695 | 0.0034695 | 0.97589 | -0.46588 | 0.97583 | -0.46704 | 0.95316
124 | 0.062823 | 0.015782 | -0.062773 | -0.015751 | 4.9393e-05 | 3.1421e-05 | 0.0943 | 0.0943 | 0.0943 | 0.99146 | -0.16348 | 0.99061 | -0.17997 | 25.9066
125 | 0.0099158 | 0.0024861 | -0.0099125 | -0.0024845 | 3.3495e-06 | 1.6238e-06 | 0.014882 | 0.014883 | 0.014883 | 0.99146 | -0.16348 | 0.99109 | -0.17058 | 4.0886
126 | -0.19704 | -0.049671 | 0.19724 | 0.049798 | 0.0001977 | 0.00012622 | 0.29582 | 0.29582 | 0.29582 | 0.99146 | -0.16348 | 0.99254 | -0.14254 | 40.6351
127 | 0.062773 | 0.015751 | -0.062757 | -0.01574 | 1.6366e-05 | 1.0411e-05 | 0.0943 | 0.0943 | 0.0943 | 0.99061 | -0.17997 | 0.99032 | -0.18544 | 25.9066
128 | 0.0099125 | 0.0024845 | -0.0099117 | -0.0024841 | 7.7169e-07 | 3.7417e-07 | 0.014883 | 0.014883 | 0.014883 | 0.99109 | -0.17058 | 0.99101 | -0.17221 | 4.0886
129 | -0.19934 | -0.050325 | 0.19934 | 0.050327 | 2.7988e-06 | 1.7643e-06 | 0.29898 | 0.29898 | 0.29898 | 0.99254 | -0.14254 | 0.99256 | -0.14225 | 16.4274
130 | 0.056935 | 0.014281 | -0.056931 | -0.014278 | 3.9931e-06 | 2.5369e-06 | 0.085552 | 0.085552 | 0.085552 | 0.99032 | -0.18544 | 0.99025 | -0.18691 | 23.5033
131 | 0.0060917 | 0.0015267 | -0.0060914 | -0.0015267 | 2.4749e-07 | 5.6759e-08 | 0.0091467 | 0.0091468 | 0.0091468 | 0.99101 | -0.17221 | 0.99096 | -0.17306 | 2.5129
132 | -0.20195 | -0.050981 | 0.20203 | 0.051031 | 8.014e-05 | 5.0537e-05 | 0.30289 | 0.30289 | 0.30289 | 0.99256 | -0.14225 | 0.99299 | -0.13397 | 16.6423
133 | 0.0052462 | 0.0013143 | -0.0052435 | -0.0013141 | 2.6436e-06 | 2.0491e-07 | 0.007845 | 0.0078456 | 0.0078456 | 0.99505 | -0.094624 | 0.99451 | -0.10521 | 2.1554
134 | 0.0026491 | 0.00066388 | -0.0026491 | -0.00066393 | 2.8005e-08 | -4.3754e-08 | 0.0039637 | 0.0039637 | 0.0039637 | 0.99451 | -0.10521 | 0.9945 | -0.10543 | 1.0889
135 | -0.20581 | -0.051977 | 0.20583 | 0.051991 | 2.1978e-05 | 1.3867e-05 | 0.30855 | 0.30855 | 0.30855 | 0.99299 | -0.13397 | 0.99311 | -0.13174 | 16.9531
136 | 0.029993 | 0.0075231 | -0.029984 | -0.0075175 | 9.0089e-06 | 5.6136e-06 | 0.045071 | 0.045071 | 0.045071 | 0.99025 | -0.18691 | 0.98992 | -0.19322 | 12.3822
137 | 0.026938 | 0.0067553 | -0.026934 | -0.0067525 | 4.6301e-06 | 2.8664e-06 | 0.040481 | 0.040481 | 0.040481 | 0.99025 | -0.18691 | 0.99006 | -0.19052 | 11.1211
138 | -0.0022752 | -0.00057022 | 0.0022754 | 0.00056993 | 1.3606e-07 | -2.8942e-07 | 0.0034696 | 0.0034695 | 0.0034696 | 0.97577 | -0.46829 | 0.97583 | -0.46704 | 0.9532
139 | 0.025205 | 0.0063198 | -0.025197 | -0.0063149 | 7.8973e-06 | 4.8657e-06 | 0.037888 | 0.037888 | 0.037888 | 0.98992 | -0.19322 | 0.98959 | -0.19979 | 10.4087

## res_trafo
| p_hv_mw | q_hv_mvar | p_lv_mw | q_lv_mvar | pl_mw | ql_mvar | i_hv_ka | i_lv_ka | vm_hv_pu | va_hv_degree | vm_lv_pu | va_lv_degree | loading_percent
0 | -1.2729e-15 | -1.3162e-15 | 0.00165 | 1.2699e-07 | 0.00165 | 1.2699e-07 | 5.2857e-17 | 0.0023815 | 0.99998 | 149.9956 | 1 | 0 | 0.2619

## res_ext_grid
| p_mw | q_mvar
0 | 0.60703 | 0.1543

## res_load
| p_mw | q_mvar
0 | 0.01048 | 0.0026265
1 | 0.0053892 | 0.0013507
2 | 0.0062746 | 0.0015726
3 | 0.0096096 | 0.0024084
4 | 0.028632 | 0.0071757
5 | 0.0057283 | 0.0014356
6 | 0.0033565 | 0.00084121
7 | 0.0033505 | 0.00083972
8 | 0.0042642 | 0.0010687
9 | 0.0036038 | 0.00090319
10 | 0.0056897 | 0.001426
11 | 0.0030774 | 0.00077128
12 | 0.0062602 | 0.001569
13 | 0.0047123 | 0.001181
14 | 0.0075419 | 0.0018902
15 | 0.0045917 | 0.0011508
16 | 0.0075801 | 0.0018997
17 | 0.0073139 | 0.001833
18 | 0.0033083 | 0.00082913
19 | 0.0074149 | 0.0018583
20 | 0.0020374 | 0.00051062
21 | 0.0025474 | 0.00063844
22 | 0.0020438 | 0.00051223
23 | 0.0024662 | 0.0006181
24 | 0.0016136 | 0.0004044
25 | 0.0037455 | 0.00093871
26 | 0.0019224 | 0.00048179
27 | 0.0050035 | 0.001254
28 | 0.0038862 | 0.00097397
29 | 0.0048501 | 0.0012156
30 | 0.0034681 | 0.0008692
31 | 0.0035574 | 0.00089157
32 | 0.0045128 | 0.001131
33 | 0.0034767 | 0.00087134
34 | 0.004944 | 0.0012391
35 | 0.010545 | 0.0026428
36 | 0.0024486 | 0.00061367
37 | 0.0033139 | 0.00083054
38 | 0.0043447 | 0.0010889
39 | 0.0033564 | 0.00084118
40 | 0.0044247 | 0.0011089
41 | 0.0069408 | 0.0017395
42 | 0.0055933 | 0.0014018
43 | 0.0046228 | 0.0011586
44 | 0.0043338 | 0.0010862
45 | 0.011055 | 0.0027706
46 | 0.0043063 | 0.0010793
47 | 0.018696 | 0.0046856
48 | 0.0023684 | 0.00059358
49 | 0.014136 | 0.0035428
50 | 0.0041928 | 0.0010508
51 | 0.0056035 | 0.0014044
52 | 0.0026609 | 0.00066688
53 | 0.010313 | 0.0025846
54 | 0.0055177 | 0.0013829
55 | 0.0026475 | 0.00066353
56 | 0.0033551 | 0.00084086
57 | 0.0056075 | 0.0014054
58 | 0.0042532 | 0.001066
59 | 0.0026628 | 0.00066737
60 | 0.0059718 | 0.0014967
61 | 0.0038914 | 0.00097528
62 | 0.0020054 | 0.0005026
63 | 0.0019643 | 0.00049231
64 | 0.0019866 | 0.00049788
65 | 0.0020255 | 0.00050765
66 | 0.0033735 | 0.00084549
67 | 0.0043854 | 0.0010991
68 | 0.0032084 | 0.00080411
69 | 0.0032392 | 0.00081182
70 | 0.0049123 | 0.0012311
71 | 0.0032747 | 0.00082071
72 | 0.0061145 | 0.0015324
73 | 0.0081872 | 0.0020519
74 | 0.0024953 | 0.00062539
75 | 0.0039262 | 0.00098399
76 | 0.0043599 | 0.0010927
77 | 0.0030094 | 0.00075422
78 | 0.0031125 | 0.00078007
79 | 0.0039697 | 0.00099489
80 | 0.0039703 | 0.00099505
81 | 0.0038825 | 0.00097304
82 | 0.0039306 | 0.00098511
83 | 0.0040759 | 0.0010215
84 | 0.0085331 | 0.0021386
85 | 0.0036897 | 0.00092473
86 | 0.0034053 | 0.00085345
87 | 0.0075658 | 0.0018962
88 | 0.003299 | 0.0008268
89 | 0.003883 | 0.00097317
90 | 0.014819 | 0.003714
91 | 0.0020662 | 0.00051783
92 | 0.0020595 | 0.00051616
93 | 0.0071584 | 0.0017941
94 | 0.0065706 | 0.0016467
95 | 0.0067275 | 0.0016861
96 | 0.0020326 | 0.00050942
97 | 0.0020448 | 0.00051247
98 | 0.0020271 | 0.00050804
99 | 0.0020688 | 0.00051849
100 | 0.0085975 | 0.0021547
101 | 0.0020354 | 0.00051012
102 | 0.0059465 | 0.0014903
103 | 0.002112 | 0.00052931
104 | 0.002105 | 0.00052757
105 | 0.0058222 | 0.0014592
106 | 0.0038201 | 0.0009574
107 | 0.0026089 | 0.00065385
108 | 0.0025944 | 0.00065022
109 | 0.0037742 | 0.0009459
110 | 0.0014968 | 0.00037513
111 | 0.0060914 | 0.0015267
112 | 0.0062394 | 0.0015637
113 | 0.0022752 | 0.00057022
114 | 0.0023117 | 0.00057937
115 | 0.0034081 | 0.00085414
116 | 0.0047789 | 0.0011977
117 | 0.025197 | 0.0063149
118 | 0.0026491 | 0.00066393

## dtypes
| element | column | dtype
0 | bus | name | object
1 | bus | vn_kv | float64
2 | bus | type | object
3 | bus | zone | object
4 | bus | in_service | bool
5 | load | name | object
6 | load | bus | uint32
7 | load | p_mw | float64
8 | load | q_mvar | float64
9 | load | const_z_percent | float64
10 | load | const_i_percent | float64
11 | load | sn_mva | float64
12 | load | scaling | float64
13 | load | in_service | bool
14 | load | type | object
15 | ext_grid | name | object
16 | ext_grid | bus | uint32
17 | ext_grid | vm_pu | float64
18 | ext_grid | va_degree | float64
19 | ext_grid | slack_weight | float64
20 | ext_grid | in_service | bool
21 | line | name | object
22 | line | std_type | object
23 | line | from_bus | uint32
24 | line | to_bus | uint32
25 | line | length_km | float64
26 | line | r_ohm_per_km | float64
27 | line | x_ohm_per_km | float64
28 | line | c_nf_per_km | float64
29 | line | g_us_per_km | float64
30 | line | max_i_ka | float64
31 | line | df | float64
32 | line | parallel | uint32
33 | line | type | object
34 | line | in_service | bool
35 | trafo | name | object
36 | trafo | std_type | object
37 | trafo | hv_bus | uint32
38 | trafo | lv_bus | uint32
39 | trafo | sn_mva | float64
40 | trafo | vn_hv_kv | float64
41 | trafo | vn_lv_kv | float64
42 | trafo | vk_percent | float64
43 | trafo | vkr_percent | float64
44 | trafo | pfe_kw | float64
45 | trafo | i0_percent | float64
46 | trafo | shift_degree | float64
47 | trafo | tap_side | object
48 | trafo | tap_neutral | int32
49 | trafo | tap_min | int32
50 | trafo | tap_max | int32
51 | trafo | tap_step_percent | float64
52 | trafo | tap_step_degree | float64
53 | trafo | tap_pos | int32
54 | trafo | tap_phase_shifter | bool
55 | trafo | parallel | uint32
56 | trafo | df | float64
57 | trafo | in_service | bool
58 | line_geodata | coords | object
59 | bus_geodata | x | float64
60 | bus_geodata | y | float64
61 | bus_geodata | coords | object
62 | res_bus | vm_pu | float64
63 | res_bus | va_degree | float64
64 | res_bus | p_mw | float64
65 | res_bus | q_mvar | float64
66 | res_line | p_from_mw | float64
67 | res_line | q_from_mvar | float64
68 | res_line | p_to_mw | float64
69 | res_line | q_to_mvar | float64
70 | res_line | pl_mw | float64
71 | res_line | ql_mvar | float64
72 | res_line | i_from_ka | float64
73 | res_line | i_to_ka | float64
74 | res_line | i_ka | float64
75 | res_line | vm_from_pu | float64
76 | res_line | va_from_degree | float64
77 | res_line | vm_to_pu | float64
78 | res_line | va_to_degree | float64
79 | res_line | loading_percent | float64
80 | res_trafo | p_hv_mw | float64
81 | res_trafo | q_hv_mvar | float64
82 | res_trafo | p_lv_mw | float64
83 | res_trafo | q_lv_mvar | float64
84 | res_trafo | pl_mw | float64
85 | res_trafo | ql_mvar | float64
86 | res_trafo | i_hv_ka | float64
87 | res_trafo | i_lv_ka | float64
88 | res_trafo | vm_hv_pu | float64
89 | res_trafo | va_hv_degree | float64
90 | res_trafo | vm_lv_pu | float64
91 | res_trafo | va_lv_degree | float64
92 | res_trafo | loading_percent | float64
93 | res_ext_grid | p_mw | float64
94 | res_ext_grid | q_mvar | float64
95 | res_load | p_mw | float64
96 | res_load | q_mvar | float64

## parameters
| version | format_version | converged | OPF_converged | name | f_hz | sn_mva
0 | 2.14.6 | 2.14.0 | TRUE | FALSE |  | 50 | 1