## bus
| name | vn_kv | type | zone | in_service
0 | bus_LV_2583-3_0_3_node_0 | 0.4 | n |  | TRUE
1 | bus_LV_2583-3_0_3_node_1 | 0.4 | n |  | TRUE
2 | bus_LV_2583-3_0_3_node_2 | 0.4 | n |  | TRUE
3 | bus_LV_2583-3_0_3_node_3 | 0.4 | n |  | TRUE
4 | bus_LV_2583-3_0_3_node_4 | 0.4 | n |  | TRUE
5 | bus_LV_2583-3_0_3_node_114 | 0.4 | n |  | TRUE
6 | bus_LV_2583-3_0_3_node_148 | 0.4 | n |  | TRUE
7 | bus_LV_2583-3_0_3_node_214 | 0.4 | n |  | TRUE
8 | bus_LV_2583-3_0_3_node_5 | 0.4 | n |  | TRUE
9 | bus_LV_2583-3_0_3_node_6 | 0.4 | n |  | TRUE
10 | bus_LV_2583-3_0_3_node_7 | 0.4 | n |  | TRUE
11 | bus_LV_2583-3_0_3_node_8 | 0.4 | n |  | TRUE
12 | bus_LV_2583-3_0_3_node_9 | 0.4 | n |  | TRUE
13 | bus_LV_2583-3_0_3_node_10 | 0.4 | n |  | TRUE
14 | bus_LV_2583-3_0_3_node_11 | 0.4 | n |  | TRUE
15 | bus_LV_2583-3_0_3_node_45 | 0.4 | n |  | TRUE
16 | bus_LV_2583-3_0_3_node_207 | 0.4 | n |  | TRUE
17 | bus_LV_2583-3_0_3_node_143 | 0.4 | n |  | TRUE
18 | bus_LV_2583-3_0_3_node_140 | 0.4 | n |  | TRUE
19 | bus_LV_2583-3_0_3_node_71 | 0.4 | n |  | TRUE
20 | bus_LV_2583-3_0_3_node_50 | 0.4 | n |  | TRUE
21 | bus_LV_2583-3_0_3_node_43 | 0.4 | n |  | TRUE
22 | bus_LV_2583-3_0_3_node_205 | 0.4 | n |  | TRUE
23 | bus_LV_2583-3_0_3_node_141 | 0.4 | n |  | TRUE
24 | bus_LV_2583-3_0_3_node_72 | 0.4 | n |  | TRUE
25 | bus_LV_2583-3_0_3_node_12 | 0.4 | n |  | TRUE
26 | bus_LV_2583-3_0_3_node_13 | 0.4 | n |  | TRUE
27 | bus_LV_2583-3_0_3_node_14 | 0.4 | n |  | TRUE
28 | bus_LV_2583-3_0_3_node_15 | 0.4 | n |  | TRUE
29 | bus_LV_2583-3_0_3_node_16 | 0.4 | n |  | TRUE
30 | bus_LV_2583-3_0_3_node_154 | 0.4 | n |  | TRUE
31 | bus_LV_2583-3_0_3_node_227 | 0.4 | n |  | TRUE
32 | bus_LV_2583-3_0_3_node_179 | 0.4 | n |  | TRUE
33 | bus_LV_2583-3_0_3_node_202 | 0.4 | n |  | TRUE
34 | bus_LV_2583-3_0_3_node_139 | 0.4 | n |  | TRUE
35 | bus_LV_2583-3_0_3_node_225 | 0.4 | n |  | TRUE
36 | bus_LV_2583-3_0_3_node_27 | 0.4 | n |  | TRUE
37 | bus_LV_2583-3_0_3_node_28 | 0.4 | n |  | TRUE
38 | bus_LV_2583-3_0_3_node_29 | 0.4 | n |  | TRUE
39 | bus_LV_2583-3_0_3_node_30 | 0.4 | n |  | TRUE
40 | bus_LV_2583-3_0_3_node_31 | 0.4 | n |  | TRUE
41 | bus_LV_2583-3_0_3_node_188 | 0.4 | n |  | TRUE
42 | bus_LV_2583-3_0_3_node_178 | 0.4 | n |  | TRUE
43 | bus_LV_2583-3_0_3_node_113 | 0.4 | n |  | TRUE
44 | bus_LV_2583-3_0_3_node_187 | 0.4 | n |  | TRUE
45 | bus_LV_2583-3_0_3_node_197 | 0.4 | n |  | TRUE
46 | bus_LV_2583-3_0_3_node_90 | 0.4 | n |  | TRUE
47 | bus_LV_2583-3_0_3_node_177 | 0.4 | n |  | TRUE
48 | bus_LV_2583-3_0_3_node_111 | 0.4 | n |  | TRUE
49 | bus_LV_2583-3_0_3_node_42 | 0.4 | n |  | TRUE
50 | bus_LV_2583-3_0_3_node_44 | 0.4 | n |  | TRUE
51 | bus_LV_2583-3_0_3_node_46 | 0.4 | n |  | TRUE
52 | bus_LV_2583-3_0_3_node_96 | 0.4 | n |  | TRUE
53 | bus_LV_2583-3_0_3_node_94 | 0.4 | n |  | TRUE
54 | bus_LV_2583-3_0_3_node_58 | 0.4 | n |  | TRUE
55 | bus_LV_2583-3_0_3_node_59 | 0.4 | n |  | TRUE
56 | bus_LV_2583-3_0_3_node_60 | 0.4 | n |  | TRUE
57 | bus_LV_2583-3_0_3_node_61 | 0.4 | n |  | TRUE
58 | bus_LV_2583-3_0_3_node_62 | 0.4 | n |  | TRUE
59 | bus_LV_2583-3_0_3_node_63 | 0.4 | n |  | TRUE
60 | bus_LV_2583-3_0_3_node_64 | 0.4 | n |  | TRUE
61 | bus_LV_2583-3_0_3_node_115 | 0.4 | n |  | TRUE
62 | bus_LV_2583-3_0_3_node_212 | 0.4 | n |  | TRUE
63 | bus_LV_2583-3_0_3_node_228 | 0.4 | n |  | TRUE
64 | bus_LV_2583-3_0_3_node_231 | 0.4 | n |  | TRUE
65 | bus_LV_2583-3_0_3_node_112 | 0.4 | n |  | TRUE
66 | bus_LV_2583-3_0_3_node_213 | 0.4 | n |  | TRUE
67 | bus_LV_2583-3_0_3_node_229 | 0.4 | n |  | TRUE
68 | bus_LV_2583-3_0_3_node_89 | 0.4 | n |  | TRUE
69 | bus_LV_2583-3_0_3_node_91 | 0.4 | n |  | TRUE
70 | bus_LV_2583-3_0_3_node_87 | 0.4 | n |  | TRUE
71 | bus_LV_2583-3_0_3_node_232 | 0.4 | n |  | TRUE
72 | bus_LV_2583-3_0_3_node_69 | 0.4 | n |  | TRUE
73 | bus_LV_2583-3_0_3_node_107 | 0.4 | n |  | TRUE
74 | bus_LV_2583-3_0_3_node_108 | 0.4 | n |  | TRUE
75 | bus_LV_2583-3_0_3_node_122 | 0.4 | n |  | TRUE
76 | bus_LV_2583-3_0_3_node_121 | 0.4 | n |  | TRUE
77 | bus_LV_2583-3_0_3_node_221 | 0.4 | n |  | TRUE
78 | bus_LV_2583-3_0_3_node_88 | 0.4 | n |  | TRUE
79 | bus_LV_2583-3_0_3_node_137 | 0.4 | n |  | TRUE
80 | bus_LV_2583-3_0_3_node_133 | 0.4 | n |  | TRUE
81 | bus_LV_2583-3_0_3_node_92 | 0.4 | n |  | TRUE
82 | bus_LV_2583-3_0_3_node_93 | 0.4 | n |  | TRUE
83 | bus_LV_2583-3_0_3_node_95 | 0.4 | n |  | TRUE
84 | bus_LV_2583-3_0_3_node_97 | 0.4 | n |  | TRUE
85 | bus_LV_2583-3_0_3_node_98 | 0.4 | n |  | TRUE
86 | bus_LV_2583-3_0_3_node_146 | 0.4 | n |  | TRUE
87 | bus_LV_2583-3_0_3_node_196 | 0.4 | n |  | TRUE
88 | bus_LV_2583-3_0_3_node_237 | 0.4 | n |  | TRUE
89 | bus_LV_2583-3_0_3_node_144 | 0.4 | n |  | TRUE
90 | bus_LV_2583-3_0_3_node_186 | 0.4 | n |  | TRUE
91 | bus_LV_2583-3_0_3_node_234 | 0.4 | n |  | TRUE
92 | bus_LV_2583-3_0_3_node_210 | 0.4 | n |  | TRUE
93 | bus_LV_2583-3_0_3_node_102 | 0.4 | n |  | TRUE
94 | bus_LV_2583-3_0_3_node_103 | 0.4 | n |  | TRUE
95 | bus_LV_2583-3_0_3_node_104 | 0.4 | n |  | TRUE
96 | bus_LV_2583-3_0_3_node_105 | 0.4 | n |  | TRUE
97 | bus_LV_2583-3_0_3_node_106 | 0.4 | n |  | TRUE
98 | bus_LV_2583-3_0_3_node_184 | 0.4 | n |  | TRUE
99 | bus_LV_2583-3_0_3_node_129 | 0.4 | n |  | TRUE
100 | bus_LV_2583-3_0_3_node_185 | 0.4 | n |  | TRUE
101 | bus_LV_2583-3_0_3_node_130 | 0.4 | n |  | TRUE
102 | bus_LV_2583-3_0_3_node_109 | 0.4 | n |  | TRUE
103 | bus_LV_2583-3_0_3_node_110 | 0.4 | n |  | TRUE
104 | bus_LV_2583-3_0_3_node_131 | 0.4 | n |  | TRUE
105 | bus_LV_2583-3_0_3_node_132 | 0.4 | n |  | TRUE
106 | bus_LV_2583-3_0_3_node_134 | 0.4 | n |  | TRUE
107 | bus_LV_2583-3_0_3_node_135 | 0.4 | n |  | TRUE
108 | bus_LV_2583-3_0_3_node_136 | 0.4 | n |  | TRUE
109 | bus_LV_2583-3_0_3_node_138 | 0.4 | n |  | TRUE
110 | bus_LV_2583-3_0_3_node_164 | 0.4 | n |  | TRUE
111 | bus_LV_2583-3_0_3_node_175 | 0.4 | n |  | TRUE
112 | bus_LV_2583-3_0_3_node_176 | 0.4 | n |  | TRUE
113 | bus_LV_2583-3_0_3_node_142 | 0.4 | n |  | TRUE
114 | bus_LV_2583-3_0_3_node_209 | 0.4 | n |  | TRUE
115 | bus_LV_2583-3_0_3_node_145 | 0.4 | n |  | TRUE
116 | bus_LV_2583-3_0_3_node_147 | 0.4 | n |  | TRUE
117 | bus_LV_2583-3_0_3_node_162 | 0.4 | n |  | TRUE
118 | bus_LV_2583-3_0_3_node_163 | 0.4 | n |  | TRUE
119 | bus_LV_2583-3_0_3_node_206 | 0.4 | n |  | TRUE
120 | bus_LV_2583-3_0_3_node_208 | 0.4 | n |  | TRUE
121 | bus_LV_2583-3_0_3_node_217 | 0.4 | n |  | TRUE
122 | bus_LV_2583-3_0_3_node_236 | 0.4 | n |  | TRUE
123 | bus_LV_2583-3_0_3_node_224 | 0.4 | n |  | TRUE
124 | bus_LV_2583-3_0_3_node_226 | 0.4 | n |  | TRUE
125 | bus_MV_291_1_node_156 | 20 | n |  | TRUE

## load
| name | bus | p_mw | q_mvar | const_z_percent | const_i_percent | sn_mva | scaling | in_service | type
0 | LV_2583-3_0_3_load_0 | 0 | 0.002197 | 0.00055062 | 0 | 0 |  | 1 | TRUE | wye
1 | LV_2583-3_0_3_load_1 | 1 | 0.0030039 | 0.00075285 | 0 | 0 |  | 1 | TRUE | wye
2 | LV_2583-3_0_3_load_2 | 2 | 0.0025608 | 0.0006418 | 0 | 0 |  | 1 | TRUE | wye
3 | LV_2583-3_0_3_load_3 | 3 | 0.0034949 | 0.00087591 | 0 | 0 |  | 1 | TRUE | wye
4 | LV_2583-3_0_3_load_4 | 4 | 0.0014026 | 0.00035152 | 0 | 0 |  | 1 | TRUE | wye
5 | LV_2583-3_0_3_load_114 | 5 | 0.003041 | 0.00076216 | 0 | 0 |  | 1 | TRUE | wye
6 | LV_2583-3_0_3_load_148 | 6 | 0.0021693 | 0.00054368 | 0 | 0 |  | 1 | TRUE | wye
7 | LV_2583-3_0_3_load_214 | 7 | 0.001181 | 0.00029598 | 0 | 0 |  | 1 | TRUE | wye
8 | LV_2583-3_0_3_load_5 | 8 | 0.002077 | 0.00052055 | 0 | 0 |  | 1 | TRUE | wye
9 | LV_2583-3_0_3_load_6 | 9 | 0.0010269 | 0.00025738 | 0 | 0 |  | 1 | TRUE | wye
10 | LV_2583-3_0_3_load_9 | 12 | 0.0032861 | 0.00082358 | 0 | 0 |  | 1 | TRUE | wye
11 | LV_2583-3_0_3_load_10 | 13 | 0.0028617 | 0.00071721 | 0 | 0 |  | 1 | TRUE | wye
12 | LV_2583-3_0_3_load_11 | 14 | 0.0020671 | 0.00051805 | 0 | 0 |  | 1 | TRUE | wye
13 | LV_2583-3_0_3_load_207 | 16 | 0.0011611 | 0.000291 | 0 | 0 |  | 1 | TRUE | wye
14 | LV_2583-3_0_3_load_143 | 17 | 0.0018457 | 0.00046258 | 0 | 0 |  | 1 | TRUE | wye
15 | LV_2583-3_0_3_load_140 | 18 | 0.0086093 | 0.0021577 | 0 | 0 |  | 1 | TRUE | wye
16 | LV_2583-3_0_3_load_71 | 19 | 0.0028366 | 0.00071092 | 0 | 0 |  | 1 | TRUE | wye
17 | LV_2583-3_0_3_load_50 | 20 | 0.0018671 | 0.00046793 | 0 | 0 |  | 1 | TRUE | wye
18 | LV_2583-3_0_3_load_43 | 21 | 0.0025313 | 0.0006344 | 0 | 0 |  | 1 | TRUE | wye
19 | LV_2583-3_0_3_load_205 | 22 | 0.001022 | 0.00025615 | 0 | 0 |  | 1 | TRUE | wye
20 | LV_2583-3_0_3_load_141 | 23 | 0.0052766 | 0.0013224 | 0 | 0 |  | 1 | TRUE | wye
21 | LV_2583-3_0_3_load_12 | 25 | 0.00088809 | 0.00022258 | 0 | 0 |  | 1 | TRUE | wye
22 | LV_2583-3_0_3_load_13 | 26 | 0.0023094 | 0.0005788 | 0 | 0 |  | 1 | TRUE | wye
23 | LV_2583-3_0_3_load_14 | 27 | 0.0024488 | 0.00061372 | 0 | 0 |  | 1 | TRUE | wye
24 | LV_2583-3_0_3_load_15 | 28 | 0.0020682 | 0.00051834 | 0 | 0 |  | 1 | TRUE | wye
25 | LV_2583-3_0_3_load_16 | 29 | 0.0016803 | 0.00042113 | 0 | 0 |  | 1 | TRUE | wye
26 | LV_2583-3_0_3_load_227 | 31 | 0.0056868 | 0.0014252 | 0 | 0 |  | 1 | TRUE | wye
27 | LV_2583-3_0_3_load_179 | 32 | 0.0014547 | 0.00036459 | 0 | 0 |  | 1 | TRUE | wye
28 | LV_2583-3_0_3_load_202 | 33 | 0.00088779 | 0.0002225 | 0 | 0 |  | 1 | TRUE | wye
29 | LV_2583-3_0_3_load_139 | 34 | 0.0018409 | 0.00046137 | 0 | 0 |  | 1 | TRUE | wye
30 | LV_2583-3_0_3_load_27 | 36 | 0.0029553 | 0.00074066 | 0 | 0 |  | 1 | TRUE | wye
31 | LV_2583-3_0_3_load_28 | 37 | 0.0014571 | 0.00036518 | 0 | 0 |  | 1 | TRUE | wye
32 | LV_2583-3_0_3_load_29 | 38 | 0.0011423 | 0.00028628 | 0 | 0 |  | 1 | TRUE | wye
33 | LV_2583-3_0_3_load_31 | 40 | 0.0020367 | 0.00051044 | 0 | 0 |  | 1 | TRUE | wye
34 | LV_2583-3_0_3_load_188 | 41 | 0.0032642 | 0.00081808 | 0 | 0 |  | 1 | TRUE | wye
35 | LV_2583-3_0_3_load_178 | 42 | 0.001663 | 0.00041679 | 0 | 0 |  | 1 | TRUE | wye
36 | LV_2583-3_0_3_load_113 | 43 | 0.0017548 | 0.00043979 | 0 | 0 |  | 1 | TRUE | wye
37 | LV_2583-3_0_3_load_187 | 44 | 0.0017266 | 0.00043272 | 0 | 0 |  | 1 | TRUE | wye
38 | LV_2583-3_0_3_load_197 | 45 | 0.0013508 | 0.00033854 | 0 | 0 |  | 1 | TRUE | wye
39 | LV_2583-3_0_3_load_90 | 46 | 0.0015231 | 0.00038172 | 0 | 0 |  | 1 | TRUE | wye
40 | LV_2583-3_0_3_load_177 | 47 | 0.0058247 | 0.0014598 | 0 | 0 |  | 1 | TRUE | wye
41 | LV_2583-3_0_3_load_111 | 48 | 0.0017682 | 0.00044315 | 0 | 0 |  | 1 | TRUE | wye
42 | LV_2583-3_0_3_load_42 | 49 | 0.0027558 | 0.00069068 | 0 | 0 |  | 1 | TRUE | wye
43 | LV_2583-3_0_3_load_44 | 50 | 0.0052576 | 0.0013177 | 0 | 0 |  | 1 | TRUE | wye
44 | LV_2583-3_0_3_load_46 | 51 | 0.0015668 | 0.00039267 | 0 | 0 |  | 1 | TRUE | wye
45 | LV_2583-3_0_3_load_96 | 52 | 0.0023689 | 0.0005937 | 0 | 0 |  | 1 | TRUE | wye
46 | LV_2583-3_0_3_load_58 | 54 | 0.0018022 | 0.00045168 | 0 | 0 |  | 1 | TRUE | wye
47 | LV_2583-3_0_3_load_59 | 55 | 0.0024976 | 0.00062597 | 0 | 0 |  | 1 | TRUE | wye
48 | LV_2583-3_0_3_load_61 | 57 | 0.0017058 | 0.00042751 | 0 | 0 |  | 1 | TRUE | wye
49 | LV_2583-3_0_3_load_63 | 59 | 0.0030824 | 0.00077252 | 0 | 0 |  | 1 | TRUE | wye
50 | LV_2583-3_0_3_load_64 | 60 | 0.003286 | 0.00082356 | 0 | 0 |  | 1 | TRUE | wye
51 | LV_2583-3_0_3_load_115 | 61 | 0.002908 | 0.0007288 | 0 | 0 |  | 1 | TRUE | wye
52 | LV_2583-3_0_3_load_228 | 63 | 0.0016727 | 0.00041921 | 0 | 0 |  | 1 | TRUE | wye
53 | LV_2583-3_0_3_load_231 | 64 | 0.001993 | 0.00049948 | 0 | 0 |  | 1 | TRUE | wye
54 | LV_2583-3_0_3_load_213 | 66 | 0.0023663 | 0.00059304 | 0 | 0 |  | 1 | TRUE | wye
55 | LV_2583-3_0_3_load_229 | 67 | 0.0062767 | 0.0015731 | 0 | 0 |  | 1 | TRUE | wye
56 | LV_2583-3_0_3_load_91 | 69 | 0.0015196 | 0.00038084 | 0 | 0 |  | 1 | TRUE | wye
57 | LV_2583-3_0_3_load_87 | 70 | 0.0053834 | 0.0013492 | 0 | 0 |  | 1 | TRUE | wye
58 | LV_2583-3_0_3_load_232 | 71 | 0.00045835 | 0.00011487 | 0 | 0 |  | 1 | TRUE | wye
59 | LV_2583-3_0_3_load_69 | 72 | 0.0017748 | 0.0004448 | 0 | 0 |  | 1 | TRUE | wye
60 | LV_2583-3_0_3_load_107 | 73 | 0.0027161 | 0.00068072 | 0 | 0 |  | 1 | TRUE | wye
61 | LV_2583-3_0_3_load_108 | 74 | 0.002074 | 0.00051978 | 0 | 0 |  | 1 | TRUE | wye
62 | LV_2583-3_0_3_load_121 | 76 | 0.0083997 | 0.0021052 | 0 | 0 |  | 1 | TRUE | wye
63 | LV_2583-3_0_3_load_221 | 77 | 0.0033859 | 0.0008486 | 0 | 0 |  | 1 | TRUE | wye
64 | LV_2583-3_0_3_load_88 | 78 | 0.0065642 | 0.0016451 | 0 | 0 |  | 1 | TRUE | wye
65 | LV_2583-3_0_3_load_137 | 79 | 0.0038767 | 0.00097158 | 0 | 0 |  | 1 | TRUE | wye
66 | LV_2583-3_0_3_load_92 | 81 | 0.0014502 | 0.00036345 | 0 | 0 |  | 1 | TRUE | wye
67 | LV_2583-3_0_3_load_93 | 82 | 0.0014603 | 0.00036597 | 0 | 0 |  | 1 | TRUE | wye
68 | LV_2583-3_0_3_load_95 | 83 | 0.0014264 | 0.00035749 | 0 | 0 |  | 1 | TRUE | wye
69 | LV_2583-3_0_3_load_97 | 84 | 0.0070198 | 0.0017593 | 0 | 0 |  | 1 | TRUE | wye
70 | LV_2583-3_0_3_load_98 | 85 | 0.0019297 | 0.00048364 | 0 | 0 |  | 1 | TRUE | wye
71 | LV_2583-3_0_3_load_146 | 86 | 0.0014133 | 0.00035422 | 0 | 0 |  | 1 | TRUE | wye
72 | LV_2583-3_0_3_load_196 | 87 | 0.0023402 | 0.00058652 | 0 | 0 |  | 1 | TRUE | wye
73 | LV_2583-3_0_3_load_237 | 88 | 0.0052541 | 0.0013168 | 0 | 0 |  | 1 | TRUE | wye
74 | LV_2583-3_0_3_load_144 | 89 | 0.0020622 | 0.00051685 | 0 | 0 |  | 1 | TRUE | wye
75 | LV_2583-3_0_3_load_186 | 90 | 0.0012342 | 0.00030931 | 0 | 0 |  | 1 | TRUE | wye
76 | LV_2583-3_0_3_load_234 | 91 | 0.0036478 | 0.00091422 | 0 | 0 |  | 1 | TRUE | wye
77 | LV_2583-3_0_3_load_102 | 93 | 0.0028078 | 0.00070371 | 0 | 0 |  | 1 | TRUE | wye
78 | LV_2583-3_0_3_load_103 | 94 | 0.0046064 | 0.0011545 | 0 | 0 |  | 1 | TRUE | wye
79 | LV_2583-3_0_3_load_106 | 97 | 0.0035914 | 0.00090008 | 0 | 0 |  | 1 | TRUE | wye
80 | LV_2583-3_0_3_load_184 | 98 | 0.0021673 | 0.00054318 | 0 | 0 |  | 1 | TRUE | wye
81 | LV_2583-3_0_3_load_129 | 99 | 0.0025452 | 0.0006379 | 0 | 0 |  | 1 | TRUE | wye
82 | LV_2583-3_0_3_load_185 | 100 | 0.0055748 | 0.0013972 | 0 | 0 |  | 1 | TRUE | wye
83 | LV_2583-3_0_3_load_130 | 101 | 0.0013503 | 0.00033842 | 0 | 0 |  | 1 | TRUE | wye
84 | LV_2583-3_0_3_load_109 | 102 | 0.0022454 | 0.00056276 | 0 | 0 |  | 1 | TRUE | wye
85 | LV_2583-3_0_3_load_110 | 103 | 0.0011538 | 0.00028916 | 0 | 0 |  | 1 | TRUE | wye
86 | LV_2583-3_0_3_load_131 | 104 | 0.002136 | 0.00053534 | 0 | 0 |  | 1 | TRUE | wye
87 | LV_2583-3_0_3_load_132 | 105 | 0.0025813 | 0.00064693 | 0 | 0 |  | 1 | TRUE | wye
88 | LV_2583-3_0_3_load_135 | 107 | 0.0037488 | 0.00093953 | 0 | 0 |  | 1 | TRUE | wye
89 | LV_2583-3_0_3_load_136 | 108 | 0.00334 | 0.00083708 | 0 | 0 |  | 1 | TRUE | wye
90 | LV_2583-3_0_3_load_138 | 109 | 0.0017666 | 0.00044276 | 0 | 0 |  | 1 | TRUE | wye
91 | LV_2583-3_0_3_load_164 | 110 | 0.0039979 | 0.001002 | 0 | 0 |  | 1 | TRUE | wye
92 | LV_2583-3_0_3_load_175 | 111 | 0.0018911 | 0.00047396 | 0 | 0 |  | 1 | TRUE | wye
93 | LV_2583-3_0_3_load_176 | 112 | 0.0013774 | 0.00034522 | 0 | 0 |  | 1 | TRUE | wye
94 | LV_2583-3_0_3_load_142 | 113 | 0.0029054 | 0.00072816 | 0 | 0 |  | 1 | TRUE | wye
95 | LV_2583-3_0_3_load_145 | 115 | 0.0015998 | 0.00040095 | 0 | 0 |  | 1 | TRUE | wye
96 | LV_2583-3_0_3_load_147 | 116 | 0.0014886 | 0.00037309 | 0 | 0 |  | 1 | TRUE | wye
97 | LV_2583-3_0_3_load_162 | 117 | 0.0012398 | 0.00031073 | 0 | 0 |  | 1 | TRUE | wye
98 | LV_2583-3_0_3_load_163 | 118 | 0.0019516 | 0.0004891 | 0 | 0 |  | 1 | TRUE | wye
99 | LV_2583-3_0_3_load_206 | 119 | 0.0012406 | 0.00031092 | 0 | 0 |  | 1 | TRUE | wye
100 | LV_2583-3_0_3_load_208 | 120 | 0.0010282 | 0.0002577 | 0 | 0 |  | 1 | TRUE | wye
101 | LV_2583-3_0_3_load_217 | 121 | 0.0031182 | 0.00078149 | 0 | 0 |  | 1 | TRUE | wye
102 | LV_2583-3_0_3_load_236 | 122 | 0.003335 | 0.00083582 | 0 | 0 |  | 1 | TRUE | wye
103 | LV_2583-3_0_3_load_224 | 123 | 0.0011191 | 0.00028048 | 0 | 0 |  | 1 | TRUE | wye
104 | LV_2583-3_0_3_load_226 | 124 | 0.00068664 | 0.00017209 | 0 | 0 |  | 1 | TRUE | wye

## ext_grid
| name | bus | vm_pu | va_degree | slack_weight | in_service
0 |  | 117 | 1 | 0 | 1 | TRUE

## line
| name | std_type | from_bus | to_bus | length_km | r_ohm_per_km | x_ohm_per_km | c_nf_per_km | g_us_per_km | max_i_ka | df | parallel | type | in_service
0 | LV_2583-3_0_3_line_0 |  | 0 | 1 | 0.021533 | 0.125 | 0.08 | 261 | 0 | 0.364 | 1 | 1 | cs | TRUE
1 | LV_2583-3_0_3_line_1 |  | 0 | 2 | 0.0019485 | 0.125 | 0.08 | 261 | 0 | 0.364 | 1 | 1 | cs | TRUE
2 | LV_2583-3_0_3_line_2 |  | 1 | 3 | 0.00048752 | 0.125 | 0.08 | 261 | 0 | 0.364 | 1 | 1 | cs | TRUE
3 | LV_2583-3_0_3_line_3 |  | 2 | 4 | 0.014113 | 0.125 | 0.08 | 261 | 0 | 0.364 | 1 | 1 | cs | TRUE
4 | LV_2583-3_0_3_line_4 |  | 3 | 5 | 0.0097225 | 0.125 | 0.08 | 261 | 0 | 0.364 | 1 | 1 | cs | TRUE
5 | LV_2583-3_0_3_line_5 |  | 4 | 6 | 0.0077235 | 0.125 | 0.08 | 261 | 0 | 0.364 | 1 | 1 | cs | TRUE
6 | LV_2583-3_0_3_line_6 |  | 6 | 7 | 0.017811 | 0.125 | 0.08 | 261 | 0 | 0.364 | 1 | 1 | cs | TRUE
7 | LV_2583-3_0_3_line_7 |  | 7 | 15 | 0.012832 | 0.125 | 0.08 | 261 | 0 | 0.364 | 1 | 1 | cs | TRUE
8 | LV_2583-3_0_3_line_8 |  | 8 | 9 | 0.017074 | 0.125 | 0.08 | 261 | 0 | 0.364 | 1 | 1 | cs | TRUE
9 | LV_2583-3_0_3_line_9 |  | 8 | 10 | 0.017065 | 0.125 | 0.08 | 261 | 0 | 0.364 | 1 | 1 | cs | TRUE
10 | LV_2583-3_0_3_line_10 |  | 9 | 11 | 0.015294 | 0.125 | 0.08 | 261 | 0 | 0.364 | 1 | 1 | cs | TRUE
11 | LV_2583-3_0_3_line_11 |  | 10 | 12 | 0.016196 | 0.125 | 0.08 | 261 | 0 | 0.364 | 1 | 1 | cs | TRUE
12 | LV_2583-3_0_3_line_12 |  | 10 | 13 | 0.018094 | 0.125 | 0.08 | 261 | 0 | 0.364 | 1 | 1 | cs | TRUE
13 | LV_2583-3_0_3_line_13 |  | 10 | 14 | 0.028202 | 0.125 | 0.08 | 261 | 0 | 0.364 | 1 | 1 | cs | TRUE
14 | LV_2583-3_0_3_line_14 |  | 11 | 15 | 0.002066 | 0.125 | 0.08 | 261 | 0 | 0.364 | 1 | 1 | cs | TRUE
15 | LV_2583-3_0_3_line_15 |  | 11 | 16 | 0.011312 | 0.125 | 0.08 | 261 | 0 | 0.364 | 1 | 1 | cs | TRUE
16 | LV_2583-3_0_3_line_16 |  | 12 | 17 | 0.015844 | 0.125 | 0.08 | 261 | 0 | 0.364 | 1 | 1 | cs | TRUE
17 | LV_2583-3_0_3_line_17 |  | 12 | 18 | 0.031499 | 0.125 | 0.08 | 261 | 0 | 0.364 | 1 | 1 | cs | TRUE
18 | LV_2583-3_0_3_line_18 |  | 13 | 19 | 0.0081442 | 0.125 | 0.08 | 261 | 0 | 0.364 | 1 | 1 | cs | TRUE
19 | LV_2583-3_0_3_line_19 |  | 14 | 20 | 0.0088042 | 0.125 | 0.08 | 261 | 0 | 0.364 | 1 | 1 | cs | TRUE
20 | LV_2583-3_0_3_line_20 |  | 15 | 21 | 0.017507 | 0.125 | 0.08 | 261 | 0 | 0.364 | 1 | 1 | cs | TRUE
21 | LV_2583-3_0_3_line_21 |  | 16 | 22 | 0.00013594 | 0.125 | 0.08 | 261 | 0 | 0.364 | 1 | 1 | cs | TRUE
22 | LV_2583-3_0_3_line_22 |  | 18 | 23 | 0.00042484 | 0.125 | 0.08 | 261 | 0 | 0.364 | 1 | 1 | cs | TRUE
23 | LV_2583-3_0_3_line_23 |  | 19 | 24 | 0.015563 | 0.125 | 0.08 | 261 | 0 | 0.364 | 1 | 1 | cs | TRUE
24 | LV_2583-3_0_3_line_24 |  | 21 | 49 | 0.0018154 | 0.125 | 0.08 | 261 | 0 | 0.364 | 1 | 1 | cs | TRUE
25 | LV_2583-3_0_3_line_25 |  | 22 | 119 | 0.017871 | 0.125 | 0.08 | 261 | 0 | 0.364 | 1 | 1 | cs | TRUE
26 | LV_2583-3_0_3_line_26 |  | 23 | 113 | 0.0039862 | 0.125 | 0.08 | 261 | 0 | 0.364 | 1 | 1 | cs | TRUE
27 | LV_2583-3_0_3_line_27 |  | 24 | 75 | 0.047764 | 0.125 | 0.08 | 261 | 0 | 0.364 | 1 | 1 | cs | TRUE
28 | LV_2583-3_0_3_line_28 |  | 24 | 76 | 0.014132 | 0.125 | 0.08 | 261 | 0 | 0.364 | 1 | 1 | cs | TRUE
29 | LV_2583-3_0_3_line_29 |  | 25 | 26 | 0.002545 | 0.125 | 0.08 | 261 | 0 | 0.364 | 1 | 1 | cs | TRUE
30 | LV_2583-3_0_3_line_30 |  | 25 | 27 | 0.012668 | 0.125 | 0.08 | 261 | 0 | 0.364 | 1 | 1 | cs | TRUE
31 | LV_2583-3_0_3_line_31 |  | 26 | 28 | 0.0079407 | 0.125 | 0.08 | 261 | 0 | 0.364 | 1 | 1 | cs | TRUE
32 | LV_2583-3_0_3_line_32 |  | 27 | 29 | 0.0019825 | 0.125 | 0.08 | 261 | 0 | 0.364 | 1 | 1 | cs | TRUE
33 | LV_2583-3_0_3_line_33 |  | 28 | 30 | 0.01226 | 0.125 | 0.08 | 261 | 0 | 0.364 | 1 | 1 | cs | TRUE
34 | LV_2583-3_0_3_line_34 |  | 29 | 31 | 0.013746 | 0.125 | 0.08 | 261 | 0 | 0.364 | 1 | 1 | cs | TRUE
35 | LV_2583-3_0_3_line_35 |  | 30 | 32 | 0.018721 | 0.125 | 0.08 | 261 | 0 | 0.364 | 1 | 2 | cs | TRUE
36 | LV_2583-3_0_3_line_36 |  | 30 | 33 | 0.024906 | 0.125 | 0.08 | 261 | 0 | 0.364 | 1 | 2 | cs | TRUE
37 | LV_2583-3_0_3_line_37 |  | 30 | 34 | 0.016413 | 0.125 | 0.08 | 261 | 0 | 0.364 | 1 | 1 | cs | TRUE
38 | LV_2583-3_0_3_line_38 |  | 31 | 35 | 0.011321 | 0.125 | 0.08 | 261 | 0 | 0.364 | 1 | 1 | cs | TRUE
39 | LV_2583-3_0_3_line_39 |  | 32 | 47 | 0.023148 | 0.125 | 0.08 | 261 | 0 | 0.364 | 1 | 2 | cs | TRUE
40 | LV_2583-3_0_3_line_40 |  | 33 | 104 | 0.010828 | 0.125 | 0.08 | 261 | 0 | 0.364 | 1 | 2 | cs | TRUE
41 | LV_2583-3_0_3_line_41 |  | 34 | 106 | 0.029177 | 0.125 | 0.08 | 261 | 0 | 0.364 | 1 | 1 | cs | TRUE
42 | LV_2583-3_0_3_line_42 |  | 35 | 123 | 0.008789 | 0.125 | 0.08 | 261 | 0 | 0.364 | 1 | 1 | cs | TRUE
43 | LV_2583-3_0_3_line_43 |  | 36 | 37 | 0.00078219 | 0.125 | 0.08 | 261 | 0 | 0.364 | 1 | 1 | cs | TRUE
44 | LV_2583-3_0_3_line_44 |  | 36 | 38 | 0.015855 | 0.125 | 0.08 | 261 | 0 | 0.364 | 1 | 1 | cs | TRUE
45 | LV_2583-3_0_3_line_45 |  | 37 | 39 | 0.020198 | 0.125 | 0.08 | 261 | 0 | 0.364 | 1 | 1 | cs | TRUE
46 | LV_2583-3_0_3_line_46 |  | 38 | 40 | 0.00086603 | 0.125 | 0.08 | 261 | 0 | 0.364 | 1 | 1 | cs | TRUE
47 | LV_2583-3_0_3_line_47 |  | 39 | 41 | 0.040057 | 0.125 | 0.08 | 261 | 0 | 0.364 | 1 | 1 | cs | TRUE
48 | LV_2583-3_0_3_line_48 |  | 39 | 42 | 0.017925 | 0.125 | 0.08 | 261 | 0 | 0.364 | 1 | 1 | cs | TRUE
49 | LV_2583-3_0_3_line_49 |  | 40 | 43 | 0.0049145 | 0.125 | 0.08 | 261 | 0 | 0.364 | 1 | 1 | cs | TRUE
50 | LV_2583-3_0_3_line_50 |  | 41 | 46 | 0.0053629 | 0.125 | 0.08 | 261 | 0 | 0.364 | 1 | 1 | cs | TRUE
51 | LV_2583-3_0_3_line_51 |  | 42 | 47 | 0.0048844 | 0.125 | 0.08 | 261 | 0 | 0.364 | 1 | 1 | cs | TRUE
52 | LV_2583-3_0_3_line_52 |  | 43 | 48 | 0.0081523 | 0.125 | 0.08 | 261 | 0 | 0.364 | 1 | 1 | cs | TRUE
53 | LV_2583-3_0_3_line_53 |  | 44 | 45 | 0.011586 | 0.125 | 0.08 | 261 | 0 | 0.364 | 1 | 1 | cs | TRUE
54 | LV_2583-3_0_3_line_54 |  | 45 | 118 | 0.0029509 | 0.125 | 0.08 | 261 | 0 | 0.364 | 1 | 1 | cs | TRUE
55 | LV_2583-3_0_3_line_55 |  | 46 | 78 | 0.030177 | 0.125 | 0.08 | 261 | 0 | 0.364 | 1 | 1 | cs | TRUE
56 | LV_2583-3_0_3_line_56 |  | 48 | 103 | 0.0048936 | 0.125 | 0.08 | 261 | 0 | 0.364 | 1 | 1 | cs | TRUE
57 | LV_2583-3_0_3_line_57 |  | 49 | 50 | 0.022249 | 0.125 | 0.08 | 261 | 0 | 0.364 | 1 | 1 | cs | TRUE
58 | LV_2583-3_0_3_line_58 |  | 50 | 51 | 0.0097631 | 0.125 | 0.08 | 261 | 0 | 0.364 | 1 | 1 | cs | TRUE
59 | LV_2583-3_0_3_line_59 |  | 51 | 52 | 0.0081004 | 0.125 | 0.08 | 261 | 0 | 0.364 | 1 | 1 | cs | TRUE
60 | LV_2583-3_0_3_line_60 |  | 52 | 53 | 0.012113 | 0.125 | 0.08 | 261 | 0 | 0.364 | 1 | 1 | cs | TRUE
61 | LV_2583-3_0_3_line_61 |  | 53 | 84 | 0.014488 | 0.125 | 0.08 | 261 | 0 | 0.364 | 1 | 2 | cs | TRUE
62 | LV_2583-3_0_3_line_62 |  | 53 | 85 | 0.015591 | 0.125 | 0.08 | 261 | 0 | 0.364 | 1 | 1 | cs | TRUE
63 | LV_2583-3_0_3_line_63 |  | 53 | 81 | 0.026215 | 0.125 | 0.08 | 261 | 0 | 0.364 | 1 | 2 | cs | TRUE
64 | LV_2583-3_0_3_line_64 |  | 54 | 55 | 0.033966 | 0.125 | 0.08 | 261 | 0 | 0.364 | 1 | 1 | cs | TRUE
65 | LV_2583-3_0_3_line_65 |  | 54 | 56 | 0.014391 | 0.125 | 0.08 | 261 | 0 | 0.364 | 1 | 1 | cs | TRUE
66 | LV_2583-3_0_3_line_66 |  | 55 | 57 | 0.0038686 | 0.125 | 0.08 | 261 | 0 | 0.364 | 1 | 1 | cs | TRUE
67 | LV_2583-3_0_3_line_67 |  | 56 | 58 | 0.034659 | 0.125 | 0.08 | 261 | 0 | 0.364 | 1 | 1 | cs | TRUE
68 | LV_2583-3_0_3_line_68 |  | 56 | 59 | 0.017566 | 0.125 | 0.08 | 261 | 0 | 0.364 | 1 | 1 | cs | TRUE
69 | LV_2583-3_0_3_line_69 |  | 56 | 60 | 0.024072 | 0.125 | 0.08 | 261 | 0 | 0.364 | 1 | 1 | cs | TRUE
70 | LV_2583-3_0_3_line_70 |  | 57 | 61 | 0.013739 | 0.125 | 0.08 | 261 | 0 | 0.364 | 1 | 1 | cs | TRUE
71 | LV_2583-3_0_3_line_71 |  | 58 | 62 | 0.002498 | 0.125 | 0.08 | 261 | 0 | 0.364 | 1 | 1 | cs | TRUE
72 | LV_2583-3_0_3_line_72 |  | 58 | 63 | 0.012586 | 0.125 | 0.08 | 261 | 0 | 0.364 | 1 | 1 | cs | TRUE
73 | LV_2583-3_0_3_line_73 |  | 60 | 64 | 0.0045029 | 0.125 | 0.08 | 261 | 0 | 0.364 | 1 | 1 | cs | TRUE
74 | LV_2583-3_0_3_line_74 |  | 61 | 65 | 0.029072 | 0.125 | 0.08 | 261 | 0 | 0.364 | 1 | 1 | cs | TRUE
75 | LV_2583-3_0_3_line_75 |  | 62 | 66 | 0.029264 | 0.125 | 0.08 | 261 | 0 | 0.364 | 1 | 1 | cs | TRUE
76 | LV_2583-3_0_3_line_76 |  | 63 | 67 | 0.023812 | 0.125 | 0.08 | 261 | 0 | 0.364 | 1 | 1 | cs | TRUE
77 | LV_2583-3_0_3_line_77 |  | 64 | 71 | 0.013558 | 0.125 | 0.08 | 261 | 0 | 0.364 | 1 | 1 | cs | TRUE
78 | LV_2583-3_0_3_line_78 |  | 65 | 103 | 0.012417 | 0.125 | 0.08 | 261 | 0 | 0.364 | 1 | 1 | cs | TRUE
79 | LV_2583-3_0_3_line_79 |  | 65 | 102 | 0.011715 | 0.125 | 0.08 | 261 | 0 | 0.364 | 1 | 1 | cs | TRUE
80 | LV_2583-3_0_3_line_80 |  | 66 | 122 | 0.0040507 | 0.125 | 0.08 | 261 | 0 | 0.364 | 1 | 1 | cs | TRUE
81 | LV_2583-3_0_3_line_81 |  | 68 | 69 | 0.026123 | 0.125 | 0.08 | 261 | 0 | 0.364 | 1 | 1 | cs | TRUE
82 | LV_2583-3_0_3_line_82 |  | 68 | 70 | 0.020703 | 0.125 | 0.08 | 261 | 0 | 0.364 | 1 | 1 | cs | TRUE
83 | LV_2583-3_0_3_line_83 |  | 69 | 79 | 0.020696 | 0.125 | 0.08 | 261 | 0 | 0.364 | 1 | 1 | cs | TRUE
84 | LV_2583-3_0_3_line_84 |  | 70 | 78 | 0.0018901 | 0.125 | 0.08 | 261 | 0 | 0.364 | 1 | 1 | cs | TRUE
85 | LV_2583-3_0_3_line_85 |  | 72 | 73 | 0.0032591 | 0.125 | 0.08 | 261 | 0 | 0.364 | 1 | 1 | cs | TRUE
86 | LV_2583-3_0_3_line_86 |  | 73 | 74 | 0.022677 | 0.125 | 0.08 | 261 | 0 | 0.364 | 1 | 1 | cs | TRUE
87 | LV_2583-3_0_3_line_87 |  | 74 | 102 | 0.0073069 | 0.125 | 0.08 | 261 | 0 | 0.364 | 1 | 1 | cs | TRUE
88 | LV_2583-3_0_3_line_88 |  | 75 | 77 | 0.016575 | 0.125 | 0.08 | 261 | 0 | 0.364 | 1 | 1 | cs | TRUE
89 | LV_2583-3_0_3_line_89 |  | 79 | 80 | 0.015744 | 0.125 | 0.08 | 261 | 0 | 0.364 | 1 | 1 | cs | TRUE
90 | LV_2583-3_0_3_line_90 |  | 80 | 107 | 0.014918 | 0.125 | 0.08 | 261 | 0 | 0.364 | 1 | 1 | cs | TRUE
91 | LV_2583-3_0_3_line_91 |  | 80 | 108 | 0.015707 | 0.125 | 0.08 | 261 | 0 | 0.364 | 1 | 1 | cs | TRUE
92 | LV_2583-3_0_3_line_92 |  | 81 | 82 | 0.0031243 | 0.125 | 0.08 | 261 | 0 | 0.364 | 1 | 2 | cs | TRUE
93 | LV_2583-3_0_3_line_93 |  | 82 | 83 | 0.0041182 | 0.125 | 0.08 | 261 | 0 | 0.364 | 1 | 2 | cs | TRUE
94 | LV_2583-3_0_3_line_94 |  | 83 | 86 | 0.012454 | 0.125 | 0.08 | 261 | 0 | 0.364 | 1 | 2 | cs | TRUE
95 | LV_2583-3_0_3_line_95 |  | 84 | 87 | 0.00055514 | 0.125 | 0.08 | 261 | 0 | 0.364 | 1 | 2 | cs | TRUE
96 | LV_2583-3_0_3_line_96 |  | 85 | 88 | 0.0070511 | 0.125 | 0.08 | 261 | 0 | 0.364 | 1 | 1 | cs | TRUE
97 | LV_2583-3_0_3_line_97 |  | 86 | 89 | 0.0022803 | 0.125 | 0.08 | 261 | 0 | 0.364 | 1 | 2 | cs | TRUE
98 | LV_2583-3_0_3_line_98 |  | 87 | 90 | 0.013352 | 0.125 | 0.08 | 261 | 0 | 0.364 | 1 | 2 | cs | TRUE
99 | LV_2583-3_0_3_line_99 |  | 89 | 115 | 0.0069156 | 0.125 | 0.08 | 261 | 0 | 0.364 | 1 | 2 | cs | TRUE
100 | LV_2583-3_0_3_line_100 |  | 90 | 100 | 0.010996 | 0.125 | 0.08 | 261 | 0 | 0.364 | 1 | 2 | cs | TRUE
101 | LV_2583-3_0_3_line_101 |  | 91 | 92 | 0.030283 | 0.125 | 0.08 | 261 | 0 | 0.364 | 1 | 1 | cs | TRUE
102 | LV_2583-3_0_3_line_102 |  | 92 | 114 | 0.01175 | 0.125 | 0.08 | 261 | 0 | 0.364 | 1 | 1 | cs | TRUE
103 | LV_2583-3_0_3_line_103 |  | 93 | 94 | 0.014588 | 0.125 | 0.08 | 261 | 0 | 0.364 | 1 | 2 | cs | TRUE
104 | LV_2583-3_0_3_line_104 |  | 93 | 95 | 0.0027085 | 0.125 | 0.08 | 261 | 0 | 0.364 | 1 | 2 | cs | TRUE
105 | LV_2583-3_0_3_line_105 |  | 94 | 96 | 0.013112 | 0.125 | 0.08 | 261 | 0 | 0.364 | 1 | 2 | cs | TRUE
106 | LV_2583-3_0_3_line_106 |  | 95 | 97 | 0.02334 | 0.125 | 0.08 | 261 | 0 | 0.364 | 1 | 2 | cs | TRUE
107 | LV_2583-3_0_3_line_107 |  | 96 | 98 | 0.015456 | 0.125 | 0.08 | 261 | 0 | 0.364 | 1 | 2 | cs | TRUE
108 | LV_2583-3_0_3_line_108 |  | 97 | 99 | 0.0044012 | 0.125 | 0.08 | 261 | 0 | 0.364 | 1 | 2 | cs | TRUE
109 | LV_2583-3_0_3_line_109 |  | 98 | 100 | 0.011733 | 0.125 | 0.08 | 261 | 0 | 0.364 | 1 | 2 | cs | TRUE
110 | LV_2583-3_0_3_line_110 |  | 99 | 101 | 0.020491 | 0.125 | 0.08 | 261 | 0 | 0.364 | 1 | 2 | cs | TRUE
111 | LV_2583-3_0_3_line_111 |  | 101 | 104 | 0.0013772 | 0.125 | 0.08 | 261 | 0 | 0.364 | 1 | 2 | cs | TRUE
112 | LV_2583-3_0_3_line_112 |  | 105 | 106 | 0.0098636 | 0.125 | 0.08 | 261 | 0 | 0.364 | 1 | 1 | cs | TRUE
113 | LV_2583-3_0_3_line_113 |  | 106 | 109 | 0.013619 | 0.125 | 0.08 | 261 | 0 | 0.364 | 1 | 1 | cs | TRUE
114 | LV_2583-3_0_3_line_114 |  | 108 | 110 | 0.020547 | 0.125 | 0.08 | 261 | 0 | 0.364 | 1 | 1 | cs | TRUE
115 | LV_2583-3_0_3_line_115 |  | 109 | 111 | 0.0017449 | 0.125 | 0.08 | 261 | 0 | 0.364 | 1 | 1 | cs | TRUE
116 | LV_2583-3_0_3_line_116 |  | 111 | 112 | 0.025159 | 0.125 | 0.08 | 261 | 0 | 0.364 | 1 | 1 | cs | TRUE
117 | LV_2583-3_0_3_line_117 |  | 113 | 114 | 0.039908 | 0.125 | 0.08 | 261 | 0 | 0.364 | 1 | 1 | cs | TRUE
118 | LV_2583-3_0_3_line_118 |  | 115 | 116 | 0.008931 | 0.125 | 0.08 | 261 | 0 | 0.364 | 1 | 2 | cs | TRUE
119 | LV_2583-3_0_3_line_119 |  | 116 | 117 | 0.0057588 | 0.125 | 0.08 | 261 | 0 | 0.364 | 1 | 2 | cs | TRUE
120 | LV_2583-3_0_3_line_120 |  | 117 | 118 | 0.003716 | 0.125 | 0.08 | 261 | 0 | 0.364 | 1 | 1 | cs | TRUE
121 | LV_2583-3_0_3_line_121 |  | 119 | 120 | 0.0019582 | 0.125 | 0.08 | 261 | 0 | 0.364 | 1 | 1 | cs | TRUE
122 | LV_2583-3_0_3_line_122 |  | 120 | 121 | 0.0037378 | 0.125 | 0.08 | 261 | 0 | 0.364 | 1 | 1 | cs | TRUE
123 | LV_2583-3_0_3_line_123 |  | 123 | 124 | 0.020598 | 0.125 | 0.08 | 261 | 0 | 0.364 | 1 | 1 | cs | TRUE

## trafo
| name | std_type | hv_bus | lv_bus | sn_mva | vn_hv_kv | vn_lv_kv | vk_percent | vkr_percent | pfe_kw | i0_percent | shift_degree | tap_side | tap_neutral | tap_min | tap_max | tap_step_percent | tap_step_degree | tap_pos | tap_phase_shifter | parallel | df | in_service
0 | LV_2583-3_0_3_trafo_162 | 0.63 MVA 20/0.4 kV | 125 | 117 | 0.63 | 20 | 0.4 | 6 | 1.206 | 1.65 | 0.2619 | 150 | hv | 0 | -2 | 2 | 2.5 | 0 | 0 | FALSE | 1 | 1 | TRUE

## line_geodata
| x0 | y0 | x1 | y1 | x2 | y2 | x3 | y3 | x4 | y4
0 | 2642733.1292 | 1246524.3173 | 2642742.1891 | 1246543.8518
1 | 2642733.1292 | 1246524.3173 | 2642732.3093 | 1246522.5496
2 | 2642742.1891 | 1246543.8518 | 2642742.3942 | 1246544.2941
3 | 2642726.3714 | 1246509.7466 | 2642732.3093 | 1246522.5496
4 | 2642746.4849 | 1246553.1141 | 2642742.3942 | 1246544.2941
5 | 2642726.3714 | 1246509.7466 | 2642723.1218 | 1246502.74
6 | 2642723.1218 | 1246502.74 | 2642715.6281 | 1246486.5824
7 | 2642710.229 | 1246474.9413 | 2642715.6281 | 1246486.5824
8 | 2642696.2548 | 1246443.4694 | 2642703.1791 | 1246459.0764
9 | 2642689.3342 | 1246427.8709 | 2642696.2548 | 1246443.4694
10 | 2642709.3814 | 1246473.0561 | 2642703.1791 | 1246459.0764
11 | 2642689.3342 | 1246427.8709 | 2642681.9371 | 1246413.4526
12 | 2642689.3342 | 1246427.8709 | 2642681.5 | 1246432.2063 | 2642673.5291 | 1246436.6783
13 | 2642689.3342 | 1246427.8709 | 2642715.2167 | 1246416.6712
14 | 2642710.229 | 1246474.9413 | 2642709.3814 | 1246473.0561
15 | 2642709.3814 | 1246473.0561 | 2642719.5326 | 1246468.0646
16 | 2642681.9371 | 1246413.4526 | 2642668.3851 | 1246421.6619
17 | 2642681.9371 | 1246413.4526 | 2642667.5545 | 1246385.4286
18 | 2642666.4264 | 1246440.6631 | 2642673.5291 | 1246436.6783
19 | 2642723.2968 | 1246413.1748 | 2642715.2167 | 1246416.6712
20 | 2642710.229 | 1246474.9413 | 2642694.8061 | 1246483.2261
21 | 2642719.5326 | 1246468.0646 | 2642719.6545 | 1246468.0046
22 | 2642667.5545 | 1246385.4286 | 2642667.3605 | 1246385.0506
23 | 2642652.8539 | 1246448.2777 | 2642666.4264 | 1246440.6631
24 | 2642693.2068 | 1246484.0852 | 2642694.8061 | 1246483.2261
25 | 2642735.6915 | 1246460.1188 | 2642719.6545 | 1246468.0046
26 | 2642667.3605 | 1246385.0506 | 2642665.5404 | 1246381.5042
27 | 2642609.6172 | 1246462.8658 | 2642616.4535 | 1246464.9384 | 2642621.7015 | 1246465.1985 | 2642625.2014 | 1246463.8005 | 2642652.8539 | 1246448.2777
28 | 2642652.8539 | 1246448.2777 | 2642652.8422 | 1246434.1461
29 | 2642624.0524 | 1246656.8947 | 2642626.0231 | 1246655.2843
30 | 2642614.2431 | 1246664.911 | 2642624.0524 | 1246656.8947
31 | 2642632.1717 | 1246650.2595 | 2642626.0231 | 1246655.2843
32 | 2642614.2431 | 1246664.911 | 2642612.708 | 1246666.1655
33 | 2642641.9 | 1246642.8056 | 2642636.4026 | 1246646.8021 | 2642632.1717 | 1246650.2595
34 | 2642602.0645 | 1246674.8635 | 2642612.708 | 1246666.1655
35 | 2642641.9 | 1246642.8056 | 2642653.0979 | 1246636.0037 | 2642658.0773 | 1246633.4001
36 | 2642641.9 | 1246642.8056 | 2642630.3444 | 1246620.7424
37 | 2642641.9 | 1246642.8056 | 2642649.5949 | 1246657.303
38 | 2642593.2987 | 1246682.027 | 2642602.0645 | 1246674.8635
39 | 2642678.5899 | 1246622.6743 | 2642658.0773 | 1246633.4001
40 | 2642625.3207 | 1246611.1507 | 2642630.3444 | 1246620.7424
41 | 2642663.2738 | 1246683.0747 | 2642649.5949 | 1246657.303
42 | 2642593.2987 | 1246682.027 | 2642587.8825 | 1246675.1052
43 | 2642717.7552 | 1246603.107 | 2642717.0486 | 1246603.4425
44 | 2642732.0781 | 1246596.3068 | 2642717.7552 | 1246603.107
45 | 2642698.8024 | 1246612.1054 | 2642717.0486 | 1246603.4425
46 | 2642732.8605 | 1246595.9354 | 2642732.0781 | 1246596.3068
47 | 2642698.8024 | 1246612.1054 | 2642716.8273 | 1246647.878
48 | 2642698.8024 | 1246612.1054 | 2642682.9183 | 1246620.411
49 | 2642732.8605 | 1246595.9354 | 2642737.3001 | 1246593.8275
50 | 2642719.2405 | 1246652.6673 | 2642716.8273 | 1246647.878
51 | 2642678.5899 | 1246622.6743 | 2642682.9183 | 1246620.411
52 | 2642744.6645 | 1246590.3311 | 2642737.3001 | 1246593.8275
53 | 2642686.5462 | 1246587.5694 | 2642681.3686 | 1246577.2041
54 | 2642680.0499 | 1246574.5642 | 2642681.3686 | 1246577.2041
55 | 2642732.8194 | 1246679.6162 | 2642719.2405 | 1246652.6673
56 | 2642744.6645 | 1246590.3311 | 2642749.0852 | 1246588.2322
57 | 2642673.6067 | 1246494.6139 | 2642693.2068 | 1246484.0852
58 | 2642673.6067 | 1246494.6139 | 2642665.006 | 1246499.234
59 | 2642657.87 | 1246503.0672 | 2642665.006 | 1246499.234
60 | 2642647.1991 | 1246508.7994 | 2642657.87 | 1246503.0672
61 | 2642647.1991 | 1246508.7994 | 2642634.485 | 1246515.7467
62 | 2642647.1991 | 1246508.7994 | 2642639.9331 | 1246495.0045
63 | 2642647.1991 | 1246508.7994 | 2642658.9137 | 1246532.251
64 | 2642795.3202 | 1246655.5525 | 2642780.5715 | 1246624.9557
65 | 2642801.5692 | 1246668.5162 | 2642795.3202 | 1246655.5525
66 | 2642780.5715 | 1246624.9557 | 2642778.8917 | 1246621.4708
67 | 2642801.5692 | 1246668.5162 | 2642832.7994 | 1246653.2981
68 | 2642801.5692 | 1246668.5162 | 2642786.0733 | 1246676.7891
69 | 2642801.5692 | 1246668.5162 | 2642811.2275 | 1246690.5655
70 | 2642778.8917 | 1246621.4708 | 2642772.926 | 1246609.0948
71 | 2642832.7994 | 1246653.2981 | 2642834.9985 | 1246652.1021
72 | 2642832.7994 | 1246653.2981 | 2642827.1291 | 1246642.0617
73 | 2642813.0342 | 1246694.69 | 2642811.2275 | 1246690.5655
74 | 2642760.3023 | 1246582.9066 | 2642772.926 | 1246609.0948
75 | 2642834.9985 | 1246652.1021 | 2642838.4027 | 1246660.799 | 2642841.1976 | 1246670.2032 | 2642844.3012 | 1246676.5965 | 2642845.879 | 1246679.1566
76 | 2642816.4011 | 1246620.8027 | 2642827.1291 | 1246642.0617
77 | 2642813.0342 | 1246694.69 | 2642816.1042 | 1246701.6986 | 2642818.3909 | 1246707.1448
78 | 2642760.3023 | 1246582.9066 | 2642749.0852 | 1246588.2322
79 | 2642760.3023 | 1246582.9066 | 2642770.8491 | 1246577.8071
80 | 2642848.0043 | 1246682.605 | 2642845.879 | 1246679.1566
81 | 2642742.9857 | 1246699.7926 | 2642719.8189 | 1246711.8631
82 | 2642742.9857 | 1246699.7926 | 2642733.6698 | 1246681.3041
83 | 2642719.8189 | 1246711.8631 | 2642701.4646 | 1246721.4263
84 | 2642732.8194 | 1246679.6162 | 2642733.6698 | 1246681.3041
85 | 2642800.7776 | 1246563.3363 | 2642797.8435 | 1246564.755
86 | 2642797.8435 | 1246564.755 | 2642777.4273 | 1246574.6264
87 | 2642770.8491 | 1246577.8071 | 2642777.4273 | 1246574.6264
88 | 2642609.6172 | 1246462.8658 | 2642603.1334 | 1246478.1201
89 | 2642687.5017 | 1246728.7013 | 2642701.4646 | 1246721.4263
90 | 2642687.5017 | 1246728.7013 | 2642674.243 | 1246735.538
91 | 2642687.5017 | 1246728.7013 | 2642694.8012 | 1246742.609
92 | 2642658.9137 | 1246532.251 | 2642660.3098 | 1246535.046
93 | 2642662.1501 | 1246538.7302 | 2642660.3098 | 1246535.046
94 | 2642662.1501 | 1246538.7302 | 2642667.7156 | 1246549.8718
95 | 2642634.485 | 1246515.7467 | 2642633.9978 | 1246516.0129
96 | 2642636.6471 | 1246488.7659 | 2642639.9331 | 1246495.0045
97 | 2642667.7156 | 1246549.8718 | 2642668.7346 | 1246551.9117
98 | 2642633.9978 | 1246516.0129 | 2642622.2807 | 1246522.4154
99 | 2642671.8249 | 1246558.0984 | 2642668.7346 | 1246551.9117
100 | 2642612.631 | 1246527.6882 | 2642622.2807 | 1246522.4154
101 | 2642639.0988 | 1246344.199 | 2642651.2036 | 1246339.5051 | 2642667.5137 | 1246333.7364
102 | 2642639.0522 | 1246355.9286 | 2642639.4002 | 1246348.504 | 2642639.0988 | 1246344.199
103 | 2642594.3494 | 1246551.8461 | 2642601.0581 | 1246564.7995
104 | 2642602.3037 | 1246567.2045 | 2642601.0581 | 1246564.7995
105 | 2642588.4862 | 1246540.1208 | 2642590.7035 | 1246544.8065 | 2642594.3494 | 1246551.8461
106 | 2642602.3037 | 1246567.2045 | 2642613.1325 | 1246587.8799
107 | 2642588.4862 | 1246540.1208 | 2642593.7967 | 1246537.9797 | 2642602.335 | 1246533.3142
108 | 2642613.1325 | 1246587.8799 | 2642615.1745 | 1246591.7787
109 | 2642612.631 | 1246527.6882 | 2642602.335 | 1246533.3142
110 | 2642615.1745 | 1246591.7787 | 2642624.6817 | 1246609.9307
111 | 2642625.3207 | 1246611.1507 | 2642624.6817 | 1246609.9307
112 | 2642663.2738 | 1246683.0747 | 2642667.8997 | 1246691.7863
113 | 2642663.2738 | 1246683.0747 | 2642651.0565 | 1246689.0924
114 | 2642694.8012 | 1246742.609 | 2642704.3498 | 1246760.8023
115 | 2642649.4912 | 1246689.8634 | 2642651.0565 | 1246689.0924
116 | 2642626.9217 | 1246700.9801 | 2642649.4912 | 1246689.8634
117 | 2642639.0522 | 1246355.9286 | 2642647.7872 | 1246357.6592 | 2642652.627 | 1246359.0171 | 2642658.3001 | 1246367.3967 | 2642665.5404 | 1246381.5042
118 | 2642671.8249 | 1246558.0984 | 2642675.8159 | 1246566.0881
119 | 2642678.3894 | 1246571.2399 | 2642675.8159 | 1246566.0881
120 | 2642678.3894 | 1246571.2399 | 2642680.0499 | 1246574.5642
121 | 2642735.6915 | 1246460.1188 | 2642737.4487 | 1246459.2547
122 | 2642740.8029 | 1246457.6054 | 2642737.4487 | 1246459.2547
123 | 2642582.8352 | 1246657.0465 | 2642581.0236 | 1246666.3397 | 2642587.8825 | 1246675.1052

## bus_geodata
| x | y | coords
0 | 2642733.1292 | 1246524.3173
1 | 2642742.1891 | 1246543.8518
2 | 2642732.3093 | 1246522.5496
3 | 2642742.3942 | 1246544.2941
4 | 2642726.3714 | 1246509.7466
5 | 2642746.4849 | 1246553.1141
6 | 2642723.1218 | 1246502.74
7 | 2642715.6281 | 1246486.5824
8 | 2642696.2548 | 1246443.4694
9 | 2642703.1791 | 1246459.0764
10 | 2642689.3342 | 1246427.8709
11 | 2642709.3814 | 1246473.0561
12 | 2642681.9371 | 1246413.4526
13 | 2642673.5291 | 1246436.6783
14 | 2642715.2167 | 1246416.6712
15 | 2642710.229 | 1246474.9413
16 | 2642719.5326 | 1246468.0646
17 | 2642668.3851 | 1246421.6619
18 | 2642667.5545 | 1246385.4286
19 | 2642666.4264 | 1246440.6631
20 | 2642723.2968 | 1246413.1748
21 | 2642694.8061 | 1246483.2261
22 | 2642719.6545 | 1246468.0046
23 | 2642667.3605 | 1246385.0506
24 | 2642652.8539 | 1246448.2777
25 | 2642624.0524 | 1246656.8947
26 | 2642626.0231 | 1246655.2843
27 | 2642614.2431 | 1246664.911
28 | 2642632.1717 | 1246650.2595
29 | 2642612.708 | 1246666.1655
30 | 2642641.9 | 1246642.8056
31 | 2642602.0645 | 1246674.8635
32 | 2642658.0773 | 1246633.4001
33 | 2642630.3444 | 1246620.7424
34 | 2642649.5949 | 1246657.303
35 | 2642593.2987 | 1246682.027
36 | 2642717.7552 | 1246603.107
37 | 2642717.0486 | 1246603.4425
38 | 2642732.0781 | 1246596.3068
39 | 2642698.8024 | 1246612.1054
40 | 2642732.8605 | 1246595.9354
41 | 2642716.8273 | 1246647.878
42 | 2642682.9183 | 1246620.411
43 | 2642737.3001 | 1246593.8275
44 | 2642686.5462 | 1246587.5694
45 | 2642681.3686 | 1246577.2041
46 | 2642719.2405 | 1246652.6673
47 | 2642678.5899 | 1246622.6743
48 | 2642744.6645 | 1246590.3311
49 | 2642693.2068 | 1246484.0852
50 | 2642673.6067 | 1246494.6139
51 | 2642665.006 | 1246499.234
52 | 2642657.87 | 1246503.0672
53 | 2642647.1991 | 1246508.7994
54 | 2642795.3202 | 1246655.5525
55 | 2642780.5715 | 1246624.9557
56 | 2642801.5692 | 1246668.5162
57 | 2642778.8917 | 1246621.4708
58 | 2642832.7994 | 1246653.2981
59 | 2642786.0733 | 1246676.7891
60 | 2642811.2275 | 1246690.5655
61 | 2642772.926 | 1246609.0948
62 | 2642834.9985 | 1246652.1021
63 | 2642827.1291 | 1246642.0617
64 | 2642813.0342 | 1246694.69
65 | 2642760.3023 | 1246582.9066
66 | 2642845.879 | 1246679.1566
67 | 2642816.4011 | 1246620.8027
68 | 2642742.9857 | 1246699.7926
69 | 2642719.8189 | 1246711.8631
70 | 2642733.6698 | 1246681.3041
71 | 2642818.3909 | 1246707.1448
72 | 2642800.7776 | 1246563.3363
73 | 2642797.8435 | 1246564.755
74 | 2642777.4273 | 1246574.6264
75 | 2642609.6172 | 1246462.8658
76 | 2642652.8422 | 1246434.1461
77 | 2642603.1334 | 1246478.1201
78 | 2642732.8194 | 1246679.6162
79 | 2642701.4646 | 1246721.4263
80 | 2642687.5017 | 1246728.7013
81 | 2642658.9137 | 1246532.251
82 | 2642660.3098 | 1246535.046
83 | 2642662.1501 | 1246538.7302
84 | 2642634.485 | 1246515.7467
85 | 2642639.9331 | 1246495.0045
86 | 2642667.7156 | 1246549.8718
87 | 2642633.9978 | 1246516.0129
88 | 2642636.6471 | 1246488.7659
89 | 2642668.7346 | 1246551.9117
90 | 2642622.2807 | 1246522.4154
91 | 2642667.5137 | 1246333.7364
92 | 2642639.0988 | 1246344.199
93 | 2642601.0581 | 1246564.7995
94 | 2642594.3494 | 1246551.8461
95 | 2642602.3037 | 1246567.2045
96 | 2642588.4862 | 1246540.1208
97 | 2642613.1325 | 1246587.8799
98 | 2642602.335 | 1246533.3142
99 | 2642615.1745 | 1246591.7787
100 | 2642612.631 | 1246527.6882
101 | 2642624.6817 | 1246609.9307
102 | 2642770.8491 | 1246577.8071
103 | 2642749.0852 | 1246588.2322
104 | 2642625.3207 | 1246611.1507
105 | 2642667.8997 | 1246691.7863
106 | 2642663.2738 | 1246683.0747
107 | 2642674.243 | 1246735.538
108 | 2642694.8012 | 1246742.609
109 | 2642651.0565 | 1246689.0924
110 | 2642704.3498 | 1246760.8023
111 | 2642649.4912 | 1246689.8634
112 | 2642626.9217 | 1246700.9801
113 | 2642665.5404 | 1246381.5042
114 | 2642639.0522 | 1246355.9286
115 | 2642671.8249 | 1246558.0984
116 | 2642675.8159 | 1246566.0881
117 | 2642678.3894 | 1246571.2399
118 | 2642680.0499 | 1246574.5642
119 | 2642735.6915 | 1246460.1188
120 | 2642737.4487 | 1246459.2547
121 | 2642740.8029 | 1246457.6054
122 | 2642848.0043 | 1246682.605
123 | 2642587.8825 | 1246675.1052
124 | 2642582.8352 | 1246657.0465
125 | 2642698.8024 | 1246612.1054

## line_std_types
| c_nf_per_km | r_ohm_per_km | x_ohm_per_km | max_i_ka | type | q_mm2 | alpha | voltage_rating
NAYY 4x50 SE | 210 | 0.642 | 0.083 | 0.142 | cs | 50 | 0.00403 | LV
NAYY 4x120 SE | 264 | 0.225 | 0.08 | 0.242 | cs | 120 | 0.00403 | LV
NAYY 4x150 SE | 261 | 0.208 | 0.08 | 0.27 | cs | 150 | 0.00403 | LV
NA2XS2Y 1x95 RM/25 12/20 kV | 216 | 0.313 | 0.132 | 0.252 | cs | 95 | 0.00403 | MV
NA2XS2Y 1x185 RM/25 12/20 kV | 273 | 0.161 | 0.117 | 0.362 | cs | 185 | 0.00403 | MV
NA2XS2Y 1x240 RM/25 12/20 kV | 304 | 0.122 | 0.112 | 0.421 | cs | 240 | 0.00403 | MV
NA2XS2Y 1x95 RM/25 6/10 kV | 315 | 0.313 | 0.123 | 0.249 | cs | 95 | 0.00403 | MV
NA2XS2Y 1x185 RM/25 6/10 kV | 406 | 0.161 | 0.11 | 0.358 | cs | 185 | 0.00403 | MV
NA2XS2Y 1x240 RM/25 6/10 kV | 456 | 0.122 | 0.105 | 0.416 | cs | 240 | 0.00403 | MV
NA2XS2Y 1x150 RM/25 12/20 kV | 250 | 0.206 | 0.116 | 0.319 | cs | 150 | 0.00403 | MV
NA2XS2Y 1x120 RM/25 12/20 kV | 230 | 0.253 | 0.119 | 0.283 | cs | 120 | 0.00403 | MV
NA2XS2Y 1x70 RM/25 12/20 kV | 190 | 0.443 | 0.132 | 0.22 | cs | 70 | 0.00403 | MV
NA2XS2Y 1x150 RM/25 6/10 kV | 360 | 0.206 | 0.11 | 0.315 | cs | 150 | 0.00403 | MV
NA2XS2Y 1x120 RM/25 6/10 kV | 340 | 0.253 | 0.113 | 0.28 | cs | 120 | 0.00403 | MV
NA2XS2Y 1x70 RM/25 6/10 kV | 280 | 0.443 | 0.123 | 0.217 | cs | 70 | 0.00403 | MV
N2XS(FL)2Y 1x120 RM/35 64/110 kV | 112 | 0.153 | 0.166 | 0.366 | cs | 120 | 0.00393 | HV
N2XS(FL)2Y 1x185 RM/35 64/110 kV | 125 | 0.099 | 0.156 | 0.457 | cs | 185 | 0.00393 | HV
N2XS(FL)2Y 1x240 RM/35 64/110 kV | 135 | 0.075 | 0.149 | 0.526 | cs | 240 | 0.00393 | HV
N2XS(FL)2Y 1x300 RM/35 64/110 kV | 144 | 0.06 | 0.144 | 0.588 | cs | 300 | 0.00393 | HV
15-AL1/3-ST1A 0.4 | 11 | 1.8769 | 0.35 | 0.105 | ol | 16 | 0.00403 | LV
24-AL1/4-ST1A 0.4 | 11.25 | 1.2012 | 0.335 | 0.14 | ol | 24 | 0.00403 | LV
48-AL1/8-ST1A 0.4 | 12.2 | 0.5939 | 0.3 | 0.21 | ol | 48 | 0.00403 | LV
94-AL1/15-ST1A 0.4 | 13.2 | 0.306 | 0.29 | 0.35 | ol | 94 | 0.00403 | LV
34-AL1/6-ST1A 10.0 | 9.7 | 0.8342 | 0.36 | 0.17 | ol | 34 | 0.00403 | MV
48-AL1/8-ST1A 10.0 | 10.1 | 0.5939 | 0.35 | 0.21 | ol | 48 | 0.00403 | MV
70-AL1/11-ST1A 10.0 | 10.4 | 0.4132 | 0.339 | 0.29 | ol | 70 | 0.00403 | MV
94-AL1/15-ST1A 10.0 | 10.75 | 0.306 | 0.33 | 0.35 | ol | 94 | 0.00403 | MV
122-AL1/20-ST1A 10.0 | 11.1 | 0.2376 | 0.323 | 0.41 | ol | 122 | 0.00403 | MV
149-AL1/24-ST1A 10.0 | 11.25 | 0.194 | 0.315 | 0.47 | ol | 149 | 0.00403 | MV
34-AL1/6-ST1A 20.0 | 9.15 | 0.8342 | 0.382 | 0.17 | ol | 34 | 0.00403 | MV
48-AL1/8-ST1A 20.0 | 9.5 | 0.5939 | 0.372 | 0.21 | ol | 48 | 0.00403 | MV
70-AL1/11-ST1A 20.0 | 9.7 | 0.4132 | 0.36 | 0.29 | ol | 70 | 0.00403 | MV
94-AL1/15-ST1A 20.0 | 10 | 0.306 | 0.35 | 0.35 | ol | 94 | 0.00403 | MV
122-AL1/20-ST1A 20.0 | 10.3 | 0.2376 | 0.344 | 0.41 | ol | 122 | 0.00403 | MV
149-AL1/24-ST1A 20.0 | 10.5 | 0.194 | 0.337 | 0.47 | ol | 149 | 0.00403 | MV
184-AL1/30-ST1A 20.0 | 10.75 | 0.1571 | 0.33 | 0.535 | ol | 184 | 0.00403 | MV
243-AL1/39-ST1A 20.0 | 11 | 0.1188 | 0.32 | 0.645 | ol | 243 | 0.00403 | MV
48-AL1/8-ST1A 110.0 | 8 | 0.5939 | 0.46 | 0.21 | ol | 48 | 0.00403 | HV
70-AL1/11-ST1A 110.0 | 8.4 | 0.4132 | 0.45 | 0.29 | ol | 70 | 0.00403 | HV
94-AL1/15-ST1A 110.0 | 8.65 | 0.306 | 0.44 | 0.35 | ol | 94 | 0.00403 | HV
122-AL1/20-ST1A 110.0 | 8.5 | 0.2376 | 0.43 | 0.41 | ol | 122 | 0.00403 | HV
149-AL1/24-ST1A 110.0 | 8.75 | 0.194 | 0.41 | 0.47 | ol | 149 | 0.00403 | HV
184-AL1/30-ST1A 110.0 | 8.8 | 0.1571 | 0.4 | 0.535 | ol | 184 | 0.00403 | HV
243-AL1/39-ST1A 110.0 | 9 | 0.1188 | 0.39 | 0.645 | ol | 243 | 0.00403 | HV
305-AL1/39-ST1A 110.0 | 9.2 | 0.0949 | 0.38 | 0.74 | ol | 305 | 0.00403 | HV
490-AL1/64-ST1A 110.0 | 9.75 | 0.059 | 0.37 | 0.96 | ol | 490 | 0.00403 | HV
679-AL1/86-ST1A 110.0 | 9.95 | 0.042 | 0.36 | 1.15 | ol | 679 | 0.00403 | HV
490-AL1/64-ST1A 220.0 | 10 | 0.059 | 0.285 | 0.96 | ol | 490 | 0.00403 | HV
679-AL1/86-ST1A 220.0 | 11.7 | 0.042 | 0.275 | 1.15 | ol | 679 | 0.00403 | HV
490-AL1/64-ST1A 380.0 | 11 | 0.059 | 0.253 | 0.96 | ol | 490 | 0.00403 | HV
679-AL1/86-ST1A 380.0 | 14.6 | 0.042 | 0.25 | 1.15 | ol | 679 | 0.00403 | HV

## trafo_std_types
| i0_percent | pfe_kw | vkr_percent | sn_mva | vn_lv_kv | vn_hv_kv | vk_percent | shift_degree | vector_group | tap_side | tap_neutral | tap_min | tap_max | tap_step_degree | tap_step_percent | tap_phase_shifter
160 MVA 380/110 kV | 0.06 | 60 | 0.25 | 160 | 110 | 380 | 12.2 | 0 | Yy0 | hv | 0 | -9 | 9 | 0 | 1.5 | FALSE
100 MVA 220/110 kV | 0.06 | 55 | 0.26 | 100 | 110 | 220 | 12 | 0 | Yy0 | hv | 0 | -9 | 9 | 0 | 1.5 | FALSE
63 MVA 110/20 kV | 0.04 | 22 | 0.32 | 63 | 20 | 110 | 18 | 150 | YNd5 | hv | 0 | -9 | 9 | 0 | 1.5 | FALSE
40 MVA 110/20 kV | 0.05 | 18 | 0.34 | 40 | 20 | 110 | 16.2 | 150 | YNd5 | hv | 0 | -9 | 9 | 0 | 1.5 | FALSE
25 MVA 110/20 kV | 0.07 | 14 | 0.41 | 25 | 20 | 110 | 12 | 150 | YNd5 | hv | 0 | -9 | 9 | 0 | 1.5 | FALSE
63 MVA 110/10 kV | 0.04 | 22 | 0.32 | 63 | 10 | 110 | 18 | 150 | YNd5 | hv | 0 | -9 | 9 | 0 | 1.5 | FALSE
40 MVA 110/10 kV | 0.05 | 18 | 0.34 | 40 | 10 | 110 | 16.2 | 150 | YNd5 | hv | 0 | -9 | 9 | 0 | 1.5 | FALSE
25 MVA 110/10 kV | 0.07 | 14 | 0.41 | 25 | 10 | 110 | 12 | 150 | YNd5 | hv | 0 | -9 | 9 | 0 | 1.5 | FALSE
0.25 MVA 20/0.4 kV | 0.32 | 0.8 | 1.44 | 0.25 | 0.4 | 20 | 6 | 150 | Yzn5 | hv | 0 | -2 | 2 | 0 | 2.5 | FALSE
0.4 MVA 20/0.4 kV | 0.3375 | 1.35 | 1.425 | 0.4 | 0.4 | 20 | 6 | 150 | Dyn5 | hv | 0 | -2 | 2 | 0 | 2.5 | FALSE
0.63 MVA 20/0.4 kV | 0.2619 | 1.65 | 1.206 | 0.63 | 0.4 | 20 | 6 | 150 | Dyn5 | hv | 0 | -2 | 2 | 0 | 2.5 | FALSE
0.25 MVA 10/0.4 kV | 0.24 | 0.6 | 1.2 | 0.25 | 0.4 | 10 | 4 | 150 | Dyn5 | hv | 0 | -2 | 2 | 0 | 2.5 | FALSE
0.4 MVA 10/0.4 kV | 0.2375 | 0.95 | 1.325 | 0.4 | 0.4 | 10 | 4 | 150 | Dyn5 | hv | 0 | -2 | 2 | 0 | 2.5 | FALSE
0.63 MVA 10/0.4 kV | 0.1873 | 1.18 | 1.0794 | 0.63 | 0.4 | 10 | 4 | 150 | Dyn5 | hv | 0 | -2 | 2 | 0 | 2.5 | FALSE

## trafo3w_std_types
| sn_hv_mva | sn_mv_mva | sn_lv_mva | vn_hv_kv | vn_mv_kv | vn_lv_kv | vk_hv_percent | vk_mv_percent | vk_lv_percent | vkr_hv_percent | vkr_mv_percent | vkr_lv_percent | pfe_kw | i0_percent | shift_mv_degree | shift_lv_degree | vector_group | tap_side | tap_neutral | tap_min | tap_max | tap_step_percent
63/25/38 MVA 110/20/10 kV | 63 | 25 | 38 | 110 | 20 | 10 | 10.4 | 10.4 | 10.4 | 0.28 | 0.32 | 0.35 | 35 | 0.89 | 0 | 0 | YN0yn0yn0 | hv | 0 | -10 | 10 | 1.2
63/25/38 MVA 110/10/10 kV | 63 | 25 | 38 | 110 | 10 | 10 | 10.4 | 10.4 | 10.4 | 0.28 | 0.32 | 0.35 | 35 | 0.89 | 0 | 0 | YN0yn0yn0 | hv | 0 | -10 | 10 | 1.2

## fuse_std_types
| fuse_type | i_rated_a | t_avg | t_min | t_total | x_avg | x_min | x_total
HV 100A | HV 100A | 100 | 0 | [10.0, 3.64, 0.854, 0.281, 0.1, 0.0531, 0.022, 0.01] | [10.0, 4.267, 1.21, 0.403, 0.1, 0.058, 0.022, 0.01] | 0 | [300.0, 350.0, 450.0, 550.0, 700.0, 850.0, 1200.0, 1752.0] | [600.0, 700.0, 900.0, 1150.0, 1665.0, 2000.0, 3000.0, 4313.0]
HV 10A | HV 10A | 10 | 0 | [10.0, 1675.0, 0.344, 0.156, 0.1, 0.0417, 0.0171, 0.01] | [10.0, 1.3, 0.3, 0.155, 0.1, 0.0555, 0.023, 0.01] | 0 | [30.0, 32.0, 35.0, 37.0, 39.0, 50.0, 70.0, 88.0] | [60.0, 70.0, 80.0, 87.0, 94.0, 110.0, 150.0, 216.0]
HV 125A | HV 125A | 125 | 0 | [10.0, 1.82, 0.344, 0.1, 0.0467, 0.0269, 0.01] | [10.0, 2.478, 0.426, 0.1, 0.0427, 0.0211, 0.01] | 0 | [375.0, 500.0, 700.0, 925.0, 1200.0, 1500.0, 2341.0] | [750.0, 1000.0, 1500.0, 2200.0, 3000.0, 4000.0, 5765.0]
HV 160A | HV 160A | 160 | 0 | [10.0, 4.15, 1.03, 0.198, 0.1, 0.051, 0.0172, 0.01] | [10.0, 2.3, 0.734, 0.274, 0.1, 0.046, 0.0177, 0.01] | 0 | [480.0, 550.0, 700.0, 1000.0, 1260.0, 1600.0, 2500.0, 3227.0] | [960.0, 1300.0, 1700.0, 2200.0, 2996.0, 4000.0, 6000.0, 7946.0]
HV 16A | HV 16A | 16 | 0 | [10.0, 0.352, 0.164, 0.1, 0.0649, 0.0342, 0.01] | [10.0, 2.34, 0.722, 0.181, 0.1, 0.055, 0.0296, 0.01] | 0 | [48.0, 60.0, 65.0, 71.0, 80.0, 100.0, 162.0] | [96.0, 110.0, 125.0, 150.0, 168.0, 200.0, 250.0, 398.0]
HV 200A | HV 200A | 200 | 0 | [10.0, 4.267, 1.21, 0.403, 0.1, 0.058, 0.022, 0.01] | [10.0, 3.73, 1.654, 0.328, 0.1, 0.0531, 0.019, 0.01] | 0 | [600.0, 700.0, 900.0, 1150.0, 1665.0, 2000.0, 3000.0, 4313.0] | [1200.0, 1500.0, 1800.0, 2700.0, 3960.0, 5000.0, 7500.0, 10620.0]
HV 20A | HV 20A | 20 | 0 | [10.0, 1.3, 0.3, 0.155, 0.1, 0.0555, 0.023, 0.01] | [10.0, 1.3, 0.161, 0.1, 0.0611, 0.0399, 0.0141, 0.01] | 0 | [60.0, 70.0, 80.0, 87.0, 94.0, 110.0, 150.0, 216.0] | [120.0, 150.0, 200.0, 223.0, 260.0, 300.0, 450.0, 532.0]
HV 25A | HV 25A | 25 | 0 | [10.0, 2.512, 0.833, 0.299, 0.1, 0.0372, 0.0223, 0.01] | [10.0, 3.125, 0.597, 0.198, 0.1, 0.0378, 0.022, 0.01] | 0 | [75.0, 82.0, 90.0, 100.0, 124.0, 170.0, 200.0, 289.0] | [150.0, 170.0, 210.0, 250.0, 294.0, 400.0, 500.0, 711.0]
HV 31.5A | HV 31.5A | 31.5 | 0 | [10.0, 2.34, 0.722, 0.181, 0.1, 0.055, 0.0296, 0.01] | [10.0, 2.84, 0.368, 0.164, 0.1, 0.0621, 0.0378, 0.0195, 0.01] | 0 | [95.0, 110.0, 125.0, 150.0, 165.0, 200.0, 250.0, 390.0] | [189.0, 220.0, 300.0, 350.0, 393.0, 450.0, 530.0, 700.0, 960.0]
HV 40A | HV 40A | 40 | 0 | [10.0, 1.3, 0.161, 0.1, 0.0611, 0.0399, 0.0141, 0.01] | [10.0, 2.05, 0.369, 0.198, 0.1, 0.051, 0.0298, 0.01] | 0 | [120.0, 150.0, 200.0, 223.0, 260.0, 300.0, 450.0, 532.0] | [240.0, 300.0, 400.0, 450.0, 530.0, 650.0, 800.0, 1311.0]
HV 50A | HV 50A | 50 | 0 | [10.0, 3.215, 0.597, 0.198, 0.1, 0.0378, 0.022, 0.01] | [10.0, 3.64, 0.854, 0.281, 0.1, 0.0531, 0.022, 0.01] | 0 | [150.0, 170.0, 210.0, 250.0, 294.0, 400.0, 500.0, 711.0] | [300.0, 350.0, 450.0, 550.0, 700.0, 850.0, 1200.0, 1752.0]
HV 6.3A | HV 6.3A | 6.3 | 0 | [10.0, 1.39, 0.344, 0.168, 0.1, 0.056, 0.0263, 0.01] | [10.0, 1.711, 0.516, 0.198, 0.1, 0.0634, 0.0303, 0.01] | 0 | [19.0, 19.5, 20.4, 20.8, 22.0, 25.0, 32.0, 48.0] | [38.0, 40.0, 43.0, 48.0, 53.0, 60.0, 75.0, 118.0]
HV 63A | HV 63A | 63 | 0 | [10.0, 2.84, 0.368, 0.164, 0.1, 0.0621, 0.0378, 0.0195, 0.01] | [10.0, 1.82, 0.344, 0.1, 0.0467, 0.0269, 0.01] | 0 | [189.0, 220.0, 300.0, 350.0, 393.0, 450.0, 530.0, 700.0, 961.0] | [378.0, 500.0, 700.0, 934.0, 1200.0, 1500.0, 2366.0]
HV 80A | HV 80A | 80 | 0 | [10.0, 2.05, 0.369, 0.198, 0.1, 0.051, 0.0298, 0.01] | [10.0, 4.15, 1.03, 0.198, 0.1, 0.051, 0.0172, 0.01] | 0 | [240.0, 300.0, 400.0, 450.0, 530.0, 650.0, 800.0, 1311.0] | [480.0, 550.0, 700.0, 1000.0, 1260.0, 1600.0, 2500.0, 3227.0]
Siemens NH-1-100 | Siemens NH-1-100 | 100 | [5400.0, 2000.0, 400.0, 20.0, 1.0, 0.2, 0.012, 0.004] | 0 | 0 | [150.0, 190.0, 250.0, 430.0, 900.0, 1250.0, 2700.0, 3600.0] | 0 | 0
Siemens NH-1-125 | Siemens NH-1-125 | 125 | [4800.0, 120.0, 7.0, 0.1, 0.004] | 0 | 0 | [180.0, 400.0, 740.0, 2000.0, 4250.0] | 0 | 0
Siemens NH-1-16 | Siemens NH-1-16 | 16 | [4000.0, 400.0, 2.0, 0.1, 0.04, 0.01] | 0 | 0 | [26.0, 35.0, 75.0, 150.0, 200.0, 300.0] | 0 | 0
Siemens NH-1-160 | Siemens NH-1-160 | 160 | [4800.0, 120.0, 7.0, 0.1, 0.004] | 0 | 0 | [210.0, 500.0, 900.0, 2300.0, 5000.0] | 0 | 0
Siemens NH-1-25 | Siemens NH-1-25 | 25 | [4000.0, 1000.0, 10.0, 0.2, 0.02, 0.01] | 0 | 0 | [40.0, 50.0, 100.0, 210.0, 400.0, 500.0] | 0 | 0
Siemens NH-1-50 | Siemens NH-1-50 | 50 | [4000.0, 40.0, 4.0, 1.0, 0.02, 0.01] | 0 | 0 | [86.0, 200.0, 300.0, 400.0, 1000.0, 1280.0] | 0 | 0
Siemens NH-1-63 | Siemens NH-1-63 | 63 | [4000.0, 100.0, 10.0, 2.0, 0.04, 0.01] | 0 | 0 | [100.0, 200.0, 300.0, 400.0, 1000.0, 1500.0] | 0 | 0
Siemens NH-1-80 | Siemens NH-1-80 | 80 | [4800.0, 120.0, 7.0, 0.1, 0.01] | 0 | 0 | [150.58, 250.0, 450.0, 1150.0, 2470.0] | 0 | 0
Siemens NH-2-1000 | Siemens NH-2-1000 | 1000 | [4800.0, 120.0, 7.0, 0.1, 0.004] | 0 | 0 | [1900.0, 3500.0, 8400.0, 24000.0, 52000.0] | 0 | 0
Siemens NH-2-200 | Siemens NH-2-200 | 200 | [4800.0, 120.0, 7.0, 0.1, 0.004] | 0 | 0 | [280.0, 650.0, 1200.0, 3000.0, 7000.0] | 0 | 0
Siemens NH-2-224 | Siemens NH-2-224 | 224 | [4800.0, 120.0, 7.0, 0.2, 0.04, 0.004] | 0 | 0 | [400.0, 750.0, 1453.0, 3025.0, 4315.0, 7600.0] | 0 | 0
Siemens NH-2-250 | Siemens NH-2-250 | 250 | [4800.0, 120.0, 7.0, 0.1, 0.004] | 0 | 0 | [450.0, 800.0, 1650.0, 4000.0, 8500.0] | 0 | 0
Siemens NH-2-315 | Siemens NH-2-315 | 315 | [4800.0, 120.0, 7.0, 0.1, 0.004] | 0 | 0 | [550.0, 920.0, 1900.0, 5000.0, 11000.0] | 0 | 0
Siemens NH-2-355 | Siemens NH-2-355 | 355 | [4800.0, 120.0, 6.0, 0.1, 0.004] | 0 | 0 | [650.0, 1116.27, 2350.0, 5840.0, 12790.0] | 0 | 0
Siemens NH-2-400 | Siemens NH-2-400 | 400 | [4800.0, 120.0, 7.0, 0.1, 0.004] | 0 | 0 | [720.0, 1350.0, 2800.0, 6500.0, 15000.0] | 0 | 0
Siemens NH-2-425 | Siemens NH-2-425 | 425 | [4800.0, 120.0, 7.0, 0.1, 0.004] | 0 | 0 | [850.0, 1500.0, 3050.0, 7500.0, 16500.0] | 0 | 0
Siemens NH-2-630 | Siemens NH-2-630 | 630 | [4800.0, 120.0, 7.0, 0.1, 0.004] | 0 | 0 | [1200.0, 2000.0, 4800.0, 12000.0, 26000.0] | 0 | 0

## res_bus
| vm_pu | va_degree | p_mw | q_mvar
0 | 0.98526 | -0.28238 | 0.002197 | 0.00055062
1 | 0.98507 | -0.28607 | 0.0030039 | 0.00075285
2 | 0.98528 | -0.28197 | 0.0025608 | 0.0006418
3 | 0.98506 | -0.28612 | 0.0034949 | 0.00087591
4 | 0.98546 | -0.27834 | 0.0014026 | 0.00035152
5 | 0.98504 | -0.28665 | 0.003041 | 0.00076216
6 | 0.98557 | -0.27617 | 0.0021693 | 0.00054368
7 | 0.98587 | -0.27046 | 0.001181 | 0.00029598
8 | 0.9845 | -0.29702 | 0.002077 | 0.00052055
9 | 0.98528 | -0.28196 | 0.0010269 | 0.00025738
10 | 0.98376 | -0.31145 | 0 | 0
11 | 0.98598 | -0.26821 | 0 | 0
12 | 0.98338 | -0.31891 | 0.0032861 | 0.00082358
13 | 0.98347 | -0.31715 | 0.0028617 | 0.00071721
14 | 0.98366 | -0.31345 | 0.0020671 | 0.00051805
15 | 0.98609 | -0.26607 | 0 | 0
16 | 0.9859 | -0.26975 | 0.0011611 | 0.000291
17 | 0.98335 | -0.31944 | 0.0018457 | 0.00046258
18 | 0.98279 | -0.33052 | 0.0086093 | 0.0021577
19 | 0.98336 | -0.3193 | 0.0028366 | 0.00071092
20 | 0.98365 | -0.31374 | 0.0018671 | 0.00046793
21 | 0.98733 | -0.24203 | 0.0025313 | 0.0006344
22 | 0.9859 | -0.26976 | 0.001022 | 0.00025615
23 | 0.98278 | -0.33061 | 0.0052766 | 0.0013224
24 | 0.98319 | -0.3226 | 0 | 0
25 | 0.97985 | -0.38632 | 0.00088809 | 0.00022258
26 | 0.97988 | -0.38575 | 0.0023094 | 0.0005788
27 | 0.97971 | -0.389 | 0.0024488 | 0.00061372
28 | 0.97998 | -0.38361 | 0.0020682 | 0.00051834
29 | 0.97969 | -0.38933 | 0.0016803 | 0.00042113
30 | 0.98018 | -0.37985 | 0 | 0
31 | 0.9796 | -0.3912 | 0.0056868 | 0.0014252
32 | 0.97935 | -0.39594 | 0.0014547 | 0.00036459
33 | 0.98158 | -0.35256 | 0.00088779 | 0.0002225
34 | 0.98003 | -0.38267 | 0.0018409 | 0.00046137
35 | 0.97958 | -0.39157 | 0 | 0
36 | 0.97549 | -0.47149 | 0.0029553 | 0.00074066
37 | 0.97553 | -0.47076 | 0.0014571 | 0.00036518
38 | 0.97478 | -0.48546 | 0.0011423 | 0.00028628
39 | 0.97652 | -0.45137 | 0 | 0
40 | 0.97474 | -0.4862 | 0.0020367 | 0.00051044
41 | 0.97528 | -0.47572 | 0.0032642 | 0.00081808
42 | 0.97795 | -0.42333 | 0.001663 | 0.00041679
43 | 0.97454 | -0.49025 | 0.0017548 | 0.00043979
44 | 0.99996 | -0.00083279 | 0.0017266 | 0.00043272
45 | 0.99997 | -0.00048406 | 0.0013508 | 0.00033854
46 | 0.97513 | -0.47867 | 0.0015231 | 0.00038172
47 | 0.97835 | -0.41556 | 0.0058247 | 0.0014598
48 | 0.97421 | -0.4967 | 0.0017682 | 0.00044315
49 | 0.98746 | -0.23945 | 0.0027558 | 0.00069068
50 | 0.98914 | -0.20689 | 0.0052576 | 0.0013177
51 | 0.98993 | -0.19172 | 0.0015668 | 0.00039267
52 | 0.99059 | -0.17893 | 0.0023689 | 0.0005937
53 | 0.99161 | -0.15933 | 0 | 0
54 | 0.97147 | -0.55073 | 0.0018022 | 0.00045168
55 | 0.97224 | -0.53551 | 0.0024976 | 0.00062597
56 | 0.97117 | -0.55671 | 0 | 0
57 | 0.97234 | -0.5336 | 0.0017058 | 0.00042751
58 | 0.97073 | -0.56546 | 0 | 0
59 | 0.97112 | -0.55771 | 0.0030824 | 0.00077252
60 | 0.97104 | -0.55926 | 0.003286 | 0.00082356
61 | 0.9727 | -0.52639 | 0.002908 | 0.0007288
62 | 0.97071 | -0.56572 | 0 | 0
63 | 0.97063 | -0.56731 | 0.0016727 | 0.00041921
64 | 0.97103 | -0.55946 | 0.001993 | 0.00049948
65 | 0.97355 | -0.5096 | 0 | 0
66 | 0.97056 | -0.56881 | 0.0023663 | 0.00059304
67 | 0.97049 | -0.57007 | 0.0062767 | 0.0015731
68 | 0.97397 | -0.50144 | 0 | 0
69 | 0.97357 | -0.50935 | 0.0015196 | 0.00038084
70 | 0.97429 | -0.49517 | 0.0053834 | 0.0013492
71 | 0.97102 | -0.55958 | 0.00045835 | 0.00011487
72 | 0.97331 | -0.51436 | 0.0017748 | 0.0004448
73 | 0.97332 | -0.51425 | 0.0027161 | 0.00068072
74 | 0.97341 | -0.51238 | 0.002074 | 0.00051978
75 | 0.98304 | -0.32552 | 0 | 0
76 | 0.98308 | -0.32474 | 0.0083997 | 0.0021052
77 | 0.98299 | -0.32653 | 0.0033859 | 0.0008486
78 | 0.97433 | -0.49441 | 0.0065642 | 0.0016451
79 | 0.97328 | -0.51505 | 0.0038767 | 0.00097158
80 | 0.97312 | -0.51826 | 0 | 0
81 | 0.99471 | -0.10011 | 0.0014502 | 0.00036345
82 | 0.99508 | -0.093041 | 0.0014603 | 0.00036597
83 | 0.99558 | -0.083674 | 0.0014264 | 0.00035749
84 | 0.99055 | -0.17954 | 0.0070198 | 0.0017593
85 | 0.99151 | -0.16131 | 0.0019297 | 0.00048364
86 | 0.99707 | -0.055245 | 0.0014133 | 0.00035422
87 | 0.99051 | -0.18029 | 0.0023402 | 0.00058652
88 | 0.99147 | -0.16197 | 0.0052541 | 0.0013168
89 | 0.99735 | -0.050022 | 0.0020622 | 0.00051685
90 | 0.9896 | -0.19784 | 0.0012342 | 0.00030931
91 | 0.98248 | -0.33648 | 0.0036478 | 0.00091422
92 | 0.98258 | -0.33449 | 0 | 0
93 | 0.98532 | -0.28004 | 0.0028078 | 0.00070371
94 | 0.98623 | -0.26247 | 0.0046064 | 0.0011545
95 | 0.98515 | -0.28324 | 0 | 0
96 | 0.98708 | -0.24616 | 0 | 0
97 | 0.98373 | -0.31084 | 0.0035914 | 0.00090008
98 | 0.98808 | -0.22697 | 0.0021673 | 0.00054318
99 | 0.98347 | -0.31591 | 0.0025452 | 0.0006379
100 | 0.98885 | -0.21221 | 0.0055748 | 0.0013972
101 | 0.98227 | -0.33908 | 0.0013503 | 0.00033842
102 | 0.97346 | -0.51149 | 0.0022454 | 0.00056276
103 | 0.97402 | -0.50042 | 0.0011538 | 0.00028916
104 | 0.98219 | -0.34063 | 0.002136 | 0.00053534
105 | 0.9798 | -0.38717 | 0.0025813 | 0.00064693
106 | 0.97983 | -0.3867 | 0 | 0
107 | 0.97307 | -0.51929 | 0.0037488 | 0.00093953
108 | 0.97301 | -0.52038 | 0.00334 | 0.00083708
109 | 0.97976 | -0.38795 | 0.0017666 | 0.00044276
110 | 0.97294 | -0.5219 | 0.0039979 | 0.001002
111 | 0.97976 | -0.38805 | 0.0018911 | 0.00047396
112 | 0.97973 | -0.38868 | 0.0013774 | 0.00034522
113 | 0.98276 | -0.33109 | 0.0029054 | 0.00072816
114 | 0.98262 | -0.33372 | 0 | 0
115 | 0.99819 | -0.034071 | 0.0015998 | 0.00040095
116 | 0.99929 | -0.013388 | 0.0014886 | 0.00037309
117 | 1 | 0 | -0.27787 | -0.071023
118 | 0.99998 | -0.00032575 | 0.0019516 | 0.0004891
119 | 0.98581 | -0.27149 | 0.0012406 | 0.00031092
120 | 0.98581 | -0.27163 | 0.0010282 | 0.0002577
121 | 0.9858 | -0.27184 | 0.0031182 | 0.00078149
122 | 0.97054 | -0.56906 | 0.003335 | 0.00083582
123 | 0.97956 | -0.39186 | 0.0011191 | 0.00028048
124 | 0.97955 | -0.39212 | 0.00068664 | 0.00017209
125 | 0.99998 | 149.9956 | 0 | 0

## res_line
| p_from_mw | q_from_mvar | p_to_mw | q_to_mvar | pl_mw | ql_mvar | i_from_ka | i_to_ka | i_ka | vm_from_pu | va_from_degree | vm_to_pu | va_to_degree | loading_percent
0 | 0.0095416 | 0.0023916 | -0.00954 | -0.0023908 | 1.6769e-06 | 7.9905e-07 | 0.014411 | 0.014411 | 0.014411 | 0.98526 | -0.28238 | 0.98507 | -0.28607 | 3.959
1 | -0.011739 | -0.0029423 | 0.011739 | 0.0029424 | 2.2966e-07 | 1.2217e-07 | 0.017729 | 0.017729 | 0.017729 | 0.98526 | -0.28238 | 0.98528 | -0.28197 | 4.8705
2 | 0.0065361 | 0.001638 | -0.006536 | -0.001638 | 1.7821e-08 | 5.1991e-09 | 0.0098732 | 0.0098732 | 0.0098732 | 0.98507 | -0.28607 | 0.98506 | -0.28612 | 2.7124
3 | -0.0143 | -0.0035842 | 0.014302 | 0.0035856 | 2.4683e-06 | 1.4e-06 | 0.021596 | 0.021596 | 0.021596 | 0.98528 | -0.28197 | 0.98546 | -0.27834 | 5.933
4 | 0.0030411 | 0.00076208 | -0.003041 | -0.00076216 | 7.6941e-08 | -7.4525e-08 | 0.0045938 | 0.0045939 | 0.0045939 | 0.98506 | -0.28612 | 0.98504 | -0.28665 | 1.262
5 | -0.015705 | -0.0039371 | 0.015706 | 0.0039381 | 1.6287e-06 | 9.4398e-07 | 0.023714 | 0.023714 | 0.023714 | 0.98546 | -0.27834 | 0.98557 | -0.27617 | 6.5148
6 | -0.017876 | -0.0044817 | 0.017881 | 0.0044846 | 4.8651e-06 | 2.8866e-06 | 0.026989 | 0.026989 | 0.026989 | 0.98557 | -0.27617 | 0.98587 | -0.27046 | 7.4146
7 | -0.019061 | -0.0047806 | 0.019065 | 0.004783 | 3.9835e-06 | 2.3858e-06 | 0.028772 | 0.028772 | 0.028772 | 0.98587 | -0.27046 | 0.98609 | -0.26607 | 7.9043
8 | -0.04913 | -0.012334 | 0.049165 | 0.012356 | 3.5313e-05 | 2.2383e-05 | 0.074264 | 0.074264 | 0.074264 | 0.9845 | -0.29702 | 0.98528 | -0.28196 | 20.4023
9 | 0.047053 | 0.011813 | -0.047021 | -0.011793 | 3.2373e-05 | 2.0502e-05 | 0.071125 | 0.071125 | 0.071125 | 0.9845 | -0.29702 | 0.98376 | -0.31145 | 19.5399
10 | -0.050192 | -0.012614 | 0.050225 | 0.012635 | 3.2966e-05 | 2.0903e-05 | 0.075815 | 0.075815 | 0.075815 | 0.98528 | -0.28196 | 0.98598 | -0.26821 | 20.8284
11 | 0.025593 | 0.0064206 | -0.025583 | -0.006415 | 9.1023e-06 | 5.6199e-06 | 0.038713 | 0.038713 | 0.038713 | 0.98376 | -0.31145 | 0.98338 | -0.31891 | 10.6355
12 | 0.017494 | 0.0043865 | -0.017489 | -0.0043837 | 4.7508e-06 | 2.8109e-06 | 0.026461 | 0.026461 | 0.026461 | 0.98376 | -0.31145 | 0.98347 | -0.31715 | 7.2695
13 | 0.0039345 | 0.00098577 | -0.0039342 | -0.00098589 | 3.7456e-07 | -1.1831e-07 | 0.0059512 | 0.0059513 | 0.0059513 | 0.98376 | -0.31145 | 0.98366 | -0.31345 | 1.635
14 | -0.057796 | -0.014532 | 0.057802 | 0.014536 | 5.8967e-06 | 3.7475e-06 | 0.087241 | 0.087241 | 0.087241 | 0.98598 | -0.26821 | 0.98609 | -0.26607 | 23.9674
15 | 0.0075712 | 0.0018975 | -0.0075706 | -0.0018973 | 5.5383e-07 | 2.1019e-07 | 0.011426 | 0.011426 | 0.011426 | 0.98598 | -0.26821 | 0.9859 | -0.26975 | 3.1391
16 | 0.0018458 | 0.00046241 | -0.0018457 | -0.00046258 | 4.6347e-08 | -1.7135e-07 | 0.0027929 | 0.002793 | 0.002793 | 0.98338 | -0.31891 | 0.98335 | -0.31944 | 0.7673
17 | 0.020452 | 0.005129 | -0.02044 | -0.0051222 | 1.1313e-05 | 6.8412e-06 | 0.030948 | 0.030948 | 0.030948 | 0.98338 | -0.31891 | 0.98279 | -0.33052 | 8.5022
18 | 0.014627 | 0.0036665 | -0.014626 | -0.0036656 | 1.4959e-06 | 8.5402e-07 | 0.022131 | 0.022131 | 0.022131 | 0.98347 | -0.31715 | 0.98336 | -0.3193 | 6.08
19 | 0.0018671 | 0.00046784 | -0.0018671 | -0.00046793 | 2.6337e-08 | -9.4903e-08 | 0.0028244 | 0.0028244 | 0.0028244 | 0.98366 | -0.31345 | 0.98365 | -0.31374 | 0.77594
20 | -0.076868 | -0.019319 | 0.076956 | 0.019375 | 8.8361e-05 | 5.6328e-05 | 0.11601 | 0.11601 | 0.11601 | 0.98609 | -0.26607 | 0.98733 | -0.24203 | 31.8717
21 | 0.0064095 | 0.0016063 | -0.0064095 | -0.0016063 | 4.7705e-09 | 1.3199e-09 | 0.0096738 | 0.0096738 | 0.0096738 | 0.9859 | -0.26975 | 0.9859 | -0.26976 | 2.6576
22 | 0.011831 | 0.0029645 | -0.011831 | -0.0029644 | 5.1119e-08 | 2.7332e-08 | 0.017913 | 0.017913 | 0.017913 | 0.98279 | -0.33052 | 0.98278 | -0.33061 | 4.9211
23 | 0.011789 | 0.0029547 | -0.011787 | -0.0029537 | 1.8572e-06 | 9.912e-07 | 0.017839 | 0.017839 | 0.017839 | 0.98336 | -0.3193 | 0.98319 | -0.3226 | 4.9008
24 | -0.079487 | -0.02001 | 0.079497 | 0.020016 | 9.7749e-06 | 6.2327e-06 | 0.11983 | 0.11983 | 0.11983 | 0.98733 | -0.24203 | 0.98746 | -0.23945 | 32.9197
25 | 0.0053875 | 0.0013501 | -0.005387 | -0.0013501 | 4.4309e-07 | 5.5711e-08 | 0.0081312 | 0.0081313 | 0.0081313 | 0.9859 | -0.26976 | 0.98581 | -0.27149 | 2.2339
26 | 0.0065543 | 0.001642 | -0.0065541 | -0.0016419 | 1.472e-07 | 4.3701e-08 | 0.0099235 | 0.0099235 | 0.0099235 | 0.98278 | -0.33061 | 0.98276 | -0.33109 | 2.7262
27 | 0.0033866 | 0.00084819 | -0.0033861 | -0.00084849 | 4.7052e-07 | -3.0452e-07 | 0.0051252 | 0.0051254 | 0.0051254 | 0.98319 | -0.3226 | 0.98304 | -0.32552 | 1.4081
28 | 0.0084005 | 0.0021055 | -0.0083997 | -0.0021052 | 8.566e-07 | 3.6903e-07 | 0.012714 | 0.012714 | 0.012714 | 0.98319 | -0.3226 | 0.98308 | -0.32474 | 3.4928
29 | -0.012512 | -0.0031359 | 0.012512 | 0.0031361 | 3.4457e-07 | 1.8847e-07 | 0.019001 | 0.019001 | 0.019001 | 0.97985 | -0.38632 | 0.97988 | -0.38575 | 5.2201
30 | 0.011624 | 0.0029133 | -0.011623 | -0.0029125 | 1.4803e-06 | 7.8787e-07 | 0.017653 | 0.017653 | 0.017653 | 0.97985 | -0.38632 | 0.97971 | -0.389 | 4.8496
31 | -0.014822 | -0.0037149 | 0.014823 | 0.0037157 | 1.5086e-06 | 8.6546e-07 | 0.022508 | 0.022508 | 0.022508 | 0.97988 | -0.38575 | 0.97998 | -0.38361 | 6.1836
32 | 0.0091738 | 0.0022988 | -0.0091736 | -0.0022987 | 1.4433e-07 | 6.7406e-08 | 0.013933 | 0.013933 | 0.013933 | 0.97971 | -0.389 | 0.97969 | -0.38933 | 3.8278
33 | -0.016892 | -0.0042341 | 0.016895 | 0.0042359 | 3.0246e-06 | 1.7812e-06 | 0.025649 | 0.025649 | 0.025649 | 0.97998 | -0.38361 | 0.98018 | -0.37985 | 7.0463
34 | 0.0074933 | 0.0018776 | -0.0074926 | -0.0018773 | 6.6767e-07 | 2.5425e-07 | 0.011381 | 0.011381 | 0.011381 | 0.97969 | -0.38933 | 0.9796 | -0.3912 | 3.1267
35 | 0.095218 | 0.024088 | -0.095145 | -0.024041 | 7.3428e-05 | 4.6522e-05 | 0.14463 | 0.14463 | 0.14463 | 0.98018 | -0.37985 | 0.97935 | -0.39594 | 19.8671
36 | -0.12157 | -0.030694 | 0.12173 | 0.030796 | 0.00015921 | 0.00010127 | 0.18464 | 0.18464 | 0.18464 | 0.98018 | -0.37985 | 0.98158 | -0.35256 | 25.3631
37 | 0.0094605 | 0.002371 | -0.0094592 | -0.0023704 | 1.2696e-06 | 6.0569e-07 | 0.014362 | 0.014362 | 0.014362 | 0.98018 | -0.37985 | 0.98003 | -0.38267 | 3.9457
38 | 0.0018058 | 0.0004521 | -0.0018058 | -0.00045222 | 3.1939e-08 | -1.2208e-07 | 0.0027429 | 0.0027429 | 0.0027429 | 0.9796 | -0.3912 | 0.97958 | -0.39157 | 0.75356
39 | 0.09369 | 0.023676 | -0.093602 | -0.023621 | 8.8037e-05 | 5.5762e-05 | 0.14242 | 0.14242 | 0.14242 | 0.97935 | -0.39594 | 0.97835 | -0.41556 | 19.5636
40 | -0.12262 | -0.031018 | 0.12269 | 0.031063 | 7.0228e-05 | 4.4672e-05 | 0.18599 | 0.18599 | 0.18599 | 0.98158 | -0.35256 | 0.98219 | -0.34063 | 25.5479
41 | 0.0076183 | 0.0019091 | -0.0076169 | -0.0019085 | 1.4639e-06 | 5.6935e-07 | 0.011567 | 0.011567 | 0.011567 | 0.98003 | -0.38267 | 0.97983 | -0.3867 | 3.1778
42 | 0.0018058 | 0.00045222 | -0.0018058 | -0.00045231 | 2.4798e-08 | -9.4772e-08 | 0.0027429 | 0.002743 | 0.002743 | 0.97958 | -0.39157 | 0.97956 | -0.39186 | 0.75357
43 | -0.051158 | -0.012877 | 0.05116 | 0.012878 | 1.7871e-06 | 1.134e-06 | 0.078056 | 0.078056 | 0.078056 | 0.97549 | -0.47149 | 0.97553 | -0.47076 | 21.444
44 | 0.048203 | 0.012136 | -0.04817 | -0.012115 | 3.2163e-05 | 2.0386e-05 | 0.073548 | 0.073548 | 0.073548 | 0.97549 | -0.47149 | 0.97478 | -0.48546 | 20.2056
45 | -0.052617 | -0.013243 | 0.052666 | 0.013274 | 4.8814e-05 | 3.0989e-05 | 0.080279 | 0.080279 | 0.080279 | 0.97553 | -0.47076 | 0.97652 | -0.45137 | 22.0546
46 | 0.047028 | 0.011829 | -0.047027 | -0.011828 | 1.6745e-06 | 1.0609e-06 | 0.071805 | 0.071805 | 0.071805 | 0.97478 | -0.48546 | 0.97474 | -0.4862 | 19.7266
47 | 0.033301 | 0.0083757 | -0.033262 | -0.0083515 | 3.8696e-05 | 2.4265e-05 | 0.050755 | 0.050755 | 0.050755 | 0.97652 | -0.45137 | 0.97528 | -0.47572 | 13.9436
48 | -0.085966 | -0.02165 | 0.086082 | 0.021723 | 0.00011541 | 7.3638e-05 | 0.13103 | 0.13103 | 0.13103 | 0.97652 | -0.45137 | 0.97795 | -0.42333 | 35.9982
49 | 0.04499 | 0.011318 | -0.044981 | -0.011312 | 8.6971e-06 | 5.5049e-06 | 0.068696 | 0.068696 | 0.068696 | 0.97474 | -0.4862 | 0.97454 | -0.49025 | 18.8724
50 | 0.029998 | 0.0075334 | -0.029994 | -0.0075308 | 4.2139e-06 | 2.63e-06 | 0.045775 | 0.045775 | 0.045775 | 0.97528 | -0.47572 | 0.97513 | -0.47867 | 12.5754
51 | -0.087745 | -0.02214 | 0.087778 | 0.022161 | 3.2675e-05 | 2.0851e-05 | 0.13356 | 0.13356 | 0.13356 | 0.97795 | -0.42333 | 0.97835 | -0.41556 | 36.6933
52 | 0.043226 | 0.010872 | -0.043213 | -0.010864 | 1.3323e-05 | 8.4255e-06 | 0.066016 | 0.066016 | 0.066016 | 0.97454 | -0.49025 | 0.97421 | -0.4967 | 18.1363
53 | -0.0017266 | -0.00043272 | 0.0017266 | 0.00043259 | 2.8681e-08 | -1.3364e-07 | 0.0025693 | 0.0025692 | 0.0025693 | 0.99996 | -0.00083279 | 0.99997 | -0.00048406 | 0.70585
54 | -0.0030774 | -0.00077113 | 0.0030774 | 0.00077111 | 2.3205e-08 | -2.3861e-08 | 0.0045793 | 0.0045793 | 0.0045793 | 0.99997 | -0.00048406 | 0.99998 | -0.00032575 | 1.258
55 | 0.028471 | 0.007149 | -0.028449 | -0.0071358 | 2.1364e-05 | 1.3297e-05 | 0.04345 | 0.043451 | 0.043451 | 0.97513 | -0.47867 | 0.97433 | -0.49441 | 11.937
56 | 0.041445 | 0.010421 | -0.041438 | -0.010416 | 7.3566e-06 | 4.6473e-06 | 0.063316 | 0.063316 | 0.063316 | 0.97421 | -0.4967 | 0.97402 | -0.50042 | 17.3944
57 | -0.082253 | -0.020706 | 0.082381 | 0.020788 | 0.00012825 | 8.1793e-05 | 0.12398 | 0.12398 | 0.12398 | 0.98746 | -0.23945 | 0.98914 | -0.20689 | 34.0606
58 | -0.087639 | -0.022106 | 0.087703 | 0.022147 | 6.3685e-05 | 4.0633e-05 | 0.13189 | 0.13189 | 0.13189 | 0.98914 | -0.20689 | 0.98993 | -0.19172 | 36.2334
59 | -0.089269 | -0.022539 | 0.089324 | 0.022574 | 5.4743e-05 | 3.4932e-05 | 0.13424 | 0.13424 | 0.13424 | 0.98993 | -0.19172 | 0.99059 | -0.17893 | 36.8804
60 | -0.091693 | -0.023168 | 0.091779 | 0.023223 | 8.6258e-05 | 5.5049e-05 | 0.1378 | 0.1378 | 0.1378 | 0.99059 | -0.17893 | 0.99161 | -0.15933 | 37.858
61 | 0.15929 | 0.040709 | -0.15913 | -0.040609 | 0.00015558 | 9.9197e-05 | 0.23931 | 0.23931 | 0.23931 | 0.99161 | -0.15933 | 0.99055 | -0.17954 | 32.8725
62 | 0.0071847 | 0.0018007 | -0.007184 | -0.0018004 | 6.7963e-07 | 2.3385e-07 | 0.010781 | 0.010781 | 0.010781 | 0.99161 | -0.15933 | 0.99151 | -0.16131 | 2.9619
63 | -0.25825 | -0.065732 | 0.25899 | 0.066205 | 0.00073956 | 0.00047264 | 0.3879 | 0.3879 | 0.3879 | 0.99161 | -0.15933 | 0.99471 | -0.10011 | 53.2824
64 | -0.024288 | -0.0060909 | 0.024306 | 0.0061018 | 1.763e-05 | 1.0862e-05 | 0.037204 | 0.037203 | 0.037204 | 0.97147 | -0.55073 | 0.97224 | -0.53551 | 10.2208
65 | 0.022486 | 0.0056392 | -0.022479 | -0.0056353 | 6.4023e-06 | 3.9193e-06 | 0.034443 | 0.034443 | 0.034443 | 0.97147 | -0.55073 | 0.97117 | -0.55671 | 9.4624
66 | -0.026803 | -0.0067277 | 0.026806 | 0.0067293 | 2.4418e-06 | 1.5148e-06 | 0.041026 | 0.041026 | 0.041026 | 0.97224 | -0.53551 | 0.97234 | -0.5336 | 11.2709
67 | 0.013659 | 0.0034251 | -0.013653 | -0.0034219 | 5.6928e-06 | 3.2147e-06 | 0.020928 | 0.020929 | 0.020929 | 0.97117 | -0.55671 | 0.97073 | -0.56546 | 5.7496
68 | 0.0030825 | 0.00077239 | -0.0030824 | -0.00077252 | 1.4694e-07 | -1.233e-07 | 0.004723 | 0.004723 | 0.004723 | 0.97117 | -0.55671 | 0.97112 | -0.55771 | 1.2975
69 | 0.0057381 | 0.0014379 | -0.0057374 | -0.0014377 | 6.9774e-07 | 1.4874e-07 | 0.0087917 | 0.0087918 | 0.0087918 | 0.97117 | -0.55671 | 0.97104 | -0.55926 | 2.4153
70 | -0.028511 | -0.0071568 | 0.028521 | 0.0071629 | 9.8102e-06 | 6.1081e-06 | 0.043637 | 0.043636 | 0.043637 | 0.97234 | -0.5336 | 0.9727 | -0.52639 | 11.9881
71 | 0.0057022 | 0.001429 | -0.0057021 | -0.001429 | 7.1569e-08 | 1.4923e-08 | 0.0087408 | 0.0087408 | 0.0087408 | 0.97073 | -0.56546 | 0.97071 | -0.56572 | 2.4013
72 | 0.0079509 | 0.0019928 | -0.0079502 | -0.0019925 | 7.011e-07 | 2.9312e-07 | 0.012188 | 0.012188 | 0.012188 | 0.97073 | -0.56546 | 0.97063 | -0.56731 | 3.3483
73 | 0.0024513 | 0.00061415 | -0.0024513 | -0.00061419 | 2.3826e-08 | -4.0453e-08 | 0.0037563 | 0.0037563 | 0.0037563 | 0.97104 | -0.55926 | 0.97103 | -0.55946 | 1.032
74 | -0.031429 | -0.0078917 | 0.031454 | 0.0079074 | 2.5207e-05 | 1.5771e-05 | 0.048085 | 0.048085 | 0.048085 | 0.9727 | -0.52639 | 0.97355 | -0.5096 | 13.2102
75 | 0.0057021 | 0.001429 | -0.0057013 | -0.0014288 | 8.3845e-07 | 1.749e-07 | 0.0087408 | 0.0087409 | 0.0087409 | 0.97071 | -0.56572 | 0.97056 | -0.56881 | 2.4014
76 | 0.0062775 | 0.0015733 | -0.0062767 | -0.0015731 | 8.2703e-07 | 2.3502e-07 | 0.0096237 | 0.0096238 | 0.0096238 | 0.97063 | -0.56731 | 0.97049 | -0.57007 | 2.6439
77 | 0.00045835 | 0.00011471 | -0.00045835 | -0.00011487 | 2.5081e-09 | -1.6611e-07 | 0.00070232 | 0.00070238 | 0.00070238 | 0.97103 | -0.55946 | 0.97102 | -0.55958 | 0.19296
78 | -0.040266 | -0.010116 | 0.040284 | 0.010127 | 1.7642e-05 | 1.1137e-05 | 0.061553 | 0.061553 | 0.061553 | 0.97355 | -0.5096 | 0.97402 | -0.50042 | 16.9102
79 | 0.0088117 | 0.0022084 | -0.0088109 | -0.0022081 | 7.9687e-07 | 3.6434e-07 | 0.013468 | 0.013468 | 0.013468 | 0.97355 | -0.5096 | 0.97346 | -0.51149 | 3.7001
80 | 0.003335 | 0.0008358 | -0.003335 | -0.00083582 | 3.9713e-08 | -2.4642e-08 | 0.0051131 | 0.0051131 | 0.0051131 | 0.97056 | -0.56881 | 0.97054 | -0.56906 | 1.4047
81 | 0.016496 | 0.004138 | -0.01649 | -0.0041344 | 6.2227e-06 | 3.6576e-06 | 0.025204 | 0.025204 | 0.025204 | 0.97397 | -0.50144 | 0.97357 | -0.50935 | 6.9241
82 | -0.016496 | -0.004138 | 0.016501 | 0.0041409 | 4.9316e-06 | 2.8985e-06 | 0.025204 | 0.025204 | 0.025204 | 0.97397 | -0.50144 | 0.97429 | -0.49517 | 6.9241
83 | 0.01497 | 0.0037535 | -0.014966 | -0.0037512 | 4.0634e-06 | 2.3433e-06 | 0.022881 | 0.022881 | 0.022881 | 0.97357 | -0.50935 | 0.97328 | -0.51505 | 6.2861
84 | -0.021884 | -0.0054901 | 0.021885 | 0.0054906 | 7.9189e-07 | 4.8327e-07 | 0.033426 | 0.033426 | 0.033426 | 0.97429 | -0.49517 | 0.97433 | -0.49441 | 9.1829
85 | -0.0017748 | -0.0004448 | 0.0017748 | 0.00044476 | 8.9974e-09 | -3.4747e-08 | 0.0027133 | 0.0027133 | 0.0027133 | 0.97331 | -0.51436 | 0.97332 | -0.51425 | 0.74541
86 | -0.0044909 | -0.0011255 | 0.0044913 | 0.0011255 | 4.0085e-07 | -2.533e-08 | 0.0068657 | 0.0068656 | 0.0068657 | 0.97332 | -0.51425 | 0.97341 | -0.51238 | 1.8862
87 | -0.0065652 | -0.0016452 | 0.0065655 | 0.0016453 | 2.7598e-07 | 8.5791e-08 | 0.010036 | 0.010036 | 0.010036 | 0.97341 | -0.51238 | 0.97346 | -0.51149 | 2.7571
88 | 0.0033861 | 0.00084849 | -0.0033859 | -0.0008486 | 1.6329e-07 | -1.0563e-07 | 0.0051254 | 0.0051255 | 0.0051255 | 0.98304 | -0.32552 | 0.98299 | -0.32653 | 1.4081
89 | 0.011089 | 0.0027796 | -0.011088 | -0.0027787 | 1.6972e-06 | 8.9056e-07 | 0.016954 | 0.016955 | 0.016955 | 0.97328 | -0.51505 | 0.97312 | -0.51826 | 4.6578
90 | 0.0037489 | 0.00093946 | -0.0037488 | -0.00093953 | 1.8383e-07 | -6.7664e-08 | 0.0057325 | 0.0057326 | 0.0057326 | 0.97312 | -0.51826 | 0.97307 | -0.51929 | 1.5749
91 | 0.0073389 | 0.0018392 | -0.0073381 | -0.001839 | 7.4176e-07 | 2.7961e-07 | 0.011222 | 0.011222 | 0.011222 | 0.97312 | -0.51826 | 0.97301 | -0.52038 | 3.083
92 | -0.26044 | -0.066568 | 0.26053 | 0.066625 | 8.913e-05 | 5.6962e-05 | 0.39007 | 0.39007 | 0.39007 | 0.99471 | -0.10011 | 0.99508 | -0.093041 | 53.5804
93 | -0.26199 | -0.066991 | 0.26211 | 0.067067 | 0.00011881 | 7.5928e-05 | 0.39225 | 0.39225 | 0.39225 | 0.99508 | -0.093041 | 0.99558 | -0.083674 | 53.8803
94 | -0.26354 | -0.067425 | 0.2639 | 0.067657 | 0.00036321 | 0.00023213 | 0.39438 | 0.39438 | 0.39438 | 0.99558 | -0.083674 | 0.99707 | -0.055245 | 54.1732
95 | 0.15211 | 0.03885 | -0.15211 | -0.038847 | 5.4475e-06 | 3.4721e-06 | 0.22877 | 0.22877 | 0.22877 | 0.99055 | -0.17954 | 0.99051 | -0.18029 | 31.424
96 | 0.0052543 | 0.0013168 | -0.0052541 | -0.0013168 | 1.6441e-07 | 1.4286e-08 | 0.0078854 | 0.0078854 | 0.0078854 | 0.99151 | -0.16131 | 0.99147 | -0.16197 | 2.1663
97 | -0.26531 | -0.068011 | 0.26538 | 0.068054 | 6.7213e-05 | 4.2957e-05 | 0.39649 | 0.39649 | 0.39649 | 0.99707 | -0.055245 | 0.99735 | -0.050022 | 54.4629
98 | 0.14977 | 0.03826 | -0.14964 | -0.038179 | 0.00012703 | 8.0953e-05 | 0.22525 | 0.22525 | 0.22525 | 0.99051 | -0.18029 | 0.9896 | -0.19784 | 30.9411
99 | -0.26744 | -0.068571 | 0.26765 | 0.068703 | 0.00020702 | 0.00013231 | 0.39957 | 0.39957 | 0.39957 | 0.99735 | -0.050022 | 0.99819 | -0.034071 | 54.8855
100 | 0.14841 | 0.03787 | -0.1483 | -0.037804 | 0.0001029 | 6.5571e-05 | 0.2234 | 0.2234 | 0.2234 | 0.9896 | -0.19784 | 0.98885 | -0.21221 | 30.6862
101 | -0.0036478 | -0.00091422 | 0.0036481 | 0.00091406 | 3.4661e-07 | -1.617e-07 | 0.0055247 | 0.0055246 | 0.0055247 | 0.98248 | -0.33648 | 0.98258 | -0.33449 | 1.5178
102 | -0.0036481 | -0.00091406 | 0.0036483 | 0.000914 | 1.3448e-07 | -6.2766e-08 | 0.0055246 | 0.0055245 | 0.0055246 | 0.98258 | -0.33449 | 0.98262 | -0.33372 | 1.5177
103 | -0.1355 | -0.034419 | 0.13561 | 0.034492 | 0.00011471 | 7.3045e-05 | 0.20479 | 0.20479 | 0.20479 | 0.98532 | -0.28004 | 0.98623 | -0.26247 | 28.131
104 | 0.13269 | 0.033715 | -0.13267 | -0.033702 | 2.0426e-05 | 1.3004e-05 | 0.20055 | 0.20055 | 0.20055 | 0.98532 | -0.28004 | 0.98515 | -0.28324 | 27.5485
105 | -0.14022 | -0.035646 | 0.14033 | 0.035716 | 0.00011022 | 7.0208e-05 | 0.21174 | 0.21174 | 0.21174 | 0.98623 | -0.26247 | 0.98708 | -0.24616 | 29.0856
106 | 0.13267 | 0.033702 | -0.1325 | -0.03359 | 0.00017602 | 0.00011206 | 0.20055 | 0.20055 | 0.20055 | 0.98515 | -0.28324 | 0.98373 | -0.31084 | 27.5486
107 | -0.14033 | -0.035716 | 0.14046 | 0.035799 | 0.00012993 | 8.2759e-05 | 0.21174 | 0.21174 | 0.21174 | 0.98708 | -0.24616 | 0.98808 | -0.22697 | 29.0856
108 | 0.1289 | 0.03269 | -0.12887 | -0.03267 | 3.1418e-05 | 1.9996e-05 | 0.19512 | 0.19512 | 0.19512 | 0.98373 | -0.31084 | 0.98347 | -0.31591 | 26.8024
109 | -0.14263 | -0.036342 | 0.14273 | 0.036407 | 0.0001017 | 6.4785e-05 | 0.21501 | 0.21501 | 0.21501 | 0.98808 | -0.22697 | 0.98885 | -0.21221 | 29.5339
110 | 0.12633 | 0.032032 | -0.12619 | -0.031943 | 0.00014056 | 8.9439e-05 | 0.19127 | 0.19127 | 0.19127 | 0.98347 | -0.31591 | 0.98227 | -0.33908 | 26.2734
111 | 0.12484 | 0.031604 | -0.12483 | -0.031598 | 9.246e-06 | 5.8826e-06 | 0.18922 | 0.18922 | 0.18922 | 0.98227 | -0.33908 | 0.98219 | -0.34063 | 25.9924
112 | -0.0025813 | -0.00064693 | 0.0025813 | 0.00064684 | 5.6842e-08 | -8.7853e-08 | 0.0039202 | 0.0039201 | 0.0039202 | 0.9798 | -0.38717 | 0.97983 | -0.3867 | 1.077
113 | 0.0050355 | 0.0012617 | -0.0050352 | -0.0012616 | 2.9866e-07 | 1.9616e-08 | 0.0076471 | 0.0076472 | 0.0076472 | 0.97983 | -0.3867 | 0.97976 | -0.38795 | 2.1009
114 | 0.0039981 | 0.0010019 | -0.0039979 | -0.001002 | 2.8805e-07 | -7.0834e-08 | 0.0061143 | 0.0061143 | 0.0061143 | 0.97301 | -0.52038 | 0.97294 | -0.5219 | 1.6798
115 | 0.0032686 | 0.00081888 | -0.0032686 | -0.00081889 | 1.6124e-08 | -1.1655e-08 | 0.0049641 | 0.0049641 | 0.0049641 | 0.97976 | -0.38795 | 0.97976 | -0.38805 | 1.3638
116 | 0.0013775 | 0.00034493 | -0.0013774 | -0.00034522 | 4.129e-08 | -2.904e-07 | 0.0020919 | 0.0020921 | 0.0020921 | 0.97976 | -0.38805 | 0.97973 | -0.38868 | 0.57474
117 | 0.0036487 | 0.00091378 | -0.0036483 | -0.000914 | 4.5674e-07 | -2.1328e-07 | 0.0055244 | 0.0055245 | 0.0055245 | 0.98276 | -0.33109 | 0.98262 | -0.33372 | 1.5177
118 | -0.26925 | -0.069104 | 0.26952 | 0.069277 | 0.00027055 | 0.00017292 | 0.40195 | 0.40195 | 0.40195 | 0.99819 | -0.034071 | 0.99929 | -0.013388 | 55.2131
119 | -0.27101 | -0.06965 | 0.27119 | 0.069763 | 0.00017638 | 0.00011273 | 0.40417 | 0.40417 | 0.40417 | 0.99929 | -0.013388 | 1 | 0 | 55.5175
120 | 0.0050291 | 0.0012602 | -0.005029 | -0.0012602 | 7.8034e-08 | 1.1918e-09 | 0.0074833 | 0.0074833 | 0.0074833 | 1 | 0 | 0.99998 | -0.00032575 | 2.0558
121 | 0.0041464 | 0.0010391 | -0.0041464 | -0.0010392 | 2.8765e-08 | -6.5567e-09 | 0.0062587 | 0.0062588 | 0.0062588 | 0.98581 | -0.27149 | 0.98581 | -0.27163 | 1.7194
122 | 0.0031182 | 0.00078146 | -0.0031182 | -0.00078149 | 3.1051e-08 | -2.7781e-08 | 0.0047067 | 0.0047067 | 0.0047067 | 0.98581 | -0.27163 | 0.9858 | -0.27184 | 1.2931
123 | 0.00068664 | 0.00017183 | -0.00068664 | -0.00017209 | 8.403e-09 | -2.5392e-07 | 0.001043 | 0.0010431 | 0.0010431 | 0.97956 | -0.39186 | 0.97955 | -0.39212 | 0.28655

## res_trafo
| p_hv_mw | q_hv_mvar | p_lv_mw | q_lv_mvar | pl_mw | ql_mvar | i_hv_ka | i_lv_ka | vm_hv_pu | va_hv_degree | vm_lv_pu | va_lv_degree | loading_percent
0 | -1.2729e-15 | -1.3162e-15 | 0.00165 | 1.2699e-07 | 0.00165 | 1.2699e-07 | 5.2857e-17 | 0.0023815 | 0.99998 | 149.9956 | 1 | 0 | 0.2619

## res_ext_grid
| p_mw | q_mvar
0 | 0.2791 | 0.071334

## res_load
| p_mw | q_mvar
0 | 0.002197 | 0.00055062
1 | 0.0030039 | 0.00075285
2 | 0.0025608 | 0.0006418
3 | 0.0034949 | 0.00087591
4 | 0.0014026 | 0.00035152
5 | 0.003041 | 0.00076216
6 | 0.0021693 | 0.00054368
7 | 0.001181 | 0.00029598
8 | 0.002077 | 0.00052055
9 | 0.0010269 | 0.00025738
10 | 0.0032861 | 0.00082358
11 | 0.0028617 | 0.00071721
12 | 0.0020671 | 0.00051805
13 | 0.0011611 | 0.000291
14 | 0.0018457 | 0.00046258
15 | 0.0086093 | 0.0021577
16 | 0.0028366 | 0.00071092
17 | 0.0018671 | 0.00046793
18 | 0.0025313 | 0.0006344
19 | 0.001022 | 0.00025615
20 | 0.0052766 | 0.0013224
21 | 0.00088809 | 0.00022258
22 | 0.0023094 | 0.0005788
23 | 0.0024488 | 0.00061372
24 | 0.0020682 | 0.00051834
25 | 0.0016803 | 0.00042113
26 | 0.0056868 | 0.0014252
27 | 0.0014547 | 0.00036459
28 | 0.00088779 | 0.0002225
29 | 0.0018409 | 0.00046137
30 | 0.0029553 | 0.00074066
31 | 0.0014571 | 0.00036518
32 | 0.0011423 | 0.00028628
33 | 0.0020367 | 0.00051044
34 | 0.0032642 | 0.00081808
35 | 0.001663 | 0.00041679
36 | 0.0017548 | 0.00043979
37 | 0.0017266 | 0.00043272
38 | 0.0013508 | 0.00033854
39 | 0.0015231 | 0.00038172
40 | 0.0058247 | 0.0014598
41 | 0.0017682 | 0.00044315
42 | 0.0027558 | 0.00069068
43 | 0.0052576 | 0.0013177
44 | 0.0015668 | 0.00039267
45 | 0.0023689 | 0.0005937
46 | 0.0018022 | 0.00045168
47 | 0.0024976 | 0.00062597
48 | 0.0017058 | 0.00042751
49 | 0.0030824 | 0.00077252
50 | 0.003286 | 0.00082356
51 | 0.002908 | 0.0007288
52 | 0.0016727 | 0.00041921
53 | 0.001993 | 0.00049948
54 | 0.0023663 | 0.00059304
55 | 0.0062767 | 0.0015731
56 | 0.0015196 | 0.00038084
57 | 0.0053834 | 0.0013492
58 | 0.00045835 | 0.00011487
59 | 0.0017748 | 0.0004448
60 | 0.0027161 | 0.00068072
61 | 0.002074 | 0.00051978
62 | 0.0083997 | 0.0021052
63 | 0.0033859 | 0.0008486
64 | 0.0065642 | 0.0016451
65 | 0.0038767 | 0.00097158
66 | 0.0014502 | 0.00036345
67 | 0.0014603 | 0.00036597
68 | 0.0014264 | 0.00035749
69 | 0.0070198 | 0.0017593
70 | 0.0019297 | 0.00048364
71 | 0.0014133 | 0.00035422
72 | 0.0023402 | 0.00058652
73 | 0.0052541 | 0.0013168
74 | 0.0020622 | 0.00051685
75 | 0.0012342 | 0.00030931
76 | 0.0036478 | 0.00091422
77 | 0.0028078 | 0.00070371
78 | 0.0046064 | 0.0011545
79 | 0.0035914 | 0.00090008
80 | 0.0021673 | 0.00054318
81 | 0.0025452 | 0.0006379
82 | 0.0055748 | 0.0013972
83 | 0.0013503 | 0.00033842
84 | 0.0022454 | 0.00056276
85 | 0.0011538 | 0.00028916
86 | 0.002136 | 0.00053534
87 | 0.0025813 | 0.00064693
88 | 0.0037488 | 0.00093953
89 | 0.00334 | 0.00083708
90 | 0.0017666 | 0.00044276
91 | 0.0039979 | 0.001002
92 | 0.0018911 | 0.00047396
93 | 0.0013774 | 0.00034522
94 | 0.0029054 | 0.00072816
95 | 0.0015998 | 0.00040095
96 | 0.0014886 | 0.00037309
97 | 0.0012398 | 0.00031073
98 | 0.0019516 | 0.0004891
99 | 0.0012406 | 0.00031092
100 | 0.0010282 | 0.0002577
101 | 0.0031182 | 0.00078149
102 | 0.003335 | 0.00083582
103 | 0.0011191 | 0.00028048
104 | 0.00068664 | 0.00017209

## dtypes
| element | column | dtype
0 | bus | name | object
1 | bus | vn_kv | float64
2 | bus | type | object
3 | bus | zone | object
4 | bus | in_service | bool
5 | load | name | object
6 | load | bus | uint32
7 | load | p_mw | float64
8 | load | q_mvar | float64
9 | load | const_z_percent | float64
10 | load | const_i_percent | float64
11 | load | sn_mva | float64
12 | load | scaling | float64
13 | load | in_service | bool
14 | load | type | object
15 | ext_grid | name | object
16 | ext_grid | bus | uint32
17 | ext_grid | vm_pu | float64
18 | ext_grid | va_degree | float64
19 | ext_grid | slack_weight | float64
20 | ext_grid | in_service | bool
21 | line | name | object
22 | line | std_type | object
23 | line | from_bus | uint32
24 | line | to_bus | uint32
25 | line | length_km | float64
26 | line | r_ohm_per_km | float64
27 | line | x_ohm_per_km | float64
28 | line | c_nf_per_km | float64
29 | line | g_us_per_km | float64
30 | line | max_i_ka | float64
31 | line | df | float64
32 | line | parallel | uint32
33 | line | type | object
34 | line | in_service | bool
35 | trafo | name | object
36 | trafo | std_type | object
37 | trafo | hv_bus | uint32
38 | trafo | lv_bus | uint32
39 | trafo | sn_mva | float64
40 | trafo | vn_hv_kv | float64
41 | trafo | vn_lv_kv | float64
42 | trafo | vk_percent | float64
43 | trafo | vkr_percent | float64
44 | trafo | pfe_kw | float64
45 | trafo | i0_percent | float64
46 | trafo | shift_degree | float64
47 | trafo | tap_side | object
48 | trafo | tap_neutral | int32
49 | trafo | tap_min | int32
50 | trafo | tap_max | int32
51 | trafo | tap_step_percent | float64
52 | trafo | tap_step_degree | float64
53 | trafo | tap_pos | int32
54 | trafo | tap_phase_shifter | bool
55 | trafo | parallel | uint32
56 | trafo | df | float64
57 | trafo | in_service | bool
58 | line_geodata | coords | object
59 | bus_geodata | x | float64
60 | bus_geodata | y | float64
61 | bus_geodata | coords | object
62 | res_bus | vm_pu | float64
63 | res_bus | va_degree | float64
64 | res_bus | p_mw | float64
65 | res_bus | q_mvar | float64
66 | res_line | p_from_mw | float64
67 | res_line | q_from_mvar | float64
68 | res_line | p_to_mw | float64
69 | res_line | q_to_mvar | float64
70 | res_line | pl_mw | float64
71 | res_line | ql_mvar | float64
72 | res_line | i_from_ka | float64
73 | res_line | i_to_ka | float64
74 | res_line | i_ka | float64
75 | res_line | vm_from_pu | float64
76 | res_line | va_from_degree | float64
77 | res_line | vm_to_pu | float64
78 | res_line | va_to_degree | float64
79 | res_line | loading_percent | float64
80 | res_trafo | p_hv_mw | float64
81 | res_trafo | q_hv_mvar | float64
82 | res_trafo | p_lv_mw | float64
83 | res_trafo | q_lv_mvar | float64
84 | res_trafo | pl_mw | float64
85 | res_trafo | ql_mvar | float64
86 | res_trafo | i_hv_ka | float64
87 | res_trafo | i_lv_ka | float64
88 | res_trafo | vm_hv_pu | float64
89 | res_trafo | va_hv_degree | float64
90 | res_trafo | vm_lv_pu | float64
91 | res_trafo | va_lv_degree | float64
92 | res_trafo | loading_percent | float64
93 | res_ext_grid | p_mw | float64
94 | res_ext_grid | q_mvar | float64
95 | res_load | p_mw | float64
96 | res_load | q_mvar | float64

## parameters
| version | format_version | converged | OPF_converged | name | f_hz | sn_mva
0 | 2.14.6 | 2.14.0 | TRUE | FALSE |  | 50 | 1