## bus
| name | vn_kv | type | zone | in_service
0 | bus_LV_2583-8_0_4_node_0 | 0.4 | n |  | TRUE
1 | bus_LV_2583-8_0_4_node_2 | 0.4 | n |  | TRUE
2 | bus_LV_2583-8_0_4_node_1 | 0.4 | n |  | TRUE
3 | bus_LV_2583-8_0_4_node_3 | 0.4 | n |  | TRUE
4 | bus_LV_2583-8_0_4_node_4 | 0.4 | n |  | TRUE
5 | bus_LV_2583-8_0_4_node_5 | 0.4 | n |  | TRUE
6 | bus_LV_2583-8_0_4_node_33 | 0.4 | n |  | TRUE
7 | bus_LV_2583-8_0_4_node_45 | 0.4 | n |  | TRUE
8 | bus_LV_2583-8_0_4_node_9 | 0.4 | n |  | TRUE
9 | bus_LV_2583-8_0_4_node_121 | 0.4 | n |  | TRUE
10 | bus_LV_2583-8_0_4_node_149 | 0.4 | n |  | TRUE
11 | bus_LV_2583-8_0_4_node_15 | 0.4 | n |  | TRUE
12 | bus_LV_2583-8_0_4_node_42 | 0.4 | n |  | TRUE
13 | bus_LV_2583-8_0_4_node_10 | 0.4 | n |  | TRUE
14 | bus_LV_2583-8_0_4_node_120 | 0.4 | n |  | TRUE
15 | bus_LV_2583-8_0_4_node_6 | 0.4 | n |  | TRUE
16 | bus_LV_2583-8_0_4_node_7 | 0.4 | n |  | TRUE
17 | bus_LV_2583-8_0_4_node_8 | 0.4 | n |  | TRUE
18 | bus_LV_2583-8_0_4_node_122 | 0.4 | n |  | TRUE
19 | bus_LV_2583-8_0_4_node_67 | 0.4 | n |  | TRUE
20 | bus_LV_2583-8_0_4_node_69 | 0.4 | n |  | TRUE
21 | bus_LV_2583-8_0_4_node_32 | 0.4 | n |  | TRUE
22 | bus_LV_2583-8_0_4_node_11 | 0.4 | n |  | TRUE
23 | bus_LV_2583-8_0_4_node_12 | 0.4 | n |  | TRUE
24 | bus_LV_2583-8_0_4_node_13 | 0.4 | n |  | TRUE
25 | bus_LV_2583-8_0_4_node_14 | 0.4 | n |  | TRUE
26 | bus_LV_2583-8_0_4_node_29 | 0.4 | n |  | TRUE
27 | bus_LV_2583-8_0_4_node_94 | 0.4 | n |  | TRUE
28 | bus_LV_2583-8_0_4_node_63 | 0.4 | n |  | TRUE
29 | bus_LV_2583-8_0_4_node_66 | 0.4 | n |  | TRUE
30 | bus_LV_2583-8_0_4_node_147 | 0.4 | n |  | TRUE
31 | bus_LV_2583-8_0_4_node_25 | 0.4 | n |  | TRUE
32 | bus_LV_2583-8_0_4_node_28 | 0.4 | n |  | TRUE
33 | bus_LV_2583-8_0_4_node_24 | 0.4 | n |  | TRUE
34 | bus_LV_2583-8_0_4_node_70 | 0.4 | n |  | TRUE
35 | bus_LV_2583-8_0_4_node_61 | 0.4 | n |  | TRUE
36 | bus_LV_2583-8_0_4_node_83 | 0.4 | n |  | TRUE
37 | bus_LV_2583-8_0_4_node_16 | 0.4 | n |  | TRUE
38 | bus_LV_2583-8_0_4_node_17 | 0.4 | n |  | TRUE
39 | bus_LV_2583-8_0_4_node_18 | 0.4 | n |  | TRUE
40 | bus_LV_2583-8_0_4_node_20 | 0.4 | n |  | TRUE
41 | bus_LV_2583-8_0_4_node_21 | 0.4 | n |  | TRUE
42 | bus_LV_2583-8_0_4_node_22 | 0.4 | n |  | TRUE
43 | bus_LV_2583-8_0_4_node_137 | 0.4 | n |  | TRUE
44 | bus_LV_2583-8_0_4_node_23 | 0.4 | n |  | TRUE
45 | bus_LV_2583-8_0_4_node_46 | 0.4 | n |  | TRUE
46 | bus_LV_2583-8_0_4_node_80 | 0.4 | n |  | TRUE
47 | bus_LV_2583-8_0_4_node_102 | 0.4 | n |  | TRUE
48 | bus_LV_2583-8_0_4_node_111 | 0.4 | n |  | TRUE
49 | bus_LV_2583-8_0_4_node_99 | 0.4 | n |  | TRUE
50 | bus_LV_2583-8_0_4_node_100 | 0.4 | n |  | TRUE
51 | bus_LV_2583-8_0_4_node_79 | 0.4 | n |  | TRUE
52 | bus_LV_2583-8_0_4_node_81 | 0.4 | n |  | TRUE
53 | bus_LV_2583-8_0_4_node_77 | 0.4 | n |  | TRUE
54 | bus_LV_2583-8_0_4_node_128 | 0.4 | n |  | TRUE
55 | bus_LV_2583-8_0_4_node_47 | 0.4 | n |  | TRUE
56 | bus_LV_2583-8_0_4_node_82 | 0.4 | n |  | TRUE
57 | bus_LV_2583-8_0_4_node_123 | 0.4 | n |  | TRUE
58 | bus_LV_2583-8_0_4_node_37 | 0.4 | n |  | TRUE
59 | bus_LV_2583-8_0_4_node_27 | 0.4 | n |  | TRUE
60 | bus_LV_2583-8_0_4_node_78 | 0.4 | n |  | TRUE
61 | bus_LV_2583-8_0_4_node_133 | 0.4 | n |  | TRUE
62 | bus_LV_2583-8_0_4_node_132 | 0.4 | n |  | TRUE
63 | bus_LV_2583-8_0_4_node_138 | 0.4 | n |  | TRUE
64 | bus_LV_2583-8_0_4_node_101 | 0.4 | n |  | TRUE
65 | bus_LV_2583-8_0_4_node_87 | 0.4 | n |  | TRUE
66 | bus_LV_2583-8_0_4_node_86 | 0.4 | n |  | TRUE
67 | bus_LV_2583-8_0_4_node_34 | 0.4 | n |  | TRUE
68 | bus_LV_2583-8_0_4_node_35 | 0.4 | n |  | TRUE
69 | bus_LV_2583-8_0_4_node_36 | 0.4 | n |  | TRUE
70 | bus_LV_2583-8_0_4_node_38 | 0.4 | n |  | TRUE
71 | bus_LV_2583-8_0_4_node_39 | 0.4 | n |  | TRUE
72 | bus_LV_2583-8_0_4_node_48 | 0.4 | n |  | TRUE
73 | bus_LV_2583-8_0_4_node_110 | 0.4 | n |  | TRUE
74 | bus_LV_2583-8_0_4_node_40 | 0.4 | n |  | TRUE
75 | bus_LV_2583-8_0_4_node_41 | 0.4 | n |  | TRUE
76 | bus_LV_2583-8_0_4_node_43 | 0.4 | n |  | TRUE
77 | bus_LV_2583-8_0_4_node_44 | 0.4 | n |  | TRUE
78 | bus_LV_2583-8_0_4_node_126 | 0.4 | n |  | TRUE
79 | bus_LV_2583-8_0_4_node_58 | 0.4 | n |  | TRUE
80 | bus_LV_2583-8_0_4_node_59 | 0.4 | n |  | TRUE
81 | bus_LV_2583-8_0_4_node_49 | 0.4 | n |  | TRUE
82 | bus_LV_2583-8_0_4_node_50 | 0.4 | n |  | TRUE
83 | bus_LV_2583-8_0_4_node_52 | 0.4 | n |  | TRUE
84 | bus_LV_2583-8_0_4_node_54 | 0.4 | n |  | TRUE
85 | bus_LV_2583-8_0_4_node_51 | 0.4 | n |  | TRUE
86 | bus_LV_2583-8_0_4_node_56 | 0.4 | n |  | TRUE
87 | bus_LV_2583-8_0_4_node_57 | 0.4 | n |  | TRUE
88 | bus_LV_2583-8_0_4_node_117 | 0.4 | n |  | TRUE
89 | bus_LV_2583-8_0_4_node_118 | 0.4 | n |  | TRUE
90 | bus_LV_2583-8_0_4_node_114 | 0.4 | n |  | TRUE
91 | bus_LV_2583-8_0_4_node_53 | 0.4 | n |  | TRUE
92 | bus_LV_2583-8_0_4_node_62 | 0.4 | n |  | TRUE
93 | bus_LV_2583-8_0_4_node_125 | 0.4 | n |  | TRUE
94 | bus_LV_2583-8_0_4_node_112 | 0.4 | n |  | TRUE
95 | bus_LV_2583-8_0_4_node_85 | 0.4 | n |  | TRUE
96 | bus_LV_2583-8_0_4_node_130 | 0.4 | n |  | TRUE
97 | bus_LV_2583-8_0_4_node_150 | 0.4 | n |  | TRUE
98 | bus_LV_2583-8_0_4_node_115 | 0.4 | n |  | TRUE
99 | bus_LV_2583-8_0_4_node_68 | 0.4 | n |  | TRUE
100 | bus_LV_2583-8_0_4_node_146 | 0.4 | n |  | TRUE
101 | bus_LV_2583-8_0_4_node_65 | 0.4 | n |  | TRUE
102 | bus_LV_2583-8_0_4_node_113 | 0.4 | n |  | TRUE
103 | bus_LV_2583-8_0_4_node_90 | 0.4 | n |  | TRUE
104 | bus_LV_2583-8_0_4_node_148 | 0.4 | n |  | TRUE
105 | bus_LV_2583-8_0_4_node_74 | 0.4 | n |  | TRUE
106 | bus_LV_2583-8_0_4_node_135 | 0.4 | n |  | TRUE
107 | bus_LV_2583-8_0_4_node_72 | 0.4 | n |  | TRUE
108 | bus_LV_2583-8_0_4_node_116 | 0.4 | n |  | TRUE
109 | bus_LV_2583-8_0_4_node_84 | 0.4 | n |  | TRUE
110 | bus_LV_2583-8_0_4_node_60 | 0.4 | n |  | TRUE
111 | bus_LV_2583-8_0_4_node_98 | 0.4 | n |  | TRUE
112 | bus_LV_2583-8_0_4_node_104 | 0.4 | n |  | TRUE
113 | bus_LV_2583-8_0_4_node_141 | 0.4 | n |  | TRUE
114 | bus_LV_2583-8_0_4_node_103 | 0.4 | n |  | TRUE
115 | bus_LV_2583-8_0_4_node_152 | 0.4 | n |  | TRUE
116 | bus_LV_2583-8_0_4_node_142 | 0.4 | n |  | TRUE
117 | bus_LV_2583-8_0_4_node_140 | 0.4 | n |  | TRUE
118 | bus_LV_2583-8_0_4_node_139 | 0.4 | n |  | TRUE
119 | bus_LV_2583-8_0_4_node_145 | 0.4 | n |  | TRUE
120 | bus_LV_2583-8_0_4_node_93 | 0.4 | n |  | TRUE
121 | bus_LV_2583-8_0_4_node_105 | 0.4 | n |  | TRUE
122 | bus_LV_2583-8_0_4_node_91 | 0.4 | n |  | TRUE
123 | bus_LV_2583-8_0_4_node_71 | 0.4 | n |  | TRUE
124 | bus_LV_2583-8_0_4_node_73 | 0.4 | n |  | TRUE
125 | bus_LV_2583-8_0_4_node_75 | 0.4 | n |  | TRUE
126 | bus_LV_2583-8_0_4_node_134 | 0.4 | n |  | TRUE
127 | bus_LV_2583-8_0_4_node_97 | 0.4 | n |  | TRUE
128 | bus_LV_2583-8_0_4_node_96 | 0.4 | n |  | TRUE
129 | bus_LV_2583-8_0_4_node_95 | 0.4 | n |  | TRUE
130 | bus_LV_2583-8_0_4_node_88 | 0.4 | n |  | TRUE
131 | bus_LV_2583-8_0_4_node_89 | 0.4 | n |  | TRUE
132 | bus_LV_2583-8_0_4_node_127 | 0.4 | n |  | TRUE
133 | bus_LV_2583-8_0_4_node_92 | 0.4 | n |  | TRUE
134 | bus_LV_2583-8_0_4_node_106 | 0.4 | n |  | TRUE
135 | bus_LV_2583-8_0_4_node_144 | 0.4 | n |  | TRUE
136 | bus_LV_2583-8_0_4_node_107 | 0.4 | n |  | TRUE
137 | bus_LV_2583-8_0_4_node_143 | 0.4 | n |  | TRUE
138 | bus_LV_2583-8_0_4_node_108 | 0.4 | n |  | TRUE
139 | bus_LV_2583-8_0_4_node_109 | 0.4 | n |  | TRUE
140 | bus_LV_2583-8_0_4_node_151 | 0.4 | n |  | TRUE
141 | bus_LV_2583-8_0_4_node_131 | 0.4 | n |  | TRUE
142 | bus_LV_2583-8_0_4_node_129 | 0.4 | n |  | TRUE
143 | bus_LV_2583-8_0_4_node_119 | 0.4 | n |  | TRUE
144 | bus_LV_2583-8_0_4_node_136 | 0.4 | n |  | TRUE
145 | bus_MV_291_1_node_162 | 20 | n |  | TRUE

## load
| name | bus | p_mw | q_mvar | const_z_percent | const_i_percent | sn_mva | scaling | in_service | type
0 | LV_2583-8_0_4_load_0 | 0 | 0.003579 | 0.00089697 | 0 | 0 |  | 1 | TRUE | wye
1 | LV_2583-8_0_4_load_1 | 2 | 0.00079876 | 0.00020019 | 0 | 0 |  | 1 | TRUE | wye
2 | LV_2583-8_0_4_load_4 | 4 | 0.00064 | 0.0001604 | 0 | 0 |  | 1 | TRUE | wye
3 | LV_2583-8_0_4_load_33 | 6 | 0.0013957 | 0.0003498 | 0 | 0 |  | 1 | TRUE | wye
4 | LV_2583-8_0_4_load_45 | 7 | 0.0017975 | 0.00045049 | 0 | 0 |  | 1 | TRUE | wye
5 | LV_2583-8_0_4_load_9 | 8 | 0.0013973 | 0.00035019 | 0 | 0 |  | 1 | TRUE | wye
6 | LV_2583-8_0_4_load_149 | 10 | 0.00080344 | 0.00020136 | 0 | 0 |  | 1 | TRUE | wye
7 | LV_2583-8_0_4_load_10 | 13 | 0.0015722 | 0.00039403 | 0 | 0 |  | 1 | TRUE | wye
8 | LV_2583-8_0_4_load_120 | 14 | 0.0026286 | 0.00065879 | 0 | 0 |  | 1 | TRUE | wye
9 | LV_2583-8_0_4_load_6 | 15 | 0.0045193 | 0.0011327 | 0 | 0 |  | 1 | TRUE | wye
10 | LV_2583-8_0_4_load_122 | 18 | 0.0022822 | 0.00057197 | 0 | 0 |  | 1 | TRUE | wye
11 | LV_2583-8_0_4_load_32 | 21 | 0.0015361 | 0.00038498 | 0 | 0 |  | 1 | TRUE | wye
12 | LV_2583-8_0_4_load_11 | 22 | 0.0073426 | 0.0018402 | 0 | 0 |  | 1 | TRUE | wye
13 | LV_2583-8_0_4_load_14 | 25 | 0.0094516 | 0.0023688 | 0 | 0 |  | 1 | TRUE | wye
14 | LV_2583-8_0_4_load_94 | 27 | 0.0065164 | 0.0016332 | 0 | 0 |  | 1 | TRUE | wye
15 | LV_2583-8_0_4_load_147 | 30 | 0.0066015 | 0.0016545 | 0 | 0 |  | 1 | TRUE | wye
16 | LV_2583-8_0_4_load_24 | 33 | 0.0082843 | 0.0020762 | 0 | 0 |  | 1 | TRUE | wye
17 | LV_2583-8_0_4_load_70 | 34 | 0.0069234 | 0.0017352 | 0 | 0 |  | 1 | TRUE | wye
18 | LV_2583-8_0_4_load_61 | 35 | 0.02265 | 0.0056765 | 0 | 0 |  | 1 | TRUE | wye
19 | LV_2583-8_0_4_load_16 | 37 | 0.0015487 | 0.00038814 | 0 | 0 |  | 1 | TRUE | wye
20 | LV_2583-8_0_4_load_21 | 41 | 0.015868 | 0.003977 | 0 | 0 |  | 1 | TRUE | wye
21 | LV_2583-8_0_4_load_137 | 43 | 0.0033491 | 0.00083937 | 0 | 0 |  | 1 | TRUE | wye
22 | LV_2583-8_0_4_load_46 | 45 | 0.0034125 | 0.00085526 | 0 | 0 |  | 1 | TRUE | wye
23 | LV_2583-8_0_4_load_80 | 46 | 0.0039966 | 0.0010017 | 0 | 0 |  | 1 | TRUE | wye
24 | LV_2583-8_0_4_load_102 | 47 | 0.024322 | 0.0060956 | 0 | 0 |  | 1 | TRUE | wye
25 | LV_2583-8_0_4_load_111 | 48 | 0.0021511 | 0.00053913 | 0 | 0 |  | 1 | TRUE | wye
26 | LV_2583-8_0_4_load_99 | 49 | 0.0029705 | 0.00074447 | 0 | 0 |  | 1 | TRUE | wye
27 | LV_2583-8_0_4_load_77 | 53 | 0.0044411 | 0.0011131 | 0 | 0 |  | 1 | TRUE | wye
28 | LV_2583-8_0_4_load_128 | 54 | 0.0016608 | 0.00041623 | 0 | 0 |  | 1 | TRUE | wye
29 | LV_2583-8_0_4_load_47 | 55 | 0.0025259 | 0.00063306 | 0 | 0 |  | 1 | TRUE | wye
30 | LV_2583-8_0_4_load_123 | 57 | 0.038059 | 0.0095386 | 0 | 0 |  | 1 | TRUE | wye
31 | LV_2583-8_0_4_load_78 | 60 | 0.0082742 | 0.0020737 | 0 | 0 |  | 1 | TRUE | wye
32 | LV_2583-8_0_4_load_132 | 62 | 0.0080379 | 0.0020145 | 0 | 0 |  | 1 | TRUE | wye
33 | LV_2583-8_0_4_load_138 | 63 | 0.001234 | 0.00030927 | 0 | 0 |  | 1 | TRUE | wye
34 | LV_2583-8_0_4_load_87 | 65 | 0.0015812 | 0.00039629 | 0 | 0 |  | 1 | TRUE | wye
35 | LV_2583-8_0_4_load_86 | 66 | 0.0032623 | 0.00081762 | 0 | 0 |  | 1 | TRUE | wye
36 | LV_2583-8_0_4_load_34 | 67 | 0.0043754 | 0.0010966 | 0 | 0 |  | 1 | TRUE | wye
37 | LV_2583-8_0_4_load_35 | 68 | 0.0014293 | 0.00035823 | 0 | 0 |  | 1 | TRUE | wye
38 | LV_2583-8_0_4_load_38 | 70 | 0.0060673 | 0.0015206 | 0 | 0 |  | 1 | TRUE | wye
39 | LV_2583-8_0_4_load_39 | 71 | 0.0049838 | 0.0012491 | 0 | 0 |  | 1 | TRUE | wye
40 | LV_2583-8_0_4_load_110 | 73 | 0.012151 | 0.0030454 | 0 | 0 |  | 1 | TRUE | wye
41 | LV_2583-8_0_4_load_40 | 74 | 0.0017451 | 0.00043737 | 0 | 0 |  | 1 | TRUE | wye
42 | LV_2583-8_0_4_load_41 | 75 | 0.0017352 | 0.00043488 | 0 | 0 |  | 1 | TRUE | wye
43 | LV_2583-8_0_4_load_43 | 76 | 0.00068557 | 0.00017182 | 0 | 0 |  | 1 | TRUE | wye
44 | LV_2583-8_0_4_load_44 | 77 | 0.0030615 | 0.00076729 | 0 | 0 |  | 1 | TRUE | wye
45 | LV_2583-8_0_4_load_126 | 78 | 0.00097181 | 0.00024356 | 0 | 0 |  | 1 | TRUE | wye
46 | LV_2583-8_0_4_load_58 | 79 | 0.00093196 | 0.00023357 | 0 | 0 |  | 1 | TRUE | wye
47 | LV_2583-8_0_4_load_59 | 80 | 0.0033242 | 0.00083313 | 0 | 0 |  | 1 | TRUE | wye
48 | LV_2583-8_0_4_load_49 | 81 | 0.0062526 | 0.0015671 | 0 | 0 |  | 1 | TRUE | wye
49 | LV_2583-8_0_4_load_56 | 86 | 0.010275 | 0.0025753 | 0 | 0 |  | 1 | TRUE | wye
50 | LV_2583-8_0_4_load_57 | 87 | 0.0029464 | 0.00073844 | 0 | 0 |  | 1 | TRUE | wye
51 | LV_2583-8_0_4_load_118 | 89 | 0.0040267 | 0.0010092 | 0 | 0 |  | 1 | TRUE | wye
52 | LV_2583-8_0_4_load_114 | 90 | 0.0056783 | 0.0014231 | 0 | 0 |  | 1 | TRUE | wye
53 | LV_2583-8_0_4_load_112 | 94 | 0.0019433 | 0.00048704 | 0 | 0 |  | 1 | TRUE | wye
54 | LV_2583-8_0_4_load_150 | 97 | 0.016234 | 0.0040685 | 0 | 0 |  | 1 | TRUE | wye
55 | LV_2583-8_0_4_load_115 | 98 | 0.001493 | 0.00037418 | 0 | 0 |  | 1 | TRUE | wye
56 | LV_2583-8_0_4_load_146 | 100 | 0.042808 | 0.010729 | 0 | 0 |  | 1 | TRUE | wye
57 | LV_2583-8_0_4_load_113 | 102 | 0.02482 | 0.0062205 | 0 | 0 |  | 1 | TRUE | wye
58 | LV_2583-8_0_4_load_90 | 103 | 0.003396 | 0.00085111 | 0 | 0 |  | 1 | TRUE | wye
59 | LV_2583-8_0_4_load_148 | 104 | 0.020215 | 0.0050662 | 0 | 0 |  | 1 | TRUE | wye
60 | LV_2583-8_0_4_load_135 | 106 | 0.0062276 | 0.0015608 | 0 | 0 |  | 1 | TRUE | wye
61 | LV_2583-8_0_4_load_72 | 107 | 0.0016633 | 0.00041686 | 0 | 0 |  | 1 | TRUE | wye
62 | LV_2583-8_0_4_load_104 | 112 | 0.0026851 | 0.00067295 | 0 | 0 |  | 1 | TRUE | wye
63 | LV_2583-8_0_4_load_141 | 113 | 0.0029578 | 0.0007413 | 0 | 0 |  | 1 | TRUE | wye
64 | LV_2583-8_0_4_load_103 | 114 | 0.0058344 | 0.0014622 | 0 | 0 |  | 1 | TRUE | wye
65 | LV_2583-8_0_4_load_152 | 115 | 0.0030195 | 0.00075677 | 0 | 0 |  | 1 | TRUE | wye
66 | LV_2583-8_0_4_load_139 | 118 | 0.0012373 | 0.00031011 | 0 | 0 |  | 1 | TRUE | wye
67 | LV_2583-8_0_4_load_145 | 119 | 0.0045407 | 0.001138 | 0 | 0 |  | 1 | TRUE | wye
68 | LV_2583-8_0_4_load_93 | 120 | 0.003287 | 0.00082379 | 0 | 0 |  | 1 | TRUE | wye
69 | LV_2583-8_0_4_load_105 | 121 | 0.0021309 | 0.00053405 | 0 | 0 |  | 1 | TRUE | wye
70 | LV_2583-8_0_4_load_91 | 122 | 0.0036186 | 0.00090691 | 0 | 0 |  | 1 | TRUE | wye
71 | LV_2583-8_0_4_load_71 | 123 | 0.0020285 | 0.00050839 | 0 | 0 |  | 1 | TRUE | wye
72 | LV_2583-8_0_4_load_75 | 125 | 0.002246 | 0.00056289 | 0 | 0 |  | 1 | TRUE | wye
73 | LV_2583-8_0_4_load_134 | 126 | 0.0030768 | 0.00077111 | 0 | 0 |  | 1 | TRUE | wye
74 | LV_2583-8_0_4_load_96 | 128 | 0.0011529 | 0.00028894 | 0 | 0 |  | 1 | TRUE | wye
75 | LV_2583-8_0_4_load_95 | 129 | 0.0037605 | 0.00094247 | 0 | 0 |  | 1 | TRUE | wye
76 | LV_2583-8_0_4_load_88 | 130 | 0.0027052 | 0.00067798 | 0 | 0 |  | 1 | TRUE | wye
77 | LV_2583-8_0_4_load_89 | 131 | 0.0014864 | 0.00037252 | 0 | 0 |  | 1 | TRUE | wye
78 | LV_2583-8_0_4_load_127 | 132 | 0.0015679 | 0.00039296 | 0 | 0 |  | 1 | TRUE | wye
79 | LV_2583-8_0_4_load_144 | 135 | 0.0030893 | 0.00077424 | 0 | 0 |  | 1 | TRUE | wye
80 | LV_2583-8_0_4_load_143 | 137 | 0.0019428 | 0.00048691 | 0 | 0 |  | 1 | TRUE | wye
81 | LV_2583-8_0_4_load_151 | 140 | 0.032834 | 0.0082289 | 0 | 0 |  | 1 | TRUE | wye
82 | LV_2583-8_0_4_load_131 | 141 | 0.0039791 | 0.00099725 | 0 | 0 |  | 1 | TRUE | wye
83 | LV_2583-8_0_4_load_129 | 142 | 0.069006 | 0.017295 | 0 | 0 |  | 1 | TRUE | wye
84 | LV_2583-8_0_4_load_119 | 143 | 0.0052433 | 0.0013141 | 0 | 0 |  | 1 | TRUE | wye
85 | LV_2583-8_0_4_load_136 | 144 | 0.0027294 | 0.00068406 | 0 | 0 |  | 1 | TRUE | wye

## ext_grid
| name | bus | vm_pu | va_degree | slack_weight | in_service
0 |  | 35 | 1 | 0 | 1 | TRUE

## line
| name | std_type | from_bus | to_bus | length_km | r_ohm_per_km | x_ohm_per_km | c_nf_per_km | g_us_per_km | max_i_ka | df | parallel | type | in_service
0 | LV_2583-8_0_4_line_0 |  | 0 | 1 | 0.0021864 | 0.125 | 0.08 | 261 | 0 | 0.364 | 1 | 1 | cs | TRUE
1 | LV_2583-8_0_4_line_1 |  | 1 | 4 | 0.029335 | 0.125 | 0.08 | 261 | 0 | 0.364 | 1 | 1 | cs | TRUE
2 | LV_2583-8_0_4_line_2 |  | 1 | 5 | 0.015888 | 0.125 | 0.08 | 261 | 0 | 0.364 | 1 | 1 | cs | TRUE
3 | LV_2583-8_0_4_line_3 |  | 2 | 3 | 0.014302 | 0.125 | 0.08 | 261 | 0 | 0.364 | 1 | 1 | cs | TRUE
4 | LV_2583-8_0_4_line_4 |  | 3 | 6 | 0.010221 | 0.125 | 0.08 | 261 | 0 | 0.364 | 1 | 1 | cs | TRUE
5 | LV_2583-8_0_4_line_5 |  | 3 | 7 | 0.0089177 | 0.125 | 0.08 | 261 | 0 | 0.364 | 1 | 1 | cs | TRUE
6 | LV_2583-8_0_4_line_6 |  | 4 | 8 | 0.015662 | 0.125 | 0.08 | 261 | 0 | 0.364 | 1 | 1 | cs | TRUE
7 | LV_2583-8_0_4_line_7 |  | 5 | 9 | 0.005057 | 0.125 | 0.08 | 261 | 0 | 0.364 | 1 | 1 | cs | TRUE
8 | LV_2583-8_0_4_line_8 |  | 5 | 10 | 0.01387 | 0.125 | 0.08 | 261 | 0 | 0.364 | 1 | 1 | cs | TRUE
9 | LV_2583-8_0_4_line_9 |  | 6 | 11 | 0.01375 | 0.125 | 0.08 | 261 | 0 | 0.364 | 1 | 1 | cs | TRUE
10 | LV_2583-8_0_4_line_10 |  | 7 | 12 | 0.0025524 | 0.125 | 0.08 | 261 | 0 | 0.364 | 1 | 1 | cs | TRUE
11 | LV_2583-8_0_4_line_11 |  | 8 | 13 | 0.0018064 | 0.125 | 0.08 | 261 | 0 | 0.364 | 1 | 1 | cs | TRUE
12 | LV_2583-8_0_4_line_12 |  | 9 | 14 | 0.012955 | 0.125 | 0.08 | 261 | 0 | 0.364 | 1 | 1 | cs | TRUE
13 | LV_2583-8_0_4_line_13 |  | 11 | 21 | 0.015836 | 0.125 | 0.08 | 261 | 0 | 0.364 | 1 | 1 | cs | TRUE
14 | LV_2583-8_0_4_line_14 |  | 11 | 13 | 0.01474 | 0.125 | 0.08 | 261 | 0 | 0.364 | 1 | 1 | cs | TRUE
15 | LV_2583-8_0_4_line_15 |  | 12 | 77 | 0.014464 | 0.125 | 0.08 | 261 | 0 | 0.364 | 1 | 1 | cs | TRUE
16 | LV_2583-8_0_4_line_16 |  | 12 | 74 | 0.016088 | 0.125 | 0.08 | 261 | 0 | 0.364 | 1 | 1 | cs | TRUE
17 | LV_2583-8_0_4_line_17 |  | 14 | 143 | 0.014186 | 0.125 | 0.08 | 261 | 0 | 0.364 | 1 | 1 | cs | TRUE
18 | LV_2583-8_0_4_line_18 |  | 15 | 16 | 0.030973 | 0.125 | 0.08 | 261 | 0 | 0.364 | 1 | 1 | cs | TRUE
19 | LV_2583-8_0_4_line_19 |  | 16 | 17 | 0.017417 | 0.125 | 0.08 | 261 | 0 | 0.364 | 1 | 1 | cs | TRUE
20 | LV_2583-8_0_4_line_20 |  | 17 | 18 | 0.013917 | 0.125 | 0.08 | 261 | 0 | 0.364 | 1 | 1 | cs | TRUE
21 | LV_2583-8_0_4_line_21 |  | 18 | 19 | 0.006933 | 0.125 | 0.08 | 261 | 0 | 0.364 | 1 | 1 | cs | TRUE
22 | LV_2583-8_0_4_line_22 |  | 19 | 20 | 0.008773 | 0.125 | 0.08 | 261 | 0 | 0.364 | 1 | 1 | cs | TRUE
23 | LV_2583-8_0_4_line_23 |  | 20 | 103 | 0.020427 | 0.125 | 0.08 | 261 | 0 | 0.364 | 1 | 1 | cs | TRUE
24 | LV_2583-8_0_4_line_24 |  | 20 | 99 | 0.046508 | 0.125 | 0.08 | 261 | 0 | 0.364 | 1 | 1 | cs | TRUE
25 | LV_2583-8_0_4_line_25 |  | 21 | 36 | 0.028166 | 0.125 | 0.08 | 261 | 0 | 0.364 | 1 | 1 | cs | TRUE
26 | LV_2583-8_0_4_line_26 |  | 22 | 23 | 0.016293 | 0.125 | 0.08 | 261 | 0 | 0.364 | 1 | 1 | cs | TRUE
27 | LV_2583-8_0_4_line_27 |  | 23 | 24 | 0.019869 | 0.125 | 0.08 | 261 | 0 | 0.364 | 1 | 1 | cs | TRUE
28 | LV_2583-8_0_4_line_28 |  | 23 | 25 | 0.0056811 | 0.125 | 0.08 | 261 | 0 | 0.364 | 1 | 1 | cs | TRUE
29 | LV_2583-8_0_4_line_29 |  | 24 | 26 | 0.04197 | 0.125 | 0.08 | 261 | 0 | 0.364 | 1 | 1 | cs | TRUE
30 | LV_2583-8_0_4_line_30 |  | 24 | 27 | 0.0095303 | 0.125 | 0.08 | 261 | 0 | 0.364 | 1 | 1 | cs | TRUE
31 | LV_2583-8_0_4_line_31 |  | 25 | 28 | 0.013283 | 0.125 | 0.08 | 261 | 0 | 0.364 | 1 | 1 | cs | TRUE
32 | LV_2583-8_0_4_line_32 |  | 26 | 29 | 0.02419 | 0.125 | 0.08 | 261 | 0 | 0.364 | 1 | 1 | cs | TRUE
33 | LV_2583-8_0_4_line_33 |  | 26 | 30 | 0.01635 | 0.125 | 0.08 | 261 | 0 | 0.364 | 1 | 1 | cs | TRUE
34 | LV_2583-8_0_4_line_34 |  | 27 | 32 | 0.017814 | 0.125 | 0.08 | 261 | 0 | 0.364 | 1 | 1 | cs | TRUE
35 | LV_2583-8_0_4_line_35 |  | 28 | 34 | 0.011891 | 0.125 | 0.08 | 261 | 0 | 0.364 | 1 | 4 | cs | TRUE
36 | LV_2583-8_0_4_line_36 |  | 28 | 35 | 0.0083792 | 0.125 | 0.08 | 261 | 0 | 0.364 | 1 | 4 | cs | TRUE
37 | LV_2583-8_0_4_line_37 |  | 29 | 63 | 0.04247 | 0.125 | 0.08 | 261 | 0 | 0.364 | 1 | 1 | cs | TRUE
38 | LV_2583-8_0_4_line_38 |  | 31 | 32 | 0.043772 | 0.125 | 0.08 | 261 | 0 | 0.364 | 1 | 1 | cs | TRUE
39 | LV_2583-8_0_4_line_39 |  | 31 | 33 | 0.028823 | 0.125 | 0.08 | 261 | 0 | 0.364 | 1 | 1 | cs | TRUE
40 | LV_2583-8_0_4_line_40 |  | 34 | 52 | 0.032297 | 0.125 | 0.08 | 261 | 0 | 0.364 | 1 | 4 | cs | TRUE
41 | LV_2583-8_0_4_line_41 |  | 36 | 58 | 0.013882 | 0.125 | 0.08 | 261 | 0 | 0.364 | 1 | 1 | cs | TRUE
42 | LV_2583-8_0_4_line_42 |  | 37 | 38 | 0.01614 | 0.125 | 0.08 | 261 | 0 | 0.364 | 1 | 1 | cs | TRUE
43 | LV_2583-8_0_4_line_43 |  | 37 | 39 | 0.0060014 | 0.125 | 0.08 | 261 | 0 | 0.364 | 1 | 1 | cs | TRUE
44 | LV_2583-8_0_4_line_44 |  | 38 | 40 | 0.027171 | 0.125 | 0.08 | 261 | 0 | 0.364 | 1 | 1 | cs | TRUE
45 | LV_2583-8_0_4_line_45 |  | 38 | 41 | 0.062045 | 0.125 | 0.08 | 261 | 0 | 0.364 | 1 | 1 | cs | TRUE
46 | LV_2583-8_0_4_line_46 |  | 39 | 42 | 0.023147 | 0.125 | 0.08 | 261 | 0 | 0.364 | 1 | 1 | cs | TRUE
47 | LV_2583-8_0_4_line_47 |  | 40 | 43 | 0.0015652 | 0.125 | 0.08 | 261 | 0 | 0.364 | 1 | 1 | cs | TRUE
48 | LV_2583-8_0_4_line_48 |  | 42 | 44 | 0.019864 | 0.125 | 0.08 | 261 | 0 | 0.364 | 1 | 2 | cs | TRUE
49 | LV_2583-8_0_4_line_49 |  | 42 | 45 | 0.01312 | 0.125 | 0.08 | 261 | 0 | 0.364 | 1 | 1 | cs | TRUE
50 | LV_2583-8_0_4_line_50 |  | 43 | 54 | 0.0080419 | 0.125 | 0.08 | 261 | 0 | 0.364 | 1 | 1 | cs | TRUE
51 | LV_2583-8_0_4_line_51 |  | 44 | 46 | 0.0029371 | 0.125 | 0.08 | 261 | 0 | 0.364 | 1 | 4 | cs | TRUE
52 | LV_2583-8_0_4_line_52 |  | 45 | 55 | 0.012126 | 0.125 | 0.08 | 261 | 0 | 0.364 | 1 | 1 | cs | TRUE
53 | LV_2583-8_0_4_line_53 |  | 46 | 51 | 0.016382 | 0.125 | 0.08 | 261 | 0 | 0.364 | 1 | 4 | cs | TRUE
54 | LV_2583-8_0_4_line_54 |  | 47 | 48 | 0.01349 | 0.125 | 0.08 | 261 | 0 | 0.364 | 1 | 1 | cs | TRUE
55 | LV_2583-8_0_4_line_55 |  | 48 | 72 | 0.017392 | 0.125 | 0.08 | 261 | 0 | 0.364 | 1 | 1 | cs | TRUE
56 | LV_2583-8_0_4_line_56 |  | 49 | 50 | 0.032199 | 0.125 | 0.08 | 261 | 0 | 0.364 | 1 | 1 | cs | TRUE
57 | LV_2583-8_0_4_line_57 |  | 50 | 64 | 0.036343 | 0.125 | 0.08 | 261 | 0 | 0.364 | 1 | 1 | cs | TRUE
58 | LV_2583-8_0_4_line_58 |  | 51 | 52 | 0.028478 | 0.125 | 0.08 | 261 | 0 | 0.364 | 1 | 4 | cs | TRUE
59 | LV_2583-8_0_4_line_59 |  | 51 | 53 | 0.029357 | 0.125 | 0.08 | 261 | 0 | 0.364 | 1 | 1 | cs | TRUE
60 | LV_2583-8_0_4_line_60 |  | 52 | 56 | 0.055542 | 0.125 | 0.08 | 261 | 0 | 0.364 | 1 | 4 | cs | TRUE
61 | LV_2583-8_0_4_line_61 |  | 53 | 60 | 0.013637 | 0.125 | 0.08 | 261 | 0 | 0.364 | 1 | 1 | cs | TRUE
62 | LV_2583-8_0_4_line_62 |  | 54 | 132 | 0.0084779 | 0.125 | 0.08 | 261 | 0 | 0.364 | 1 | 1 | cs | TRUE
63 | LV_2583-8_0_4_line_63 |  | 55 | 72 | 0.011027 | 0.125 | 0.08 | 261 | 0 | 0.364 | 1 | 1 | cs | TRUE
64 | LV_2583-8_0_4_line_64 |  | 56 | 57 | 0.015615 | 0.125 | 0.08 | 261 | 0 | 0.364 | 1 | 4 | cs | TRUE
65 | LV_2583-8_0_4_line_65 |  | 57 | 84 | 0.029701 | 0.125 | 0.08 | 261 | 0 | 0.364 | 1 | 4 | cs | TRUE
66 | LV_2583-8_0_4_line_66 |  | 58 | 72 | 0.029768 | 0.125 | 0.08 | 261 | 0 | 0.364 | 1 | 1 | cs | TRUE
67 | LV_2583-8_0_4_line_67 |  | 58 | 68 | 0.0044333 | 0.125 | 0.08 | 261 | 0 | 0.364 | 1 | 1 | cs | TRUE
68 | LV_2583-8_0_4_line_68 |  | 59 | 60 | 0.0034439 | 0.125 | 0.08 | 261 | 0 | 0.364 | 1 | 1 | cs | TRUE
69 | LV_2583-8_0_4_line_69 |  | 59 | 61 | 0.044977 | 0.125 | 0.08 | 261 | 0 | 0.364 | 1 | 1 | cs | TRUE
70 | LV_2583-8_0_4_line_70 |  | 61 | 62 | 0.040193 | 0.125 | 0.08 | 261 | 0 | 0.364 | 1 | 1 | cs | TRUE
71 | LV_2583-8_0_4_line_71 |  | 63 | 118 | 0.0081176 | 0.125 | 0.08 | 261 | 0 | 0.364 | 1 | 1 | cs | TRUE
72 | LV_2583-8_0_4_line_72 |  | 64 | 71 | 0.038748 | 0.125 | 0.08 | 261 | 0 | 0.364 | 1 | 1 | cs | TRUE
73 | LV_2583-8_0_4_line_73 |  | 65 | 66 | 0.012384 | 0.125 | 0.08 | 261 | 0 | 0.364 | 1 | 1 | cs | TRUE
74 | LV_2583-8_0_4_line_74 |  | 66 | 130 | 0.0006397 | 0.125 | 0.08 | 261 | 0 | 0.364 | 1 | 1 | cs | TRUE
75 | LV_2583-8_0_4_line_75 |  | 67 | 68 | 0.018156 | 0.125 | 0.08 | 261 | 0 | 0.364 | 1 | 1 | cs | TRUE
76 | LV_2583-8_0_4_line_76 |  | 67 | 69 | 0.025804 | 0.125 | 0.08 | 261 | 0 | 0.364 | 1 | 1 | cs | TRUE
77 | LV_2583-8_0_4_line_77 |  | 69 | 70 | 0.01546 | 0.125 | 0.08 | 261 | 0 | 0.364 | 1 | 1 | cs | TRUE
78 | LV_2583-8_0_4_line_78 |  | 69 | 71 | 0.016595 | 0.125 | 0.08 | 261 | 0 | 0.364 | 1 | 1 | cs | TRUE
79 | LV_2583-8_0_4_line_79 |  | 70 | 73 | 0.0067672 | 0.125 | 0.08 | 261 | 0 | 0.364 | 1 | 1 | cs | TRUE
80 | LV_2583-8_0_4_line_80 |  | 74 | 75 | 0.0015044 | 0.125 | 0.08 | 261 | 0 | 0.364 | 1 | 1 | cs | TRUE
81 | LV_2583-8_0_4_line_81 |  | 75 | 76 | 0.013945 | 0.125 | 0.08 | 261 | 0 | 0.364 | 1 | 1 | cs | TRUE
82 | LV_2583-8_0_4_line_82 |  | 76 | 78 | 0.011253 | 0.125 | 0.08 | 261 | 0 | 0.364 | 1 | 1 | cs | TRUE
83 | LV_2583-8_0_4_line_83 |  | 77 | 79 | 0.00163 | 0.125 | 0.08 | 261 | 0 | 0.364 | 1 | 1 | cs | TRUE
84 | LV_2583-8_0_4_line_84 |  | 79 | 80 | 0.015581 | 0.125 | 0.08 | 261 | 0 | 0.364 | 1 | 1 | cs | TRUE
85 | LV_2583-8_0_4_line_85 |  | 80 | 110 | 0.0074937 | 0.125 | 0.08 | 261 | 0 | 0.364 | 1 | 1 | cs | TRUE
86 | LV_2583-8_0_4_line_86 |  | 81 | 82 | 0.014364 | 0.125 | 0.08 | 261 | 0 | 0.364 | 1 | 1 | cs | TRUE
87 | LV_2583-8_0_4_line_87 |  | 82 | 83 | 0.030298 | 0.125 | 0.08 | 261 | 0 | 0.364 | 1 | 4 | cs | TRUE
88 | LV_2583-8_0_4_line_88 |  | 82 | 84 | 0.06252 | 0.125 | 0.08 | 261 | 0 | 0.364 | 1 | 4 | cs | TRUE
89 | LV_2583-8_0_4_line_89 |  | 83 | 88 | 0.007008 | 0.125 | 0.08 | 261 | 0 | 0.364 | 1 | 1 | cs | TRUE
90 | LV_2583-8_0_4_line_90 |  | 83 | 89 | 0.012938 | 0.125 | 0.08 | 261 | 0 | 0.364 | 1 | 4 | cs | TRUE
91 | LV_2583-8_0_4_line_91 |  | 83 | 90 | 0.020359 | 0.125 | 0.08 | 261 | 0 | 0.364 | 1 | 1 | cs | TRUE
92 | LV_2583-8_0_4_line_92 |  | 84 | 93 | 0.026257 | 0.125 | 0.08 | 261 | 0 | 0.364 | 1 | 1 | cs | TRUE
93 | LV_2583-8_0_4_line_93 |  | 85 | 86 | 0.023429 | 0.125 | 0.08 | 261 | 0 | 0.364 | 1 | 1 | cs | TRUE
94 | LV_2583-8_0_4_line_94 |  | 85 | 87 | 0.0099148 | 0.125 | 0.08 | 261 | 0 | 0.364 | 1 | 1 | cs | TRUE
95 | LV_2583-8_0_4_line_95 |  | 86 | 94 | 0.0031825 | 0.125 | 0.08 | 261 | 0 | 0.364 | 1 | 1 | cs | TRUE
96 | LV_2583-8_0_4_line_96 |  | 87 | 95 | 0.0025359 | 0.125 | 0.08 | 261 | 0 | 0.364 | 1 | 1 | cs | TRUE
97 | LV_2583-8_0_4_line_97 |  | 88 | 96 | 0.02263 | 0.125 | 0.08 | 261 | 0 | 0.364 | 1 | 1 | cs | TRUE
98 | LV_2583-8_0_4_line_98 |  | 88 | 97 | 0.0079104 | 0.125 | 0.08 | 261 | 0 | 0.364 | 1 | 1 | cs | TRUE
99 | LV_2583-8_0_4_line_99 |  | 89 | 91 | 0.016691 | 0.125 | 0.08 | 261 | 0 | 0.364 | 1 | 4 | cs | TRUE
100 | LV_2583-8_0_4_line_100 |  | 90 | 98 | 0.029727 | 0.125 | 0.08 | 261 | 0 | 0.364 | 1 | 1 | cs | TRUE
101 | LV_2583-8_0_4_line_101 |  | 91 | 92 | 0.016514 | 0.125 | 0.08 | 261 | 0 | 0.364 | 1 | 4 | cs | TRUE
102 | LV_2583-8_0_4_line_102 |  | 92 | 101 | 0.052354 | 0.125 | 0.08 | 261 | 0 | 0.364 | 1 | 4 | cs | TRUE
103 | LV_2583-8_0_4_line_103 |  | 93 | 104 | 0.021734 | 0.125 | 0.08 | 261 | 0 | 0.364 | 1 | 1 | cs | TRUE
104 | LV_2583-8_0_4_line_104 |  | 95 | 108 | 0.024723 | 0.125 | 0.08 | 261 | 0 | 0.364 | 1 | 1 | cs | TRUE
105 | LV_2583-8_0_4_line_105 |  | 95 | 109 | 0.015683 | 0.125 | 0.08 | 261 | 0 | 0.364 | 1 | 1 | cs | TRUE
106 | LV_2583-8_0_4_line_106 |  | 96 | 141 | 0.011305 | 0.125 | 0.08 | 261 | 0 | 0.364 | 1 | 1 | cs | TRUE
107 | LV_2583-8_0_4_line_107 |  | 96 | 142 | 0.0073743 | 0.125 | 0.08 | 261 | 0 | 0.364 | 1 | 1 | cs | TRUE
108 | LV_2583-8_0_4_line_108 |  | 98 | 108 | 0.028853 | 0.125 | 0.08 | 261 | 0 | 0.364 | 1 | 1 | cs | TRUE
109 | LV_2583-8_0_4_line_109 |  | 99 | 100 | 0.031438 | 0.125 | 0.08 | 261 | 0 | 0.364 | 1 | 4 | cs | TRUE
110 | LV_2583-8_0_4_line_110 |  | 99 | 101 | 0.15074 | 0.125 | 0.08 | 261 | 0 | 0.364 | 1 | 4 | cs | TRUE
111 | LV_2583-8_0_4_line_111 |  | 100 | 119 | 0.042093 | 0.125 | 0.08 | 261 | 0 | 0.364 | 1 | 4 | cs | TRUE
112 | LV_2583-8_0_4_line_112 |  | 101 | 102 | 0.032664 | 0.125 | 0.08 | 261 | 0 | 0.364 | 1 | 1 | cs | TRUE
113 | LV_2583-8_0_4_line_113 |  | 103 | 122 | 0.031831 | 0.125 | 0.08 | 261 | 0 | 0.364 | 1 | 1 | cs | TRUE
114 | LV_2583-8_0_4_line_114 |  | 105 | 106 | 0.009845 | 0.125 | 0.08 | 261 | 0 | 0.364 | 1 | 1 | cs | TRUE
115 | LV_2583-8_0_4_line_115 |  | 105 | 107 | 0.018604 | 0.125 | 0.08 | 261 | 0 | 0.364 | 1 | 1 | cs | TRUE
116 | LV_2583-8_0_4_line_116 |  | 106 | 126 | 0.030727 | 0.125 | 0.08 | 261 | 0 | 0.364 | 1 | 1 | cs | TRUE
117 | LV_2583-8_0_4_line_117 |  | 107 | 123 | 0.0033664 | 0.125 | 0.08 | 261 | 0 | 0.364 | 1 | 1 | cs | TRUE
118 | LV_2583-8_0_4_line_118 |  | 109 | 125 | 0.0065339 | 0.125 | 0.08 | 261 | 0 | 0.364 | 1 | 1 | cs | TRUE
119 | LV_2583-8_0_4_line_119 |  | 110 | 111 | 0.017279 | 0.125 | 0.08 | 261 | 0 | 0.364 | 1 | 1 | cs | TRUE
120 | LV_2583-8_0_4_line_120 |  | 110 | 112 | 0.01374 | 0.125 | 0.08 | 261 | 0 | 0.364 | 1 | 1 | cs | TRUE
121 | LV_2583-8_0_4_line_121 |  | 111 | 113 | 0.016883 | 0.125 | 0.08 | 261 | 0 | 0.364 | 1 | 1 | cs | TRUE
122 | LV_2583-8_0_4_line_122 |  | 112 | 114 | 0.0061924 | 0.125 | 0.08 | 261 | 0 | 0.364 | 1 | 1 | cs | TRUE
123 | LV_2583-8_0_4_line_123 |  | 114 | 127 | 0.019849 | 0.125 | 0.08 | 261 | 0 | 0.364 | 1 | 1 | cs | TRUE
124 | LV_2583-8_0_4_line_124 |  | 115 | 116 | 0.022635 | 0.125 | 0.08 | 261 | 0 | 0.364 | 1 | 1 | cs | TRUE
125 | LV_2583-8_0_4_line_125 |  | 116 | 117 | 0.055649 | 0.125 | 0.08 | 261 | 0 | 0.364 | 1 | 1 | cs | TRUE
126 | LV_2583-8_0_4_line_126 |  | 117 | 118 | 0.048383 | 0.125 | 0.08 | 261 | 0 | 0.364 | 1 | 1 | cs | TRUE
127 | LV_2583-8_0_4_line_127 |  | 119 | 136 | 0.0033997 | 0.125 | 0.08 | 261 | 0 | 0.364 | 1 | 4 | cs | TRUE
128 | LV_2583-8_0_4_line_128 |  | 120 | 121 | 0.024424 | 0.125 | 0.08 | 261 | 0 | 0.364 | 1 | 1 | cs | TRUE
129 | LV_2583-8_0_4_line_129 |  | 121 | 134 | 0.017047 | 0.125 | 0.08 | 261 | 0 | 0.364 | 1 | 1 | cs | TRUE
130 | LV_2583-8_0_4_line_130 |  | 123 | 124 | 0.029394 | 0.125 | 0.08 | 261 | 0 | 0.364 | 1 | 1 | cs | TRUE
131 | LV_2583-8_0_4_line_131 |  | 124 | 125 | 0.014003 | 0.125 | 0.08 | 261 | 0 | 0.364 | 1 | 1 | cs | TRUE
132 | LV_2583-8_0_4_line_132 |  | 126 | 144 | 0.012263 | 0.125 | 0.08 | 261 | 0 | 0.364 | 1 | 1 | cs | TRUE
133 | LV_2583-8_0_4_line_133 |  | 127 | 128 | 0.012656 | 0.125 | 0.08 | 261 | 0 | 0.364 | 1 | 1 | cs | TRUE
134 | LV_2583-8_0_4_line_134 |  | 128 | 129 | 0.013055 | 0.125 | 0.08 | 261 | 0 | 0.364 | 1 | 1 | cs | TRUE
135 | LV_2583-8_0_4_line_135 |  | 130 | 131 | 0.017536 | 0.125 | 0.08 | 261 | 0 | 0.364 | 1 | 1 | cs | TRUE
136 | LV_2583-8_0_4_line_136 |  | 131 | 132 | 0.006096 | 0.125 | 0.08 | 261 | 0 | 0.364 | 1 | 1 | cs | TRUE
137 | LV_2583-8_0_4_line_137 |  | 133 | 134 | 0.014249 | 0.125 | 0.08 | 261 | 0 | 0.364 | 1 | 4 | cs | TRUE
138 | LV_2583-8_0_4_line_138 |  | 133 | 135 | 0.009819 | 0.125 | 0.08 | 261 | 0 | 0.364 | 1 | 4 | cs | TRUE
139 | LV_2583-8_0_4_line_139 |  | 134 | 136 | 0.004752 | 0.125 | 0.08 | 261 | 0 | 0.364 | 1 | 4 | cs | TRUE
140 | LV_2583-8_0_4_line_140 |  | 135 | 137 | 0.0016216 | 0.125 | 0.08 | 261 | 0 | 0.364 | 1 | 4 | cs | TRUE
141 | LV_2583-8_0_4_line_141 |  | 137 | 138 | 0.019027 | 0.125 | 0.08 | 261 | 0 | 0.364 | 1 | 4 | cs | TRUE
142 | LV_2583-8_0_4_line_142 |  | 138 | 139 | 0.054722 | 0.125 | 0.08 | 261 | 0 | 0.364 | 1 | 4 | cs | TRUE
143 | LV_2583-8_0_4_line_143 |  | 139 | 140 | 0.020973 | 0.125 | 0.08 | 261 | 0 | 0.364 | 1 | 2 | cs | TRUE

## trafo
| name | std_type | hv_bus | lv_bus | sn_mva | vn_hv_kv | vn_lv_kv | vk_percent | vkr_percent | pfe_kw | i0_percent | shift_degree | tap_side | tap_neutral | tap_min | tap_max | tap_step_percent | tap_step_degree | tap_pos | tap_phase_shifter | parallel | df | in_service
0 | LV_2583-8_0_4_trafo_61 | 0.63 MVA 20/0.4 kV | 145 | 35 | 0.63 | 20 | 0.4 | 6 | 1.206 | 1.65 | 0.2619 | 150 | hv | 0 | -2 | 2 | 2.5 | 0 | 0 | FALSE | 1 | 1 | TRUE

## line_geodata
| x0 | y0 | x1 | y1 | x2 | y2 | x3 | y3 | x4 | y4 | x5 | y5 | x6 | y6 | x7 | y7 | x8 | y8 | x9 | y9 | x10 | y10 | x11 | y11
0 | 2642577.0391 | 1246695.2858 | 2642575.3365 | 1246696.6576
1 | 2642577.0391 | 1246695.2858 | 2642573.2695 | 1246710.0908 | 2642581.6075 | 1246719.6903 | 2642580.75 | 1246720.7237
2 | 2642589.3781 | 1246685.2344 | 2642579.5007 | 1246693.3022 | 2642577.0391 | 1246695.2858
3 | 2642543.5982 | 1246728.2012 | 2642548.5364 | 1246721.0652 | 2642552.1483 | 1246716.7547
4 | 2642543.5982 | 1246728.2012 | 2642550.6676 | 1246735.5829
5 | 2642543.5982 | 1246728.2012 | 2642536.8513 | 1246722.3698
6 | 2642580.75 | 1246720.7237 | 2642570.7486 | 1246732.7759
7 | 2642589.3781 | 1246685.2344 | 2642593.2987 | 1246682.027
8 | 2642589.3781 | 1246685.2344 | 2642598.1231 | 1246695.9995
9 | 2642560.1821 | 1246745.5093 | 2642551.7252 | 1246736.6873 | 2642550.6676 | 1246735.5829
10 | 2642534.9202 | 1246720.7007 | 2642536.8513 | 1246722.3698
11 | 2642570.7486 | 1246732.7759 | 2642569.5951 | 1246734.166
12 | 2642593.2987 | 1246682.027 | 2642585.315 | 1246671.824
13 | 2642560.1821 | 1246745.5093 | 2642569.2947 | 1246756.6376 | 2642570.0564 | 1246757.8746
14 | 2642560.1821 | 1246745.5093 | 2642569.5951 | 1246734.166
15 | 2642534.9202 | 1246720.7007 | 2642531.8622 | 1246718.4439 | 2642523.0964 | 1246712.3727
16 | 2642534.9202 | 1246720.7007 | 2642543.5754 | 1246707.1391
17 | 2642582.4055 | 1246659.2509 | 2642581.0236 | 1246666.3397 | 2642585.315 | 1246671.824
18 | 2642308.559 | 1247011.0197 | 2642325.3349 | 1247037.0555
19 | 2642307.7676 | 1246998.0832 | 2642313.2625 | 1247009.1853 | 2642308.559 | 1247011.0197
20 | 2642307.7676 | 1246998.0832 | 2642320.9873 | 1246993.7321
21 | 2642327.5728 | 1246991.5645 | 2642320.9873 | 1246993.7321
22 | 2642327.5728 | 1246991.5645 | 2642335.6938 | 1246988.1869
23 | 2642335.6938 | 1246988.1869 | 2642341.9363 | 1247007.6367
24 | 2642335.6938 | 1246988.1869 | 2642334.2177 | 1246983.3509 | 2642335.0883 | 1246983.0681 | 2642349.9942 | 1246978.3157 | 2642355.6986 | 1246977 | 2642358.7665 | 1246976.8106 | 2642361.2724 | 1246977.062 | 2642366.5981 | 1246978.0006 | 2642373.7626 | 1246981.6431
25 | 2642583.0502 | 1246782.8202 | 2642581.0079 | 1246777.9579 | 2642574.2001 | 1246764.6003 | 2642573.2145 | 1246763.0032 | 2642570.0564 | 1246757.8746
26 | 2642537.6879 | 1246917.2285 | 2642523.0831 | 1246924.4504
27 | 2642537.6879 | 1246917.2285 | 2642540.6729 | 1246922.2866 | 2642543.0979 | 1246928.5414 | 2642546.4048 | 1246935.0472
28 | 2642537.6879 | 1246917.2285 | 2642535.2198 | 1246912.1115
29 | 2642543.9871 | 1246965.6946 | 2642555.7486 | 1246961.2871 | 2642544.6723 | 1246936.5024 | 2642546.4048 | 1246935.0472
30 | 2642546.4048 | 1246935.0472 | 2642555.2593 | 1246931.5224
31 | 2642529.449 | 1246900.147 | 2642535.2198 | 1246912.1115
32 | 2642522.4365 | 1246976.4585 | 2642526.659 | 1246974.2984 | 2642532.9298 | 1246969.8404 | 2642543.9871 | 1246965.6946
33 | 2642543.9871 | 1246965.6946 | 2642551.0188 | 1246980.4548
34 | 2642571.8106 | 1246924.9338 | 2642555.2593 | 1246931.5224
35 | 2642529.449 | 1246900.147 | 2642538.5883 | 1246892.5391
36 | 2642529.449 | 1246900.147 | 2642521.7619 | 1246903.4814
37 | 2642522.4365 | 1246976.4585 | 2642519.5766 | 1246984.4989 | 2642518.7017 | 1246989.596 | 2642518.6986 | 1246995.2997 | 2642519.9246 | 1247001.2791 | 2642523.3893 | 1247008.9646 | 2642526.7616 | 1247016.7957
38 | 2642571.8106 | 1246924.9338 | 2642573.8993 | 1246934.8998 | 2642581.1004 | 1246949.2054 | 2642583.0999 | 1246951.5991 | 2642592.5838 | 1246962.5077
39 | 2642592.5838 | 1246962.5077 | 2642606.4996 | 1246972.6032 | 2642613.948 | 1246976.6593 | 2642616.9863 | 1246977.4899
40 | 2642567.0605 | 1246877.4571 | 2642563.531 | 1246879.8556 | 2642539.9502 | 1246891.4054 | 2642538.5883 | 1246892.5391
41 | 2642583.0502 | 1246782.8202 | 2642595.5495 | 1246776.7059
42 | 2642631.7962 | 1246852.6164 | 2642620.8928 | 1246853.1829 | 2642616.3782 | 1246850.5588
43 | 2642611.1897 | 1246847.5428 | 2642616.3782 | 1246850.5588
44 | 2642631.3064 | 1246879.7753 | 2642631.9043 | 1246858.5989 | 2642631.7962 | 1246852.6164
45 | 2642631.7962 | 1246852.6164 | 2642641.8759 | 1246825.8377 | 2642646.5708 | 1246821.0238 | 2642652.6593 | 1246818.855 | 2642657.7273 | 1246818.8915 | 2642672.6018 | 1246821.9023
46 | 2642594.9653 | 1246841.2333 | 2642610.9092 | 1246840.3249 | 2642611.1897 | 1246847.5428
47 | 2642631.3064 | 1246879.7753 | 2642632.8632 | 1246879.9383
48 | 2642593.6749 | 1246861.0483 | 2642594.2254 | 1246848.5551 | 2642594.9653 | 1246841.2333
49 | 2642594.9653 | 1246841.2333 | 2642596.1689 | 1246829.3007 | 2642596.1556 | 1246828.1736
50 | 2642632.8632 | 1246879.9383 | 2642640.8614 | 1246880.7756
51 | 2642593.6749 | 1246861.0483 | 2642594.0988 | 1246863.9546
52 | 2642596.1556 | 1246828.1736 | 2642596.0131 | 1246816.0481
53 | 2642595.3651 | 1246880.2287 | 2642595.5466 | 1246873.8814 | 2642594.0988 | 1246863.9546
54 | 2642612.5147 | 1246802.1739 | 2642625.8192 | 1246799.9466
55 | 2642595.3611 | 1246805.0455 | 2642612.5147 | 1246802.1739
56 | 2642704.401 | 1246760.8998 | 2642684.9033 | 1246770.6994 | 2642675.5548 | 1246775.2043
57 | 2642687.5017 | 1246728.7013 | 2642704.401 | 1246760.8998
58 | 2642567.0605 | 1246877.4571 | 2642576.7016 | 1246879.1052 | 2642595.3651 | 1246880.2287
59 | 2642595.3651 | 1246880.2287 | 2642597.2131 | 1246890.0374 | 2642608.4278 | 1246890.2847 | 2642609.7574 | 1246898.3339
60 | 2642547.6216 | 1246842.2834 | 2642557.8105 | 1246840.2328 | 2642564.3882 | 1246841.4475 | 2642568.9857 | 1246853.3661 | 2642572.4709 | 1246862.3971 | 2642570.6645 | 1246867.8211 | 2642567.0605 | 1246877.4571
61 | 2642609.7574 | 1246898.3339 | 2642609.7959 | 1246898.5667 | 2642609.592 | 1246903.8131 | 2642606.4748 | 1246911.3439
62 | 2642649.1896 | 1246882.2924 | 2642643.7372 | 1246881.0766 | 2642640.8614 | 1246880.7756
63 | 2642595.3611 | 1246805.0455 | 2642595.9766 | 1246812.9441 | 2642596.0131 | 1246816.0481
64 | 2642547.6216 | 1246842.2834 | 2642544.0997 | 1246845.7382 | 2642534.8644 | 1246851.1059
65 | 2642507.5615 | 1246861.9872 | 2642522.2553 | 1246858.4345 | 2642534.8644 | 1246851.1059
66 | 2642595.5495 | 1246776.7059 | 2642597.8761 | 1246781.9483 | 2642595.1574 | 1246786.0759 | 2642594.2616 | 1246790.9172 | 2642595.3611 | 1246805.0455
67 | 2642595.5495 | 1246776.7059 | 2642598.8841 | 1246775.1621 | 2642599.5531 | 1246774.8042
68 | 2642608.4711 | 1246913.7005 | 2642606.2561 | 1246911.8723 | 2642606.4748 | 1246911.3439
69 | 2642608.4711 | 1246913.7005 | 2642611.315 | 1246912.1088 | 2642614.8257 | 1246910.2216 | 2642614.1839 | 1246913.3413 | 2642609.7894 | 1246927.8527 | 2642610.6265 | 1246931.1942 | 2642612.8156 | 1246934.5344 | 2642617.2613 | 1246938.1131 | 2642622.861 | 1246940.8663
70 | 2642622.861 | 1246940.8663 | 2642640.7061 | 1246944.4301 | 2642654.0221 | 1246946.5494 | 2642662.5228 | 1246946.9841
71 | 2642526.7616 | 1247016.7957 | 2642529.9723 | 1247024.2513
72 | 2642687.5017 | 1246728.7013 | 2642653.0623 | 1246746.4594
73 | 2642672.9161 | 1246887.4029 | 2642675.0797 | 1246887.8286 | 2642685.2004 | 1246888.9128
74 | 2642672.9161 | 1246887.4029 | 2642672.2885 | 1246887.2795
75 | 2642599.5531 | 1246774.8042 | 2642615.5612 | 1246766.2385
76 | 2642638.313 | 1246754.0646 | 2642615.5612 | 1246766.2385
77 | 2642638.313 | 1246754.0646 | 2642631.567 | 1246740.1542
78 | 2642638.313 | 1246754.0646 | 2642653.0623 | 1246746.4594
79 | 2642631.567 | 1246740.1542 | 2642628.614 | 1246734.0652
80 | 2642544.3848 | 1246705.8709 | 2642543.5754 | 1246707.1391
81 | 2642551.887 | 1246694.1158 | 2642544.3848 | 1246705.8709
82 | 2642542.6729 | 1246687.6566 | 2642551.887 | 1246694.1158
83 | 2642521.7564 | 1246711.4446 | 2642523.0964 | 1246712.3727
84 | 2642521.7564 | 1246711.4446 | 2642517.5065 | 1246708.5012 | 2642509.5079 | 1246701.8365
85 | 2642503.7507 | 1246697.0395 | 2642509.5079 | 1246701.8365
86 | 2642446.3603 | 1246873.2455 | 2642441.9752 | 1246859.5671
87 | 2642431.8983 | 1246895.0899 | 2642437.514 | 1246893.5179 | 2642437.7501 | 1246890.084 | 2642441.0234 | 1246886.5273 | 2642447.4402 | 1246880.6693 | 2642446.3603 | 1246873.2455
88 | 2642446.3603 | 1246873.2455 | 2642457.8445 | 1246869.6253 | 2642468.0722 | 1246867.4192 | 2642482.5793 | 1246866.7226 | 2642492.6625 | 1246865.7163 | 2642501.0163 | 1246863.6192 | 2642505.5716 | 1246862.4621 | 2642507.5615 | 1246861.9872
89 | 2642431.8983 | 1246895.0899 | 2642425.1322 | 1246896.9873
90 | 2642431.8983 | 1246895.0899 | 2642435.707 | 1246907.4546
91 | 2642431.8983 | 1246895.0899 | 2642428.5615 | 1246883.236 | 2642426.2475 | 1246875.5312
92 | 2642507.5615 | 1246861.9872 | 2642508.6408 | 1246835.7553
93 | 2642431.1723 | 1246826.5838 | 2642453.6391 | 1246819.9397
94 | 2642431.1723 | 1246826.5838 | 2642428.0156 | 1246817.1849
95 | 2642453.6391 | 1246819.9397 | 2642456.6909 | 1246819.0372
96 | 2642427.2082 | 1246814.781 | 2642428.0156 | 1246817.1849
97 | 2642403.4521 | 1246903.6812 | 2642419.1664 | 1246898.9348 | 2642425.1322 | 1246896.9873
98 | 2642425.1322 | 1246896.9873 | 2642423.6632 | 1246893.2854 | 2642419.8928 | 1246894.3858
99 | 2642443.7643 | 1246921.4812 | 2642440.2049 | 1246918.576 | 2642438.1728 | 1246915.4594 | 2642435.707 | 1246907.4546
100 | 2642426.2475 | 1246875.5312 | 2642421.4939 | 1246859.7032 | 2642417.6546 | 1246854.7281 | 2642415.8757 | 1246848.0446
101 | 2642443.7643 | 1246921.4812 | 2642459.975 | 1246918.0949
102 | 2642459.975 | 1246918.0949 | 2642460.0164 | 1246932.349 | 2642461.635 | 1246943.6459 | 2642460.7696 | 1246950.5887 | 2642457.8225 | 1246957.1164 | 2642451.5588 | 1246967.9677
103 | 2642508.6408 | 1246835.7553 | 2642508.4923 | 1246823.8019 | 2642518.253 | 1246823.2008
104 | 2642403.596 | 1246822.2617 | 2642417.8607 | 1246817.4604 | 2642421.9271 | 1246816.0219 | 2642427.2082 | 1246814.781
105 | 2642422.2085 | 1246799.9132 | 2642427.2082 | 1246814.781
106 | 2642400.1683 | 1246892.8617 | 2642403.4521 | 1246903.6812
107 | 2642403.4521 | 1246903.6812 | 2642405.5974 | 1246910.7366
108 | 2642403.596 | 1246822.2617 | 2642413.0794 | 1246837.5395 | 2642415.8757 | 1246848.0446
109 | 2642373.7626 | 1246981.6431 | 2642380.1098 | 1246987.6146 | 2642383.5898 | 1246994.2327 | 2642387.7773 | 1247008.8922
110 | 2642373.7626 | 1246981.6431 | 2642366.5981 | 1246978.0006 | 2642366.7515 | 1246967.1056 | 2642414.7954 | 1246951.4273 | 2642420.2461 | 1246968.6999 | 2642422.768 | 1246967.7506 | 2642420.4326 | 1246959.5173 | 2642441.76 | 1246952.4763 | 2642445.1292 | 1246952.4003 | 2642449.6927 | 1246954.3231 | 2642457.8225 | 1246957.1164 | 2642451.5588 | 1246967.9677
111 | 2642399.3387 | 1247049.366 | 2642387.7773 | 1247008.8922
112 | 2642451.5588 | 1246967.9677 | 2642457.1609 | 1246972.5108 | 2642464.9928 | 1246996.7274
113 | 2642341.9363 | 1247007.6367 | 2642351.6638 | 1247037.9449
114 | 2642464.2943 | 1246765.2578 | 2642465.8745 | 1246755.5405
115 | 2642464.2943 | 1246765.2578 | 2642446.5377 | 1246770.8089
116 | 2642491.9092 | 1246761.8259 | 2642483.1915 | 1246755.9425 | 2642474.5671 | 1246751.5 | 2642470.5821 | 1246751.0601 | 2642465.8745 | 1246755.5405 | 2642465.8745 | 1246755.5405
117 | 2642443.3247 | 1246771.8134 | 2642446.5377 | 1246770.8089
118 | 2642422.2085 | 1246799.9132 | 2642420.0007 | 1246793.7636
119 | 2642503.7507 | 1246697.0395 | 2642493.2433 | 1246687.6358 | 2642491.2445 | 1246685.131
120 | 2642503.7507 | 1246697.0395 | 2642511.9421 | 1246686.0079
121 | 2642491.2445 | 1246685.131 | 2642478.3715 | 1246696.0545
122 | 2642515.6337 | 1246681.0362 | 2642515.6337 | 1246681.0362 | 2642511.9421 | 1246686.0079
123 | 2642512.0724 | 1246661.5089 | 2642515.6337 | 1246681.0362
124 | 2642513.6709 | 1247051.8345 | 2642515.3002 | 1247050.0228 | 2642507.1017 | 1247031.5518
125 | 2642513.6709 | 1247051.8345 | 2642523.1463 | 1247073.4056 | 2642525.5745 | 1247079.2157 | 2642537.8317 | 1247074.1113 | 2642549.1094 | 1247068.6885
126 | 2642549.1094 | 1247068.6885 | 2642537.8987 | 1247042.6576 | 2642529.9723 | 1247024.2513
127 | 2642400.2724 | 1247052.635 | 2642399.3387 | 1247049.366
128 | 2642390.9662 | 1247038.0714 | 2642389.8 | 1247034.1702 | 2642384.0451 | 1247014.6481
129 | 2642395.8489 | 1247054.4046 | 2642390.9662 | 1247038.0714
130 | 2642415.2693 | 1246780.5841 | 2642443.3247 | 1246771.8134
131 | 2642415.2693 | 1246780.5841 | 2642420.0007 | 1246793.7636
132 | 2642502.0742 | 1246768.6861 | 2642491.9092 | 1246761.8259
133 | 2642512.0724 | 1246661.5089 | 2642507.0116 | 1246663.6185 | 2642502.4132 | 1246658.1128
134 | 2642491.6988 | 1246658.854 | 2642499.7995 | 1246654.9834 | 2642502.4132 | 1246658.1128
135 | 2642655.1395 | 1246883.6192 | 2642665.8401 | 1246886.0054 | 2642668.744 | 1246886.5822 | 2642672.2885 | 1246887.2795
136 | 2642655.1395 | 1246883.6192 | 2642649.1896 | 1246882.2924
137 | 2642385.2401 | 1247063.4682 | 2642388.8791 | 1247058.4019 | 2642395.8489 | 1247054.4046
138 | 2642385.2401 | 1247063.4682 | 2642388.1487 | 1247072.8465
139 | 2642395.8489 | 1247054.4046 | 2642400.2724 | 1247052.635
140 | 2642388.629 | 1247074.3953 | 2642388.1487 | 1247072.8465
141 | 2642397.3561 | 1247090.795 | 2642391.8478 | 1247084.7739 | 2642388.629 | 1247074.3953
142 | 2642397.3561 | 1247090.795 | 2642406.3387 | 1247088.3798 | 2642411.7123 | 1247086.8394 | 2642418.9022 | 1247106.9708 | 2642436.5098 | 1247101.4486
143 | 2642430.1573 | 1247081.4566 | 2642436.5098 | 1247101.4486

## bus_geodata
| x | y | coords
0 | 2642575.3365 | 1246696.6576
1 | 2642577.0391 | 1246695.2858
2 | 2642552.1483 | 1246716.7547
3 | 2642543.5982 | 1246728.2012
4 | 2642580.75 | 1246720.7237
5 | 2642589.3781 | 1246685.2344
6 | 2642550.6676 | 1246735.5829
7 | 2642536.8513 | 1246722.3698
8 | 2642570.7486 | 1246732.7759
9 | 2642593.2987 | 1246682.027
10 | 2642598.1231 | 1246695.9995
11 | 2642560.1821 | 1246745.5093
12 | 2642534.9202 | 1246720.7007
13 | 2642569.5951 | 1246734.166
14 | 2642585.315 | 1246671.824
15 | 2642325.3349 | 1247037.0555
16 | 2642308.559 | 1247011.0197
17 | 2642307.7676 | 1246998.0832
18 | 2642320.9873 | 1246993.7321
19 | 2642327.5728 | 1246991.5645
20 | 2642335.6938 | 1246988.1869
21 | 2642570.0564 | 1246757.8746
22 | 2642523.0831 | 1246924.4504
23 | 2642537.6879 | 1246917.2285
24 | 2642546.4048 | 1246935.0472
25 | 2642535.2198 | 1246912.1115
26 | 2642543.9871 | 1246965.6946
27 | 2642555.2593 | 1246931.5224
28 | 2642529.449 | 1246900.147
29 | 2642522.4365 | 1246976.4585
30 | 2642551.0188 | 1246980.4548
31 | 2642592.5838 | 1246962.5077
32 | 2642571.8106 | 1246924.9338
33 | 2642616.9863 | 1246977.4899
34 | 2642538.5883 | 1246892.5391
35 | 2642521.7619 | 1246903.4814
36 | 2642583.0502 | 1246782.8202
37 | 2642616.3782 | 1246850.5588
38 | 2642631.7962 | 1246852.6164
39 | 2642611.1897 | 1246847.5428
40 | 2642631.3064 | 1246879.7753
41 | 2642672.6018 | 1246821.9023
42 | 2642594.9653 | 1246841.2333
43 | 2642632.8632 | 1246879.9383
44 | 2642593.6749 | 1246861.0483
45 | 2642596.1556 | 1246828.1736
46 | 2642594.0988 | 1246863.9546
47 | 2642625.8192 | 1246799.9466
48 | 2642612.5147 | 1246802.1739
49 | 2642675.5548 | 1246775.2043
50 | 2642704.401 | 1246760.8998
51 | 2642595.3651 | 1246880.2287
52 | 2642567.0605 | 1246877.4571
53 | 2642609.7574 | 1246898.3339
54 | 2642640.8614 | 1246880.7756
55 | 2642596.0131 | 1246816.0481
56 | 2642547.6216 | 1246842.2834
57 | 2642534.8644 | 1246851.1059
58 | 2642595.5495 | 1246776.7059
59 | 2642608.4711 | 1246913.7005
60 | 2642606.4748 | 1246911.3439
61 | 2642622.861 | 1246940.8663
62 | 2642662.5228 | 1246946.9841
63 | 2642526.7616 | 1247016.7957
64 | 2642687.5017 | 1246728.7013
65 | 2642685.2004 | 1246888.9128
66 | 2642672.9162 | 1246887.4029
67 | 2642615.5612 | 1246766.2386
68 | 2642599.5531 | 1246774.8042
69 | 2642638.313 | 1246754.0646
70 | 2642631.567 | 1246740.1542
71 | 2642653.0623 | 1246746.4594
72 | 2642595.3611 | 1246805.0455
73 | 2642628.614 | 1246734.0652
74 | 2642543.5754 | 1246707.1391
75 | 2642544.3848 | 1246705.8709
76 | 2642551.887 | 1246694.1158
77 | 2642523.0964 | 1246712.3727
78 | 2642542.6729 | 1246687.6566
79 | 2642521.7564 | 1246711.4446
80 | 2642509.5079 | 1246701.8365
81 | 2642441.9752 | 1246859.5671
82 | 2642446.3603 | 1246873.2455
83 | 2642431.8983 | 1246895.0899
84 | 2642507.5615 | 1246861.9872
85 | 2642431.1723 | 1246826.5838
86 | 2642453.6391 | 1246819.9397
87 | 2642428.0156 | 1246817.1849
88 | 2642425.1322 | 1246896.9873
89 | 2642435.707 | 1246907.4546
90 | 2642426.2475 | 1246875.5312
91 | 2642443.7643 | 1246921.4812
92 | 2642459.975 | 1246918.0949
93 | 2642508.6408 | 1246835.7553
94 | 2642456.6909 | 1246819.0372
95 | 2642427.2082 | 1246814.781
96 | 2642403.4521 | 1246903.6812
97 | 2642419.8928 | 1246894.3858
98 | 2642415.8757 | 1246848.0446
99 | 2642373.7626 | 1246981.6431
100 | 2642387.7773 | 1247008.8922
101 | 2642451.5588 | 1246967.9677
102 | 2642464.9928 | 1246996.7274
103 | 2642341.9363 | 1247007.6367
104 | 2642518.253 | 1246823.2008
105 | 2642464.2943 | 1246765.2578
106 | 2642465.8745 | 1246755.5405
107 | 2642446.5377 | 1246770.8089
108 | 2642403.596 | 1246822.2617
109 | 2642422.2085 | 1246799.9132
110 | 2642503.7507 | 1246697.0395
111 | 2642491.2445 | 1246685.131
112 | 2642511.9421 | 1246686.0079
113 | 2642478.3715 | 1246696.0545
114 | 2642515.6337 | 1246681.0363
115 | 2642507.1017 | 1247031.5518
116 | 2642513.6709 | 1247051.8345
117 | 2642549.1094 | 1247068.6885
118 | 2642529.9723 | 1247024.2513
119 | 2642399.3387 | 1247049.366
120 | 2642384.0451 | 1247014.6481
121 | 2642390.9662 | 1247038.0714
122 | 2642351.6638 | 1247037.9449
123 | 2642443.3247 | 1246771.8134
124 | 2642415.2693 | 1246780.5841
125 | 2642420.0007 | 1246793.7636
126 | 2642491.9092 | 1246761.8259
127 | 2642512.0724 | 1246661.5089
128 | 2642502.4132 | 1246658.1128
129 | 2642491.6988 | 1246658.854
130 | 2642672.2885 | 1246887.2795
131 | 2642655.1395 | 1246883.6192
132 | 2642649.1896 | 1246882.2924
133 | 2642385.2401 | 1247063.4682
134 | 2642395.8489 | 1247054.4046
135 | 2642388.1487 | 1247072.8465
136 | 2642400.2724 | 1247052.635
137 | 2642388.629 | 1247074.3953
138 | 2642397.3561 | 1247090.795
139 | 2642436.5098 | 1247101.4486
140 | 2642430.1573 | 1247081.4566
141 | 2642400.1683 | 1246892.8617
142 | 2642405.5974 | 1246910.7366
143 | 2642582.4055 | 1246659.2509
144 | 2642502.0742 | 1246768.6861
145 | 2642529.449 | 1246900.147

## line_std_types
| c_nf_per_km | r_ohm_per_km | x_ohm_per_km | max_i_ka | type | q_mm2 | alpha | voltage_rating
NAYY 4x50 SE | 210 | 0.642 | 0.083 | 0.142 | cs | 50 | 0.00403 | LV
NAYY 4x120 SE | 264 | 0.225 | 0.08 | 0.242 | cs | 120 | 0.00403 | LV
NAYY 4x150 SE | 261 | 0.208 | 0.08 | 0.27 | cs | 150 | 0.00403 | LV
NA2XS2Y 1x95 RM/25 12/20 kV | 216 | 0.313 | 0.132 | 0.252 | cs | 95 | 0.00403 | MV
NA2XS2Y 1x185 RM/25 12/20 kV | 273 | 0.161 | 0.117 | 0.362 | cs | 185 | 0.00403 | MV
NA2XS2Y 1x240 RM/25 12/20 kV | 304 | 0.122 | 0.112 | 0.421 | cs | 240 | 0.00403 | MV
NA2XS2Y 1x95 RM/25 6/10 kV | 315 | 0.313 | 0.123 | 0.249 | cs | 95 | 0.00403 | MV
NA2XS2Y 1x185 RM/25 6/10 kV | 406 | 0.161 | 0.11 | 0.358 | cs | 185 | 0.00403 | MV
NA2XS2Y 1x240 RM/25 6/10 kV | 456 | 0.122 | 0.105 | 0.416 | cs | 240 | 0.00403 | MV
NA2XS2Y 1x150 RM/25 12/20 kV | 250 | 0.206 | 0.116 | 0.319 | cs | 150 | 0.00403 | MV
NA2XS2Y 1x120 RM/25 12/20 kV | 230 | 0.253 | 0.119 | 0.283 | cs | 120 | 0.00403 | MV
NA2XS2Y 1x70 RM/25 12/20 kV | 190 | 0.443 | 0.132 | 0.22 | cs | 70 | 0.00403 | MV
NA2XS2Y 1x150 RM/25 6/10 kV | 360 | 0.206 | 0.11 | 0.315 | cs | 150 | 0.00403 | MV
NA2XS2Y 1x120 RM/25 6/10 kV | 340 | 0.253 | 0.113 | 0.28 | cs | 120 | 0.00403 | MV
NA2XS2Y 1x70 RM/25 6/10 kV | 280 | 0.443 | 0.123 | 0.217 | cs | 70 | 0.00403 | MV
N2XS(FL)2Y 1x120 RM/35 64/110 kV | 112 | 0.153 | 0.166 | 0.366 | cs | 120 | 0.00393 | HV
N2XS(FL)2Y 1x185 RM/35 64/110 kV | 125 | 0.099 | 0.156 | 0.457 | cs | 185 | 0.00393 | HV
N2XS(FL)2Y 1x240 RM/35 64/110 kV | 135 | 0.075 | 0.149 | 0.526 | cs | 240 | 0.00393 | HV
N2XS(FL)2Y 1x300 RM/35 64/110 kV | 144 | 0.06 | 0.144 | 0.588 | cs | 300 | 0.00393 | HV
15-AL1/3-ST1A 0.4 | 11 | 1.8769 | 0.35 | 0.105 | ol | 16 | 0.00403 | LV
24-AL1/4-ST1A 0.4 | 11.25 | 1.2012 | 0.335 | 0.14 | ol | 24 | 0.00403 | LV
48-AL1/8-ST1A 0.4 | 12.2 | 0.5939 | 0.3 | 0.21 | ol | 48 | 0.00403 | LV
94-AL1/15-ST1A 0.4 | 13.2 | 0.306 | 0.29 | 0.35 | ol | 94 | 0.00403 | LV
34-AL1/6-ST1A 10.0 | 9.7 | 0.8342 | 0.36 | 0.17 | ol | 34 | 0.00403 | MV
48-AL1/8-ST1A 10.0 | 10.1 | 0.5939 | 0.35 | 0.21 | ol | 48 | 0.00403 | MV
70-AL1/11-ST1A 10.0 | 10.4 | 0.4132 | 0.339 | 0.29 | ol | 70 | 0.00403 | MV
94-AL1/15-ST1A 10.0 | 10.75 | 0.306 | 0.33 | 0.35 | ol | 94 | 0.00403 | MV
122-AL1/20-ST1A 10.0 | 11.1 | 0.2376 | 0.323 | 0.41 | ol | 122 | 0.00403 | MV
149-AL1/24-ST1A 10.0 | 11.25 | 0.194 | 0.315 | 0.47 | ol | 149 | 0.00403 | MV
34-AL1/6-ST1A 20.0 | 9.15 | 0.8342 | 0.382 | 0.17 | ol | 34 | 0.00403 | MV
48-AL1/8-ST1A 20.0 | 9.5 | 0.5939 | 0.372 | 0.21 | ol | 48 | 0.00403 | MV
70-AL1/11-ST1A 20.0 | 9.7 | 0.4132 | 0.36 | 0.29 | ol | 70 | 0.00403 | MV
94-AL1/15-ST1A 20.0 | 10 | 0.306 | 0.35 | 0.35 | ol | 94 | 0.00403 | MV
122-AL1/20-ST1A 20.0 | 10.3 | 0.2376 | 0.344 | 0.41 | ol | 122 | 0.00403 | MV
149-AL1/24-ST1A 20.0 | 10.5 | 0.194 | 0.337 | 0.47 | ol | 149 | 0.00403 | MV
184-AL1/30-ST1A 20.0 | 10.75 | 0.1571 | 0.33 | 0.535 | ol | 184 | 0.00403 | MV
243-AL1/39-ST1A 20.0 | 11 | 0.1188 | 0.32 | 0.645 | ol | 243 | 0.00403 | MV
48-AL1/8-ST1A 110.0 | 8 | 0.5939 | 0.46 | 0.21 | ol | 48 | 0.00403 | HV
70-AL1/11-ST1A 110.0 | 8.4 | 0.4132 | 0.45 | 0.29 | ol | 70 | 0.00403 | HV
94-AL1/15-ST1A 110.0 | 8.65 | 0.306 | 0.44 | 0.35 | ol | 94 | 0.00403 | HV
122-AL1/20-ST1A 110.0 | 8.5 | 0.2376 | 0.43 | 0.41 | ol | 122 | 0.00403 | HV
149-AL1/24-ST1A 110.0 | 8.75 | 0.194 | 0.41 | 0.47 | ol | 149 | 0.00403 | HV
184-AL1/30-ST1A 110.0 | 8.8 | 0.1571 | 0.4 | 0.535 | ol | 184 | 0.00403 | HV
243-AL1/39-ST1A 110.0 | 9 | 0.1188 | 0.39 | 0.645 | ol | 243 | 0.00403 | HV
305-AL1/39-ST1A 110.0 | 9.2 | 0.0949 | 0.38 | 0.74 | ol | 305 | 0.00403 | HV
490-AL1/64-ST1A 110.0 | 9.75 | 0.059 | 0.37 | 0.96 | ol | 490 | 0.00403 | HV
679-AL1/86-ST1A 110.0 | 9.95 | 0.042 | 0.36 | 1.15 | ol | 679 | 0.00403 | HV
490-AL1/64-ST1A 220.0 | 10 | 0.059 | 0.285 | 0.96 | ol | 490 | 0.00403 | HV
679-AL1/86-ST1A 220.0 | 11.7 | 0.042 | 0.275 | 1.15 | ol | 679 | 0.00403 | HV
490-AL1/64-ST1A 380.0 | 11 | 0.059 | 0.253 | 0.96 | ol | 490 | 0.00403 | HV
679-AL1/86-ST1A 380.0 | 14.6 | 0.042 | 0.25 | 1.15 | ol | 679 | 0.00403 | HV

## trafo_std_types
| i0_percent | pfe_kw | vkr_percent | sn_mva | vn_lv_kv | vn_hv_kv | vk_percent | shift_degree | vector_group | tap_side | tap_neutral | tap_min | tap_max | tap_step_degree | tap_step_percent | tap_phase_shifter
160 MVA 380/110 kV | 0.06 | 60 | 0.25 | 160 | 110 | 380 | 12.2 | 0 | Yy0 | hv | 0 | -9 | 9 | 0 | 1.5 | FALSE
100 MVA 220/110 kV | 0.06 | 55 | 0.26 | 100 | 110 | 220 | 12 | 0 | Yy0 | hv | 0 | -9 | 9 | 0 | 1.5 | FALSE
63 MVA 110/20 kV | 0.04 | 22 | 0.32 | 63 | 20 | 110 | 18 | 150 | YNd5 | hv | 0 | -9 | 9 | 0 | 1.5 | FALSE
40 MVA 110/20 kV | 0.05 | 18 | 0.34 | 40 | 20 | 110 | 16.2 | 150 | YNd5 | hv | 0 | -9 | 9 | 0 | 1.5 | FALSE
25 MVA 110/20 kV | 0.07 | 14 | 0.41 | 25 | 20 | 110 | 12 | 150 | YNd5 | hv | 0 | -9 | 9 | 0 | 1.5 | FALSE
63 MVA 110/10 kV | 0.04 | 22 | 0.32 | 63 | 10 | 110 | 18 | 150 | YNd5 | hv | 0 | -9 | 9 | 0 | 1.5 | FALSE
40 MVA 110/10 kV | 0.05 | 18 | 0.34 | 40 | 10 | 110 | 16.2 | 150 | YNd5 | hv | 0 | -9 | 9 | 0 | 1.5 | FALSE
25 MVA 110/10 kV | 0.07 | 14 | 0.41 | 25 | 10 | 110 | 12 | 150 | YNd5 | hv | 0 | -9 | 9 | 0 | 1.5 | FALSE
0.25 MVA 20/0.4 kV | 0.32 | 0.8 | 1.44 | 0.25 | 0.4 | 20 | 6 | 150 | Yzn5 | hv | 0 | -2 | 2 | 0 | 2.5 | FALSE
0.4 MVA 20/0.4 kV | 0.3375 | 1.35 | 1.425 | 0.4 | 0.4 | 20 | 6 | 150 | Dyn5 | hv | 0 | -2 | 2 | 0 | 2.5 | FALSE
0.63 MVA 20/0.4 kV | 0.2619 | 1.65 | 1.206 | 0.63 | 0.4 | 20 | 6 | 150 | Dyn5 | hv | 0 | -2 | 2 | 0 | 2.5 | FALSE
0.25 MVA 10/0.4 kV | 0.24 | 0.6 | 1.2 | 0.25 | 0.4 | 10 | 4 | 150 | Dyn5 | hv | 0 | -2 | 2 | 0 | 2.5 | FALSE
0.4 MVA 10/0.4 kV | 0.2375 | 0.95 | 1.325 | 0.4 | 0.4 | 10 | 4 | 150 | Dyn5 | hv | 0 | -2 | 2 | 0 | 2.5 | FALSE
0.63 MVA 10/0.4 kV | 0.1873 | 1.18 | 1.0794 | 0.63 | 0.4 | 10 | 4 | 150 | Dyn5 | hv | 0 | -2 | 2 | 0 | 2.5 | FALSE

## trafo3w_std_types
| sn_hv_mva | sn_mv_mva | sn_lv_mva | vn_hv_kv | vn_mv_kv | vn_lv_kv | vk_hv_percent | vk_mv_percent | vk_lv_percent | vkr_hv_percent | vkr_mv_percent | vkr_lv_percent | pfe_kw | i0_percent | shift_mv_degree | shift_lv_degree | vector_group | tap_side | tap_neutral | tap_min | tap_max | tap_step_percent
63/25/38 MVA 110/20/10 kV | 63 | 25 | 38 | 110 | 20 | 10 | 10.4 | 10.4 | 10.4 | 0.28 | 0.32 | 0.35 | 35 | 0.89 | 0 | 0 | YN0yn0yn0 | hv | 0 | -10 | 10 | 1.2
63/25/38 MVA 110/10/10 kV | 63 | 25 | 38 | 110 | 10 | 10 | 10.4 | 10.4 | 10.4 | 0.28 | 0.32 | 0.35 | 35 | 0.89 | 0 | 0 | YN0yn0yn0 | hv | 0 | -10 | 10 | 1.2

## fuse_std_types
| fuse_type | i_rated_a | t_avg | t_min | t_total | x_avg | x_min | x_total
HV 100A | HV 100A | 100 | 0 | [10.0, 3.64, 0.854, 0.281, 0.1, 0.0531, 0.022, 0.01] | [10.0, 4.267, 1.21, 0.403, 0.1, 0.058, 0.022, 0.01] | 0 | [300.0, 350.0, 450.0, 550.0, 700.0, 850.0, 1200.0, 1752.0] | [600.0, 700.0, 900.0, 1150.0, 1665.0, 2000.0, 3000.0, 4313.0]
HV 10A | HV 10A | 10 | 0 | [10.0, 1675.0, 0.344, 0.156, 0.1, 0.0417, 0.0171, 0.01] | [10.0, 1.3, 0.3, 0.155, 0.1, 0.0555, 0.023, 0.01] | 0 | [30.0, 32.0, 35.0, 37.0, 39.0, 50.0, 70.0, 88.0] | [60.0, 70.0, 80.0, 87.0, 94.0, 110.0, 150.0, 216.0]
HV 125A | HV 125A | 125 | 0 | [10.0, 1.82, 0.344, 0.1, 0.0467, 0.0269, 0.01] | [10.0, 2.478, 0.426, 0.1, 0.0427, 0.0211, 0.01] | 0 | [375.0, 500.0, 700.0, 925.0, 1200.0, 1500.0, 2341.0] | [750.0, 1000.0, 1500.0, 2200.0, 3000.0, 4000.0, 5765.0]
HV 160A | HV 160A | 160 | 0 | [10.0, 4.15, 1.03, 0.198, 0.1, 0.051, 0.0172, 0.01] | [10.0, 2.3, 0.734, 0.274, 0.1, 0.046, 0.0177, 0.01] | 0 | [480.0, 550.0, 700.0, 1000.0, 1260.0, 1600.0, 2500.0, 3227.0] | [960.0, 1300.0, 1700.0, 2200.0, 2996.0, 4000.0, 6000.0, 7946.0]
HV 16A | HV 16A | 16 | 0 | [10.0, 0.352, 0.164, 0.1, 0.0649, 0.0342, 0.01] | [10.0, 2.34, 0.722, 0.181, 0.1, 0.055, 0.0296, 0.01] | 0 | [48.0, 60.0, 65.0, 71.0, 80.0, 100.0, 162.0] | [96.0, 110.0, 125.0, 150.0, 168.0, 200.0, 250.0, 398.0]
HV 200A | HV 200A | 200 | 0 | [10.0, 4.267, 1.21, 0.403, 0.1, 0.058, 0.022, 0.01] | [10.0, 3.73, 1.654, 0.328, 0.1, 0.0531, 0.019, 0.01] | 0 | [600.0, 700.0, 900.0, 1150.0, 1665.0, 2000.0, 3000.0, 4313.0] | [1200.0, 1500.0, 1800.0, 2700.0, 3960.0, 5000.0, 7500.0, 10620.0]
HV 20A | HV 20A | 20 | 0 | [10.0, 1.3, 0.3, 0.155, 0.1, 0.0555, 0.023, 0.01] | [10.0, 1.3, 0.161, 0.1, 0.0611, 0.0399, 0.0141, 0.01] | 0 | [60.0, 70.0, 80.0, 87.0, 94.0, 110.0, 150.0, 216.0] | [120.0, 150.0, 200.0, 223.0, 260.0, 300.0, 450.0, 532.0]
HV 25A | HV 25A | 25 | 0 | [10.0, 2.512, 0.833, 0.299, 0.1, 0.0372, 0.0223, 0.01] | [10.0, 3.125, 0.597, 0.198, 0.1, 0.0378, 0.022, 0.01] | 0 | [75.0, 82.0, 90.0, 100.0, 124.0, 170.0, 200.0, 289.0] | [150.0, 170.0, 210.0, 250.0, 294.0, 400.0, 500.0, 711.0]
HV 31.5A | HV 31.5A | 31.5 | 0 | [10.0, 2.34, 0.722, 0.181, 0.1, 0.055, 0.0296, 0.01] | [10.0, 2.84, 0.368, 0.164, 0.1, 0.0621, 0.0378, 0.0195, 0.01] | 0 | [95.0, 110.0, 125.0, 150.0, 165.0, 200.0, 250.0, 390.0] | [189.0, 220.0, 300.0, 350.0, 393.0, 450.0, 530.0, 700.0, 960.0]
HV 40A | HV 40A | 40 | 0 | [10.0, 1.3, 0.161, 0.1, 0.0611, 0.0399, 0.0141, 0.01] | [10.0, 2.05, 0.369, 0.198, 0.1, 0.051, 0.0298, 0.01] | 0 | [120.0, 150.0, 200.0, 223.0, 260.0, 300.0, 450.0, 532.0] | [240.0, 300.0, 400.0, 450.0, 530.0, 650.0, 800.0, 1311.0]
HV 50A | HV 50A | 50 | 0 | [10.0, 3.215, 0.597, 0.198, 0.1, 0.0378, 0.022, 0.01] | [10.0, 3.64, 0.854, 0.281, 0.1, 0.0531, 0.022, 0.01] | 0 | [150.0, 170.0, 210.0, 250.0, 294.0, 400.0, 500.0, 711.0] | [300.0, 350.0, 450.0, 550.0, 700.0, 850.0, 1200.0, 1752.0]
HV 6.3A | HV 6.3A | 6.3 | 0 | [10.0, 1.39, 0.344, 0.168, 0.1, 0.056, 0.0263, 0.01] | [10.0, 1.711, 0.516, 0.198, 0.1, 0.0634, 0.0303, 0.01] | 0 | [19.0, 19.5, 20.4, 20.8, 22.0, 25.0, 32.0, 48.0] | [38.0, 40.0, 43.0, 48.0, 53.0, 60.0, 75.0, 118.0]
HV 63A | HV 63A | 63 | 0 | [10.0, 2.84, 0.368, 0.164, 0.1, 0.0621, 0.0378, 0.0195, 0.01] | [10.0, 1.82, 0.344, 0.1, 0.0467, 0.0269, 0.01] | 0 | [189.0, 220.0, 300.0, 350.0, 393.0, 450.0, 530.0, 700.0, 961.0] | [378.0, 500.0, 700.0, 934.0, 1200.0, 1500.0, 2366.0]
HV 80A | HV 80A | 80 | 0 | [10.0, 2.05, 0.369, 0.198, 0.1, 0.051, 0.0298, 0.01] | [10.0, 4.15, 1.03, 0.198, 0.1, 0.051, 0.0172, 0.01] | 0 | [240.0, 300.0, 400.0, 450.0, 530.0, 650.0, 800.0, 1311.0] | [480.0, 550.0, 700.0, 1000.0, 1260.0, 1600.0, 2500.0, 3227.0]
Siemens NH-1-100 | Siemens NH-1-100 | 100 | [5400.0, 2000.0, 400.0, 20.0, 1.0, 0.2, 0.012, 0.004] | 0 | 0 | [150.0, 190.0, 250.0, 430.0, 900.0, 1250.0, 2700.0, 3600.0] | 0 | 0
Siemens NH-1-125 | Siemens NH-1-125 | 125 | [4800.0, 120.0, 7.0, 0.1, 0.004] | 0 | 0 | [180.0, 400.0, 740.0, 2000.0, 4250.0] | 0 | 0
Siemens NH-1-16 | Siemens NH-1-16 | 16 | [4000.0, 400.0, 2.0, 0.1, 0.04, 0.01] | 0 | 0 | [26.0, 35.0, 75.0, 150.0, 200.0, 300.0] | 0 | 0
Siemens NH-1-160 | Siemens NH-1-160 | 160 | [4800.0, 120.0, 7.0, 0.1, 0.004] | 0 | 0 | [210.0, 500.0, 900.0, 2300.0, 5000.0] | 0 | 0
Siemens NH-1-25 | Siemens NH-1-25 | 25 | [4000.0, 1000.0, 10.0, 0.2, 0.02, 0.01] | 0 | 0 | [40.0, 50.0, 100.0, 210.0, 400.0, 500.0] | 0 | 0
Siemens NH-1-50 | Siemens NH-1-50 | 50 | [4000.0, 40.0, 4.0, 1.0, 0.02, 0.01] | 0 | 0 | [86.0, 200.0, 300.0, 400.0, 1000.0, 1280.0] | 0 | 0
Siemens NH-1-63 | Siemens NH-1-63 | 63 | [4000.0, 100.0, 10.0, 2.0, 0.04, 0.01] | 0 | 0 | [100.0, 200.0, 300.0, 400.0, 1000.0, 1500.0] | 0 | 0
Siemens NH-1-80 | Siemens NH-1-80 | 80 | [4800.0, 120.0, 7.0, 0.1, 0.01] | 0 | 0 | [150.58, 250.0, 450.0, 1150.0, 2470.0] | 0 | 0
Siemens NH-2-1000 | Siemens NH-2-1000 | 1000 | [4800.0, 120.0, 7.0, 0.1, 0.004] | 0 | 0 | [1900.0, 3500.0, 8400.0, 24000.0, 52000.0] | 0 | 0
Siemens NH-2-200 | Siemens NH-2-200 | 200 | [4800.0, 120.0, 7.0, 0.1, 0.004] | 0 | 0 | [280.0, 650.0, 1200.0, 3000.0, 7000.0] | 0 | 0
Siemens NH-2-224 | Siemens NH-2-224 | 224 | [4800.0, 120.0, 7.0, 0.2, 0.04, 0.004] | 0 | 0 | [400.0, 750.0, 1453.0, 3025.0, 4315.0, 7600.0] | 0 | 0
Siemens NH-2-250 | Siemens NH-2-250 | 250 | [4800.0, 120.0, 7.0, 0.1, 0.004] | 0 | 0 | [450.0, 800.0, 1650.0, 4000.0, 8500.0] | 0 | 0
Siemens NH-2-315 | Siemens NH-2-315 | 315 | [4800.0, 120.0, 7.0, 0.1, 0.004] | 0 | 0 | [550.0, 920.0, 1900.0, 5000.0, 11000.0] | 0 | 0
Siemens NH-2-355 | Siemens NH-2-355 | 355 | [4800.0, 120.0, 6.0, 0.1, 0.004] | 0 | 0 | [650.0, 1116.27, 2350.0, 5840.0, 12790.0] | 0 | 0
Siemens NH-2-400 | Siemens NH-2-400 | 400 | [4800.0, 120.0, 7.0, 0.1, 0.004] | 0 | 0 | [720.0, 1350.0, 2800.0, 6500.0, 15000.0] | 0 | 0
Siemens NH-2-425 | Siemens NH-2-425 | 425 | [4800.0, 120.0, 7.0, 0.1, 0.004] | 0 | 0 | [850.0, 1500.0, 3050.0, 7500.0, 16500.0] | 0 | 0
Siemens NH-2-630 | Siemens NH-2-630 | 630 | [4800.0, 120.0, 7.0, 0.1, 0.004] | 0 | 0 | [1200.0, 2000.0, 4800.0, 12000.0, 26000.0] | 0 | 0

## res_bus
| vm_pu | va_degree | p_mw | q_mvar
0 | 0.98122 | -0.36119 | 0.003579 | 0.00089697
1 | 0.98122 | -0.36105 | 0 | 0
2 | 0.98126 | -0.36039 | 0.00079876 | 0.00020019
3 | 0.98127 | -0.36018 | 0 | 0
4 | 0.98156 | -0.35454 | 0.00064 | 0.0001604
5 | 0.9811 | -0.36355 | 0 | 0
6 | 0.98156 | -0.35436 | 0.0013957 | 0.0003498
7 | 0.98101 | -0.36513 | 0.0017975 | 0.00045049
8 | 0.98174 | -0.35089 | 0.0013973 | 0.00035019
9 | 0.98106 | -0.36427 | 0 | 0
10 | 0.98109 | -0.36375 | 0.00080344 | 0.00020136
11 | 0.98198 | -0.3462 | 0 | 0
12 | 0.98095 | -0.36646 | 0 | 0
13 | 0.98177 | -0.35042 | 0.0015722 | 0.00039403
14 | 0.98096 | -0.36612 | 0.0026286 | 0.00065879
15 | 0.97303 | -0.52007 | 0.0045193 | 0.0011327
16 | 0.97316 | -0.51749 | 0 | 0
17 | 0.97323 | -0.51605 | 0 | 0
18 | 0.97329 | -0.51489 | 0.0022822 | 0.00057197
19 | 0.97334 | -0.51402 | 0 | 0
20 | 0.97339 | -0.51292 | 0 | 0
21 | 0.98269 | -0.33226 | 0.0015361 | 0.00038498
22 | 0.99812 | -0.035762 | 0.0073426 | 0.0018402
23 | 0.99823 | -0.033669 | 0 | 0
24 | 0.99774 | -0.043024 | 0 | 0
25 | 0.99841 | -0.030267 | 0.0094516 | 0.0023688
26 | 0.99728 | -0.05192 | 0 | 0
27 | 0.99762 | -0.045495 | 0.0065164 | 0.0016332
28 | 0.99893 | -0.020122 | 0 | 0
29 | 0.99716 | -0.054251 | 0 | 0
30 | 0.99718 | -0.053812 | 0.0066015 | 0.0016545
31 | 0.99715 | -0.054436 | 0 | 0
32 | 0.99748 | -0.048081 | 0 | 0
33 | 0.99693 | -0.058623 | 0.0082843 | 0.0020762
34 | 0.99754 | -0.046476 | 0.0069234 | 0.0017352
35 | 1 | 0 | -0.56121 | -0.14376
36 | 0.984 | -0.30675 | 0 | 0
37 | 0.98976 | -0.19518 | 0.0015487 | 0.00038814
38 | 0.9893 | -0.20422 | 0 | 0
39 | 0.98995 | -0.19165 | 0 | 0
40 | 0.98891 | -0.21178 | 0 | 0
41 | 0.9884 | -0.22177 | 0.015868 | 0.003977
42 | 0.99065 | -0.17806 | 0 | 0
43 | 0.98889 | -0.21222 | 0.0033491 | 0.00083937
44 | 0.992 | -0.15205 | 0 | 0
45 | 0.98926 | -0.20481 | 0.0034125 | 0.00085526
46 | 0.9921 | -0.15013 | 0.0039966 | 0.0010017
47 | 0.98618 | -0.26442 | 0.024322 | 0.0060956
48 | 0.98649 | -0.25854 | 0.0021511 | 0.00053913
49 | 0.98297 | -0.32703 | 0.0029705 | 0.00074447
50 | 0.98306 | -0.32531 | 0 | 0
51 | 0.99267 | -0.13913 | 0 | 0
52 | 0.9938 | -0.11744 | 0 | 0
53 | 0.99211 | -0.14992 | 0.0044411 | 0.0011131
54 | 0.9888 | -0.21398 | 0.0016608 | 0.00041623
55 | 0.98802 | -0.22887 | 0.0025259 | 0.00063306
56 | 0.98958 | -0.19802 | 0 | 0
57 | 0.9884 | -0.2208 | 0.038059 | 0.0095386
58 | 0.98465 | -0.2942 | 0 | 0
59 | 0.99189 | -0.15435 | 0 | 0
60 | 0.99191 | -0.15386 | 0.0082742 | 0.0020737
61 | 0.99156 | -0.16075 | 0 | 0
62 | 0.99126 | -0.16648 | 0.0080379 | 0.0020145
63 | 0.99695 | -0.058343 | 0.001234 | 0.00030927
64 | 0.98316 | -0.32336 | 0 | 0
65 | 0.98852 | -0.21933 | 0.0015812 | 0.00039629
66 | 0.98854 | -0.21898 | 0.0032623 | 0.00081762
67 | 0.98401 | -0.30673 | 0.0043754 | 0.0010966
68 | 0.98452 | -0.29675 | 0.0014293 | 0.00035823
69 | 0.98338 | -0.3189 | 0 | 0
70 | 0.98312 | -0.32398 | 0.0060673 | 0.0015206
71 | 0.98326 | -0.32128 | 0.0049838 | 0.0012491
72 | 0.98691 | -0.2503 | 0 | 0
73 | 0.98305 | -0.32546 | 0.012151 | 0.0030454
74 | 0.98087 | -0.36796 | 0.0017451 | 0.00043737
75 | 0.98086 | -0.36805 | 0.0017352 | 0.00043488
76 | 0.98084 | -0.36847 | 0.00068557 | 0.00017182
77 | 0.98063 | -0.37268 | 0.0030615 | 0.00076729
78 | 0.98083 | -0.36867 | 0.00097181 | 0.00024356
79 | 0.9806 | -0.37329 | 0.00093196 | 0.00023357
80 | 0.98031 | -0.37886 | 0.0033242 | 0.00083313
81 | 0.98241 | -0.3365 | 0.0062526 | 0.0015671
82 | 0.98249 | -0.33487 | 0 | 0
83 | 0.98064 | -0.3709 | 0 | 0
84 | 0.9864 | -0.25921 | 0 | 0
85 | 0.97712 | -0.43976 | 0 | 0
86 | 0.97686 | -0.44499 | 0.010275 | 0.0025753
87 | 0.97724 | -0.43755 | 0.0029464 | 0.00073844
88 | 0.98006 | -0.38224 | 0 | 0
89 | 0.98024 | -0.37872 | 0.0040267 | 0.0010092
90 | 0.97988 | -0.38579 | 0.0056783 | 0.0014231
91 | 0.97973 | -0.38851 | 0 | 0
92 | 0.97924 | -0.39821 | 0 | 0
93 | 0.98591 | -0.26873 | 0 | 0
94 | 0.97685 | -0.4451 | 0.0019433 | 0.00048704
95 | 0.97727 | -0.43685 | 0 | 0
96 | 0.97853 | -0.41225 | 0 | 0
97 | 0.97994 | -0.38457 | 0.016234 | 0.0040685
98 | 0.97892 | -0.4045 | 0.001493 | 0.00037418
99 | 0.97399 | -0.5011 | 0 | 0
100 | 0.97333 | -0.5142 | 0.042808 | 0.010729
101 | 0.97766 | -0.42903 | 0 | 0
102 | 0.97691 | -0.44382 | 0.02482 | 0.0062205
103 | 0.97326 | -0.51556 | 0.003396 | 0.00085111
104 | 0.98551 | -0.27661 | 0.020215 | 0.0050662
105 | 0.97602 | -0.46155 | 0 | 0
106 | 0.97591 | -0.46372 | 0.0062276 | 0.0015608
107 | 0.97623 | -0.45745 | 0.0016633 | 0.00041686
108 | 0.97803 | -0.4219 | 0 | 0
109 | 0.97701 | -0.44199 | 0 | 0
110 | 0.9802 | -0.38108 | 0 | 0
111 | 0.98015 | -0.38201 | 0 | 0
112 | 0.98003 | -0.38443 | 0.0026851 | 0.00067295
113 | 0.98011 | -0.38292 | 0.0029578 | 0.0007413
114 | 0.97997 | -0.38564 | 0.0058344 | 0.0014622
115 | 0.99657 | -0.065664 | 0.0030195 | 0.00075677
116 | 0.99663 | -0.064465 | 0 | 0
117 | 0.99679 | -0.061515 | 0 | 0
118 | 0.99692 | -0.05895 | 0.0012373 | 0.00031011
119 | 0.97286 | -0.52347 | 0.0045407 | 0.001138
120 | 0.97261 | -0.52828 | 0.003287 | 0.00082379
121 | 0.97269 | -0.5268 | 0.0021309 | 0.00053405
122 | 0.97315 | -0.51768 | 0.0036186 | 0.00090691
123 | 0.97627 | -0.45661 | 0.0020285 | 0.00050839
124 | 0.9767 | -0.44816 | 0 | 0
125 | 0.9769 | -0.44414 | 0.002246 | 0.00056289
126 | 0.97574 | -0.46698 | 0.0030768 | 0.00077111
127 | 0.97988 | -0.38741 | 0 | 0
128 | 0.97982 | -0.38854 | 0.0011529 | 0.00028894
129 | 0.97977 | -0.38943 | 0.0037605 | 0.00094247
130 | 0.98854 | -0.21892 | 0.0027052 | 0.00067798
131 | 0.98866 | -0.21656 | 0.0014864 | 0.00037252
132 | 0.98871 | -0.21558 | 0.0015679 | 0.00039296
133 | 0.97265 | -0.52758 | 0 | 0
134 | 0.97278 | -0.5251 | 0 | 0
135 | 0.97256 | -0.5293 | 0.0030893 | 0.00077424
136 | 0.97282 | -0.52415 | 0 | 0
137 | 0.97255 | -0.52956 | 0.0019428 | 0.00048691
138 | 0.9724 | -0.53243 | 0 | 0
139 | 0.97199 | -0.54072 | 0 | 0
140 | 0.97166 | -0.54707 | 0.032834 | 0.0082289
141 | 0.97849 | -0.41307 | 0.0039791 | 0.00099725
142 | 0.97806 | -0.42152 | 0.069006 | 0.017295
143 | 0.9809 | -0.36746 | 0.0052433 | 0.0013141
144 | 0.97571 | -0.4676 | 0.0027294 | 0.00068406
145 | 0.99998 | 149.9956 | 0 | 0

## res_line
| p_from_mw | q_from_mvar | p_to_mw | q_to_mvar | pl_mw | ql_mvar | i_from_ka | i_to_ka | i_ka | vm_from_pu | va_from_degree | vm_to_pu | va_to_degree | loading_percent
0 | -0.003579 | -0.00089697 | 0.003579 | 0.00089696 | 2.4153e-08 | -1.216e-08 | 0.0054275 | 0.0054275 | 0.0054275 | 0.98122 | -0.36119 | 0.98122 | -0.36105 | 1.4911
1 | -0.012257 | -0.0030719 | 0.01226 | 0.003074 | 3.8005e-06 | 2.0617e-06 | 0.018587 | 0.018587 | 0.018587 | 0.98122 | -0.36105 | 0.98156 | -0.35454 | 5.1064
2 | 0.0086777 | 0.002175 | -0.0086766 | -0.0021745 | 1.0318e-06 | 4.5969e-07 | 0.01316 | 0.01316 | 0.01316 | 0.98122 | -0.36105 | 0.9811 | -0.36355 | 3.6153
3 | -0.00079876 | -0.00020019 | 0.00079877 | 0.00020001 | 7.8683e-09 | -1.7563e-07 | 0.0012113 | 0.0012112 | 0.0012113 | 0.98126 | -0.36039 | 0.98127 | -0.36018 | 0.33277
4 | -0.03147 | -0.0078955 | 0.031479 | 0.0079009 | 8.73e-06 | 5.4581e-06 | 0.047725 | 0.047725 | 0.047725 | 0.98127 | -0.36018 | 0.98156 | -0.35436 | 13.1113
5 | 0.030672 | 0.0076955 | -0.030664 | -0.0076909 | 7.2352e-06 | 4.5179e-06 | 0.046514 | 0.046514 | 0.046514 | 0.98127 | -0.36018 | 0.98101 | -0.36513 | 12.7786
6 | -0.0129 | -0.0032344 | 0.012903 | 0.0032356 | 2.2464e-06 | 1.2397e-06 | 0.019557 | 0.019557 | 0.019557 | 0.98156 | -0.35454 | 0.98174 | -0.35089 | 5.3729
7 | 0.0078732 | 0.0019733 | -0.0078729 | -0.0019732 | 2.7041e-07 | 1.092e-07 | 0.011941 | 0.011941 | 0.011941 | 0.9811 | -0.36355 | 0.98106 | -0.36427 | 3.2806
8 | 0.00080345 | 0.00020119 | -0.00080344 | -0.00020136 | 7.7229e-09 | -1.702e-07 | 0.0012185 | 0.0012186 | 0.0012186 | 0.9811 | -0.36355 | 0.98109 | -0.36375 | 0.33478
9 | -0.032875 | -0.0082507 | 0.032888 | 0.0082588 | 1.2809e-05 | 8.0237e-06 | 0.049841 | 0.049841 | 0.049841 | 0.98156 | -0.35436 | 0.98198 | -0.3462 | 13.6926
10 | 0.028867 | 0.0072405 | -0.028865 | -0.0072393 | 1.8352e-06 | 1.1423e-06 | 0.043788 | 0.043788 | 0.043788 | 0.98101 | -0.36513 | 0.98095 | -0.36646 | 12.0296
11 | -0.0143 | -0.0035858 | 0.0143 | 0.003586 | 3.1824e-07 | 1.8083e-07 | 0.021675 | 0.021675 | 0.021675 | 0.98174 | -0.35089 | 0.98177 | -0.35042 | 5.9547
12 | 0.0078729 | 0.0019732 | -0.0078722 | -0.0019729 | 6.9275e-07 | 2.7979e-07 | 0.011941 | 0.011941 | 0.011941 | 0.98106 | -0.36427 | 0.98096 | -0.36612 | 3.2806
13 | -0.048763 | -0.012241 | 0.048796 | 0.012261 | 3.243e-05 | 2.0555e-05 | 0.073899 | 0.073899 | 0.073899 | 0.98198 | -0.3462 | 0.98269 | -0.33226 | 20.3019
14 | 0.015876 | 0.0039819 | -0.015872 | -0.00398 | 3.1992e-06 | 1.8611e-06 | 0.024058 | 0.024058 | 0.024058 | 0.98198 | -0.3462 | 0.98177 | -0.35042 | 6.6093
15 | 0.023727 | 0.005952 | -0.02372 | -0.0059476 | 7.0269e-06 | 4.3147e-06 | 0.035994 | 0.035994 | 0.035994 | 0.98095 | -0.36646 | 0.98063 | -0.37268 | 9.8884
16 | 0.0051381 | 0.0012874 | -0.0051378 | -0.0012873 | 3.6649e-07 | 3.147e-08 | 0.007794 | 0.007794 | 0.007794 | 0.98095 | -0.36646 | 0.98087 | -0.36796 | 2.1412
17 | 0.0052436 | 0.0013141 | -0.0052433 | -0.0013141 | 3.3656e-07 | 3.6319e-08 | 0.007954 | 0.007954 | 0.007954 | 0.98096 | -0.36612 | 0.9809 | -0.36746 | 2.1852
18 | -0.0045193 | -0.0011327 | 0.0045199 | 0.0011326 | 5.5477e-07 | -2.9717e-08 | 0.0069112 | 0.0069111 | 0.0069112 | 0.97303 | -0.52007 | 0.97316 | -0.51749 | 1.8987
19 | -0.0045199 | -0.0011326 | 0.0045202 | 0.0011326 | 3.1196e-07 | -1.6763e-08 | 0.0069111 | 0.006911 | 0.0069111 | 0.97316 | -0.51749 | 0.97323 | -0.51605 | 1.8987
20 | -0.0045202 | -0.0011326 | 0.0045205 | 0.0011326 | 2.4927e-07 | -1.3421e-08 | 0.006911 | 0.006911 | 0.006911 | 0.97323 | -0.51605 | 0.97329 | -0.51489 | 1.8986
21 | -0.0068027 | -0.0017046 | 0.0068029 | 0.0017047 | 2.8121e-07 | 9.3806e-08 | 0.0104 | 0.0104 | 0.0104 | 0.97329 | -0.51489 | 0.97334 | -0.51402 | 2.8572
22 | -0.0068029 | -0.0017047 | 0.0068033 | 0.0017048 | 3.5584e-07 | 1.1869e-07 | 0.0104 | 0.0104 | 0.0104 | 0.97334 | -0.51402 | 0.97339 | -0.51292 | 2.8572
23 | 0.0070158 | 0.0017582 | -0.0070149 | -0.0017579 | 8.8111e-07 | 3.1003e-07 | 0.010725 | 0.010725 | 0.010725 | 0.97339 | -0.51292 | 0.97326 | -0.51556 | 2.9464
24 | -0.013819 | -0.0034629 | 0.013827 | 0.0034673 | 7.783e-06 | 4.4027e-06 | 0.021125 | 0.021125 | 0.021125 | 0.97339 | -0.51292 | 0.97399 | -0.5011 | 5.8036
25 | -0.050332 | -0.012646 | 0.050393 | 0.012685 | 6.1369e-05 | 3.8919e-05 | 0.076225 | 0.076225 | 0.076225 | 0.98269 | -0.33226 | 0.984 | -0.30675 | 20.9409
26 | -0.0073426 | -0.0018402 | 0.0073433 | 0.0018405 | 7.321e-07 | 2.5557e-07 | 0.010946 | 0.010946 | 0.010946 | 0.99812 | -0.035762 | 0.99823 | -0.033669 | 3.0073
27 | 0.026921 | 0.0067526 | -0.026909 | -0.0067452 | 1.2e-05 | 7.4202e-06 | 0.040131 | 0.040131 | 0.040131 | 0.99823 | -0.033669 | 0.99774 | -0.043024 | 11.0251
28 | -0.034264 | -0.0085931 | 0.034269 | 0.0085966 | 5.5581e-06 | 3.4829e-06 | 0.051078 | 0.051078 | 0.051078 | 0.99823 | -0.033669 | 0.99841 | -0.030267 | 14.0323
29 | 0.012101 | 0.0030327 | -0.012096 | -0.00303 | 5.1261e-06 | 2.7328e-06 | 0.018047 | 0.018047 | 0.018047 | 0.99774 | -0.043024 | 0.99728 | -0.05192 | 4.958
30 | 0.014808 | 0.0037125 | -0.014806 | -0.0037115 | 1.743e-06 | 9.9109e-07 | 0.022084 | 0.022084 | 0.022084 | 0.99774 | -0.043024 | 0.99762 | -0.045495 | 6.0671
31 | -0.043721 | -0.010965 | 0.043742 | 0.010979 | 2.1152e-05 | 1.3364e-05 | 0.065164 | 0.065164 | 0.065164 | 0.99841 | -0.030267 | 0.99893 | -0.020122 | 17.9022
32 | 0.0054936 | 0.0013753 | -0.005493 | -0.0013752 | 6.0942e-07 | 7.4432e-08 | 0.0081964 | 0.0081965 | 0.0081965 | 0.99728 | -0.05192 | 0.99716 | -0.054251 | 2.2518
33 | 0.0066021 | 0.0016547 | -0.0066015 | -0.0016545 | 5.9496e-07 | 1.6747e-07 | 0.0098509 | 0.0098509 | 0.0098509 | 0.99728 | -0.05192 | 0.99718 | -0.053812 | 2.7063
34 | 0.0082895 | 0.0020784 | -0.0082885 | -0.002078 | 1.0213e-06 | 4.2109e-07 | 0.012365 | 0.012365 | 0.012365 | 0.99762 | -0.045495 | 0.99748 | -0.048081 | 3.3969
35 | 0.51528 | 0.13243 | -0.51462 | -0.13201 | 0.00065879 | 0.00042101 | 0.76873 | 0.76873 | 0.76873 | 0.99893 | -0.020122 | 0.99754 | -0.046476 | 52.7971
36 | -0.55902 | -0.14341 | 0.55956 | 0.14376 | 0.00054624 | 0.00034916 | 0.83389 | 0.83389 | 0.83389 | 0.99893 | -0.020122 | 1 | 0 | 57.2725
37 | 0.005493 | 0.0013752 | -0.005492 | -0.0013751 | 1.07e-06 | 1.3089e-07 | 0.0081965 | 0.0081967 | 0.0081967 | 0.99716 | -0.054251 | 0.99695 | -0.058343 | 2.2518
38 | -0.008286 | -0.0020769 | 0.0082885 | 0.002078 | 2.5096e-06 | 1.035e-06 | 0.012365 | 0.012365 | 0.012365 | 0.99715 | -0.054436 | 0.99748 | -0.048081 | 3.397
39 | 0.008286 | 0.0020769 | -0.0082843 | -0.0020762 | 1.6526e-06 | 6.8175e-07 | 0.012365 | 0.012365 | 0.012365 | 0.99715 | -0.054436 | 0.99693 | -0.058623 | 3.397
40 | 0.50769 | 0.13027 | -0.50595 | -0.12916 | 0.0017415 | 0.0011129 | 0.7584 | 0.7584 | 0.7584 | 0.99754 | -0.046476 | 0.9938 | -0.11744 | 52.0878
41 | -0.050393 | -0.012685 | 0.050423 | 0.012704 | 3.0246e-05 | 1.9181e-05 | 0.076225 | 0.076225 | 0.076225 | 0.984 | -0.30675 | 0.98465 | -0.2942 | 20.9408
42 | 0.031517 | 0.0079109 | -0.031504 | -0.0079024 | 1.3591e-05 | 8.4911e-06 | 0.047387 | 0.047387 | 0.047387 | 0.98976 | -0.19518 | 0.9893 | -0.20422 | 13.0185
43 | -0.033066 | -0.0082991 | 0.033071 | 0.0083025 | 5.5625e-06 | 3.4829e-06 | 0.049716 | 0.049716 | 0.049716 | 0.98976 | -0.19518 | 0.98995 | -0.19165 | 13.6582
44 | 0.015622 | 0.0039178 | -0.015616 | -0.0039145 | 5.6261e-06 | 3.252e-06 | 0.023498 | 0.023498 | 0.023498 | 0.9893 | -0.20422 | 0.98891 | -0.21178 | 6.4556
45 | 0.015882 | 0.0039847 | -0.015868 | -0.003977 | 1.3278e-05 | 7.7022e-06 | 0.023889 | 0.023889 | 0.023889 | 0.9893 | -0.20422 | 0.9884 | -0.22177 | 6.563
46 | -0.033071 | -0.0083025 | 0.033093 | 0.008316 | 2.1454e-05 | 1.3433e-05 | 0.049716 | 0.049716 | 0.049716 | 0.98995 | -0.19165 | 0.99065 | -0.17806 | 13.6581
47 | 0.015616 | 0.0039145 | -0.015616 | -0.0039143 | 3.2411e-07 | 1.8735e-07 | 0.023498 | 0.023498 | 0.023498 | 0.98891 | -0.21178 | 0.98889 | -0.21222 | 6.4556
48 | -0.14853 | -0.037551 | 0.14871 | 0.037669 | 0.00018557 | 0.00011825 | 0.22321 | 0.22321 | 0.22321 | 0.99065 | -0.17806 | 0.992 | -0.15205 | 30.6609
49 | 0.11543 | 0.029235 | -0.11528 | -0.02914 | 0.0001481 | 9.4615e-05 | 0.1735 | 0.1735 | 0.1735 | 0.99065 | -0.17806 | 0.98926 | -0.20481 | 47.6636
50 | 0.012267 | 0.0030749 | -0.012266 | -0.0030744 | 1.0275e-06 | 5.5446e-07 | 0.018459 | 0.018459 | 0.018459 | 0.98889 | -0.21222 | 0.9888 | -0.21398 | 5.0711
51 | -0.14871 | -0.037669 | 0.14872 | 0.037678 | 1.3719e-05 | 8.6283e-06 | 0.22321 | 0.22321 | 0.22321 | 0.992 | -0.15205 | 0.9921 | -0.15013 | 15.3304
52 | 0.11187 | 0.028285 | -0.11174 | -0.028203 | 0.0001289 | 8.2341e-05 | 0.16836 | 0.16836 | 0.16836 | 0.98926 | -0.20481 | 0.98802 | -0.22887 | 46.2535
53 | -0.15272 | -0.038679 | 0.1528 | 0.03873 | 8.0682e-05 | 5.079e-05 | 0.22921 | 0.2292 | 0.22921 | 0.9921 | -0.15013 | 0.99267 | -0.13913 | 15.7421
54 | -0.024322 | -0.0060956 | 0.024328 | 0.0060998 | 6.8127e-06 | 4.1879e-06 | 0.036698 | 0.036698 | 0.036698 | 0.98618 | -0.26442 | 0.98649 | -0.25854 | 10.0819
55 | -0.02648 | -0.0066389 | 0.02649 | 0.0066453 | 1.0405e-05 | 6.4374e-06 | 0.039943 | 0.039943 | 0.039943 | 0.98649 | -0.25854 | 0.98691 | -0.2503 | 10.9733
56 | -0.0029705 | -0.00074447 | 0.0029707 | 0.00074422 | 2.4414e-07 | -2.5195e-07 | 0.0044967 | 0.0044965 | 0.0044967 | 0.98297 | -0.32703 | 0.98306 | -0.32531 | 1.2354
57 | -0.0029707 | -0.00074422 | 0.002971 | 0.00074393 | 2.7555e-07 | -2.8447e-07 | 0.0044965 | 0.0044964 | 0.0044965 | 0.98306 | -0.32531 | 0.98316 | -0.32336 | 1.2353
58 | -0.17357 | -0.043942 | 0.17375 | 0.044056 | 0.00018096 | 0.00011434 | 0.26034 | 0.26034 | 0.26034 | 0.99267 | -0.13913 | 0.9938 | -0.11744 | 17.8808
59 | 0.020772 | 0.0052114 | -0.020761 | -0.005205 | 1.0675e-05 | 6.4524e-06 | 0.031139 | 0.031139 | 0.031139 | 0.99267 | -0.13913 | 0.99211 | -0.14992 | 8.5547
60 | 0.3322 | 0.085104 | -0.3309 | -0.08428 | 0.0012917 | 0.0008238 | 0.49806 | 0.49806 | 0.49806 | 0.9938 | -0.11744 | 0.98958 | -0.19802 | 34.2072
61 | 0.01632 | 0.0040919 | -0.016317 | -0.0040902 | 3.0641e-06 | 1.7849e-06 | 0.024478 | 0.024478 | 0.024478 | 0.99211 | -0.14992 | 0.99191 | -0.15386 | 6.7248
62 | 0.010605 | 0.0026582 | -0.010604 | -0.0026577 | 8.0977e-07 | 4.0951e-07 | 0.01596 | 0.01596 | 0.01596 | 0.9888 | -0.21398 | 0.98871 | -0.21558 | 4.3845
63 | 0.10922 | 0.02757 | -0.10911 | -0.027498 | 0.00011197 | 7.1523e-05 | 0.16456 | 0.16456 | 0.16456 | 0.98802 | -0.22887 | 0.98691 | -0.2503 | 45.2084
64 | 0.3309 | 0.08428 | -0.33054 | -0.084048 | 0.00036315 | 0.00023161 | 0.49806 | 0.49806 | 0.49806 | 0.98958 | -0.19802 | 0.9884 | -0.2208 | 34.2072
65 | 0.29248 | 0.07451 | -0.29194 | -0.074165 | 0.00054094 | 0.00034468 | 0.44076 | 0.44076 | 0.44076 | 0.9884 | -0.2208 | 0.9864 | -0.25921 | 30.272
66 | -0.082442 | -0.020742 | 0.082615 | 0.020853 | 0.00017335 | 0.00011057 | 0.12462 | 0.12462 | 0.12462 | 0.98465 | -0.2942 | 0.98691 | -0.2503 | 34.2352
67 | 0.032018 | 0.0080379 | -0.032015 | -0.0080355 | 3.8931e-06 | 2.4352e-06 | 0.048392 | 0.048392 | 0.048392 | 0.98465 | -0.2942 | 0.98452 | -0.29675 | 13.2944
68 | -0.0080426 | -0.0020164 | 0.0080428 | 0.0020165 | 1.8801e-07 | 7.5876e-08 | 0.012066 | 0.012066 | 0.012066 | 0.99189 | -0.15435 | 0.99191 | -0.15386 | 3.3147
69 | 0.0080426 | 0.0020164 | -0.0080401 | -0.0020154 | 2.4555e-06 | 9.9117e-07 | 0.012066 | 0.012066 | 0.012066 | 0.99189 | -0.15435 | 0.99156 | -0.16075 | 3.3148
70 | 0.0080401 | 0.0020154 | -0.0080379 | -0.0020145 | 2.1943e-06 | 8.861e-07 | 0.012066 | 0.012066 | 0.012066 | 0.99156 | -0.16075 | 0.99126 | -0.16648 | 3.3149
71 | 0.004258 | 0.0010658 | -0.0042578 | -0.0010658 | 1.2293e-07 | -2.7168e-08 | 0.0063548 | 0.0063549 | 0.0063549 | 0.99695 | -0.058343 | 0.99692 | -0.05895 | 1.7458
72 | -0.002971 | -0.00074393 | 0.0029713 | 0.00074363 | 2.9376e-07 | -3.0341e-07 | 0.0044964 | 0.0044962 | 0.0044964 | 0.98316 | -0.32336 | 0.98326 | -0.32128 | 1.2353
73 | -0.0015812 | -0.00039629 | 0.0015812 | 0.00039615 | 2.6309e-08 | -1.4192e-07 | 0.0023802 | 0.0023801 | 0.0023802 | 0.98852 | -0.21933 | 0.98854 | -0.21898 | 0.6539
74 | -0.0048436 | -0.0012138 | 0.0048436 | 0.0012138 | 1.2751e-08 | -4.0156e-11 | 0.0072908 | 0.0072908 | 0.0072908 | 0.98854 | -0.21898 | 0.98854 | -0.21892 | 2.003
75 | -0.030571 | -0.0076682 | 0.030585 | 0.0076773 | 1.4552e-05 | 9.0824e-06 | 0.046231 | 0.046231 | 0.046231 | 0.98401 | -0.30673 | 0.98452 | -0.29675 | 12.7009
76 | 0.026195 | 0.0065716 | -0.02618 | -0.0065622 | 1.5186e-05 | 9.3913e-06 | 0.039615 | 0.039615 | 0.039615 | 0.98401 | -0.30673 | 0.98338 | -0.3189 | 10.8832
77 | 0.018224 | 0.0045691 | -0.01822 | -0.0045665 | 4.4088e-06 | 2.6255e-06 | 0.027576 | 0.027577 | 0.027577 | 0.98338 | -0.3189 | 0.98312 | -0.32398 | 7.576
78 | 0.007956 | 0.0019931 | -0.0079551 | -0.0019927 | 9.0185e-07 | 3.6668e-07 | 0.012038 | 0.012038 | 0.012038 | 0.98338 | -0.3189 | 0.98326 | -0.32128 | 3.3073
79 | 0.012152 | 0.0030459 | -0.012151 | -0.0030454 | 8.5854e-07 | 4.6366e-07 | 0.018393 | 0.018393 | 0.018393 | 0.98312 | -0.32398 | 0.98305 | -0.32546 | 5.0531
80 | 0.0033926 | 0.00084996 | -0.0033926 | -0.00084997 | 1.4943e-08 | -9.425e-09 | 0.0051466 | 0.0051466 | 0.0051466 | 0.98087 | -0.36796 | 0.98086 | -0.36805 | 1.4139
81 | 0.0016574 | 0.00041509 | -0.0016574 | -0.00041524 | 3.3059e-08 | -1.5485e-07 | 0.0025143 | 0.0025144 | 0.0025144 | 0.98086 | -0.36805 | 0.98084 | -0.36847 | 0.69076
82 | 0.00097182 | 0.00024342 | -0.00097181 | -0.00024356 | 9.172e-09 | -1.3615e-07 | 0.0014743 | 0.0014743 | 0.0014743 | 0.98084 | -0.36847 | 0.98083 | -0.36867 | 0.40504
83 | 0.020658 | 0.0051803 | -0.020658 | -0.00518 | 6.0069e-07 | 3.6388e-07 | 0.031348 | 0.031348 | 0.031348 | 0.98063 | -0.37268 | 0.9806 | -0.37329 | 8.6121
84 | 0.019726 | 0.0049464 | -0.019721 | -0.0049433 | 5.2355e-06 | 3.1542e-06 | 0.029934 | 0.029934 | 0.029934 | 0.9806 | -0.37329 | 0.98031 | -0.37886 | 8.2236
85 | 0.016396 | 0.0041101 | -0.016395 | -0.0041091 | 1.7407e-06 | 1.0196e-06 | 0.024888 | 0.024888 | 0.024888 | 0.98031 | -0.37886 | 0.9802 | -0.38108 | 6.8374
86 | -0.0062526 | -0.0015671 | 0.0062531 | 0.0015672 | 4.8314e-07 | 1.2732e-07 | 0.0094706 | 0.0094706 | 0.0094706 | 0.98241 | -0.3365 | 0.98249 | -0.33487 | 2.6018
87 | 0.26447 | 0.066893 | -0.26401 | -0.066603 | 0.00045622 | 0.00029045 | 0.40077 | 0.40077 | 0.40077 | 0.98249 | -0.33487 | 0.98064 | -0.3709 | 27.5254
88 | -0.27072 | -0.068461 | 0.27171 | 0.069089 | 0.00098643 | 0.00062813 | 0.41024 | 0.41024 | 0.41024 | 0.98249 | -0.33487 | 0.9864 | -0.25921 | 28.1758
89 | 0.089404 | 0.022478 | -0.089356 | -0.022447 | 4.8384e-05 | 3.0877e-05 | 0.13569 | 0.13569 | 0.13569 | 0.98064 | -0.3709 | 0.98006 | -0.38224 | 37.2766
90 | 0.13417 | 0.033939 | -0.13412 | -0.033907 | 5.0326e-05 | 3.1556e-05 | 0.20369 | 0.2037 | 0.2037 | 0.98064 | -0.3709 | 0.98024 | -0.37872 | 13.99
91 | 0.040445 | 0.010186 | -0.040416 | -0.010168 | 2.8772e-05 | 1.8157e-05 | 0.061388 | 0.061388 | 0.061388 | 0.98064 | -0.3709 | 0.97988 | -0.38579 | 16.8649
92 | 0.020231 | 0.0050764 | -0.020222 | -0.0050708 | 9.1727e-06 | 5.5355e-06 | 0.030522 | 0.030522 | 0.030522 | 0.9864 | -0.25921 | 0.98591 | -0.26873 | 8.3851
93 | 0.012222 | 0.0030639 | -0.012219 | -0.0030623 | 3.0435e-06 | 1.6545e-06 | 0.018612 | 0.018612 | 0.018612 | 0.97712 | -0.43976 | 0.97686 | -0.44499 | 5.1133
94 | -0.012222 | -0.0030639 | 0.012223 | 0.0030646 | 1.288e-06 | 7.0011e-07 | 0.018612 | 0.018612 | 0.018612 | 0.97712 | -0.43976 | 0.97724 | -0.43755 | 5.1133
95 | 0.0019433 | 0.00048701 | -0.0019433 | -0.00048704 | 1.0458e-08 | -3.3149e-08 | 0.0029602 | 0.0029602 | 0.0029602 | 0.97686 | -0.44499 | 0.97685 | -0.4451 | 0.81324
96 | -0.015169 | -0.0038031 | 0.01517 | 0.0038034 | 5.0739e-07 | 2.9295e-07 | 0.023099 | 0.023099 | 0.023099 | 0.97724 | -0.43755 | 0.97727 | -0.43685 | 6.3458
97 | 0.07312 | 0.018378 | -0.073016 | -0.018311 | 0.00010463 | 6.6677e-05 | 0.11104 | 0.11104 | 0.11104 | 0.98006 | -0.38224 | 0.97853 | -0.41225 | 30.5046
98 | 0.016235 | 0.0040696 | -0.016234 | -0.0040685 | 1.8025e-06 | 1.0539e-06 | 0.02465 | 0.02465 | 0.02465 | 0.98006 | -0.38224 | 0.97994 | -0.38457 | 6.7721
99 | 0.13009 | 0.032898 | -0.13003 | -0.03286 | 6.1088e-05 | 3.8255e-05 | 0.19758 | 0.19758 | 0.19758 | 0.98024 | -0.37872 | 0.97973 | -0.38851 | 13.5703
100 | 0.034738 | 0.0087447 | -0.034706 | -0.0087253 | 3.1037e-05 | 1.949e-05 | 0.052765 | 0.052766 | 0.052766 | 0.97988 | -0.38579 | 0.97892 | -0.4045 | 14.496
101 | 0.13003 | 0.03286 | -0.12997 | -0.032822 | 6.044e-05 | 3.785e-05 | 0.19758 | 0.19758 | 0.19758 | 0.97973 | -0.38851 | 0.97924 | -0.39821 | 13.5703
102 | 0.12997 | 0.032822 | -0.12978 | -0.032702 | 0.00019161 | 0.00012 | 0.19758 | 0.19758 | 0.19758 | 0.97924 | -0.39821 | 0.97766 | -0.42903 | 13.5703
103 | 0.020222 | 0.0050708 | -0.020215 | -0.0050662 | 7.5925e-06 | 4.5822e-06 | 0.030522 | 0.030522 | 0.030522 | 0.98591 | -0.26873 | 0.98551 | -0.27661 | 8.3851
104 | -0.033162 | -0.008319 | 0.033186 | 0.0083338 | 2.364e-05 | 1.482e-05 | 0.050496 | 0.050496 | 0.050496 | 0.97727 | -0.43685 | 0.97803 | -0.4219 | 13.8726
105 | 0.017992 | 0.0045156 | -0.017988 | -0.004513 | 4.4146e-06 | 2.6289e-06 | 0.027398 | 0.027398 | 0.027398 | 0.97727 | -0.43685 | 0.97701 | -0.44199 | 7.5268
106 | 0.0039792 | 0.0009972 | -0.0039791 | -0.00099725 | 1.5523e-07 | -4.2662e-08 | 0.006051 | 0.0060511 | 0.0060511 | 0.97853 | -0.41225 | 0.97849 | -0.41307 | 1.6624
107 | 0.069036 | 0.017314 | -0.069006 | -0.017295 | 3.048e-05 | 1.9414e-05 | 0.10499 | 0.10499 | 0.10499 | 0.97853 | -0.41225 | 0.97806 | -0.42152 | 28.8422
108 | 0.033213 | 0.0083511 | -0.033186 | -0.0083338 | 2.7589e-05 | 1.7295e-05 | 0.050496 | 0.050496 | 0.050496 | 0.97892 | -0.4045 | 0.97803 | -0.4219 | 13.8726
109 | 0.09075 | 0.02278 | -0.090693 | -0.022745 | 5.6664e-05 | 3.4701e-05 | 0.13866 | 0.13866 | 0.13866 | 0.97399 | -0.5011 | 0.97333 | -0.5142 | 9.5231
110 | -0.10458 | -0.026247 | 0.10494 | 0.02647 | 0.00036079 | 0.00022337 | 0.15978 | 0.15978 | 0.15978 | 0.97399 | -0.5011 | 0.97766 | -0.42903 | 10.974
111 | 0.047885 | 0.012016 | -0.047864 | -0.012005 | 2.1152e-05 | 1.1445e-05 | 0.073212 | 0.073213 | 0.073213 | 0.97333 | -0.5142 | 0.97286 | -0.52347 | 5.0283
112 | 0.024838 | 0.0062313 | -0.02482 | -0.0062205 | 1.7507e-05 | 1.0795e-05 | 0.037806 | 0.037806 | 0.037806 | 0.97766 | -0.42903 | 0.97691 | -0.44382 | 10.3862
113 | 0.003619 | 0.00090675 | -0.0036186 | -0.00090691 | 3.6544e-07 | -1.6164e-07 | 0.005533 | 0.0055331 | 0.0055331 | 0.97326 | -0.51556 | 0.97315 | -0.51768 | 1.5201
114 | 0.012036 | 0.0030167 | -0.012035 | -0.003016 | 1.2431e-06 | 6.7258e-07 | 0.01835 | 0.01835 | 0.01835 | 0.97602 | -0.46155 | 0.97591 | -0.46372 | 5.0412
115 | -0.012036 | -0.0030167 | 0.012038 | 0.003018 | 2.3491e-06 | 1.2709e-06 | 0.01835 | 0.01835 | 0.01835 | 0.97602 | -0.46155 | 0.97623 | -0.45745 | 5.0412
116 | 0.0058072 | 0.0014553 | -0.0058063 | -0.0014551 | 9.0339e-07 | 1.9431e-07 | 0.0088544 | 0.0088546 | 0.0088546 | 0.97591 | -0.46372 | 0.97574 | -0.46698 | 2.4326
117 | -0.013702 | -0.0034348 | 0.013702 | 0.0034352 | 5.5065e-07 | 3.1032e-07 | 0.020885 | 0.020885 | 0.020885 | 0.97623 | -0.45745 | 0.97627 | -0.45661 | 5.7377
118 | 0.017988 | 0.004513 | -0.017986 | -0.0045119 | 1.8392e-06 | 1.0953e-06 | 0.027398 | 0.027398 | 0.027398 | 0.97701 | -0.44199 | 0.9769 | -0.44414 | 7.5269
119 | 0.0029581 | 0.00074103 | -0.0029579 | -0.00074117 | 1.3066e-07 | -1.3417e-07 | 0.0044905 | 0.0044905 | 0.0044905 | 0.9802 | -0.38108 | 0.98015 | -0.38201 | 1.2337
120 | 0.013436 | 0.0033681 | -0.013434 | -0.0033669 | 2.1438e-06 | 1.1989e-06 | 0.020398 | 0.020398 | 0.020398 | 0.9802 | -0.38108 | 0.98003 | -0.38443 | 5.6038
121 | 0.0029579 | 0.00074117 | -0.0029578 | -0.0007413 | 1.2767e-07 | -1.3107e-07 | 0.0044905 | 0.0044906 | 0.0044906 | 0.98015 | -0.38201 | 0.98011 | -0.38292 | 1.2337
122 | 0.010749 | 0.0026939 | -0.010749 | -0.0026936 | 6.1856e-07 | 3.1786e-07 | 0.016321 | 0.016321 | 0.016321 | 0.98003 | -0.38443 | 0.97997 | -0.38564 | 4.4838
123 | 0.0049142 | 0.0012314 | -0.0049138 | -0.0012314 | 4.1445e-07 | 1.5191e-08 | 0.0074618 | 0.0074619 | 0.0074619 | 0.97997 | -0.38564 | 0.97988 | -0.38741 | 2.05
124 | -0.0030195 | -0.00075677 | 0.0030197 | 0.00075658 | 1.7254e-07 | -1.8452e-07 | 0.0045086 | 0.0045085 | 0.0045086 | 0.99657 | -0.065664 | 0.99663 | -0.064465 | 1.2386
125 | -0.0030197 | -0.00075658 | 0.0030201 | 0.00075613 | 4.2415e-07 | -4.5382e-07 | 0.0045085 | 0.0045082 | 0.0045085 | 0.99663 | -0.064465 | 0.99679 | -0.061515 | 1.2386
126 | -0.0030201 | -0.00075613 | 0.0030205 | 0.00075573 | 3.6873e-07 | -3.9477e-07 | 0.0045082 | 0.004508 | 0.0045082 | 0.99679 | -0.061515 | 0.99692 | -0.05895 | 1.2385
127 | 0.043323 | 0.010867 | -0.043322 | -0.010866 | 1.3996e-06 | 7.2692e-07 | 0.066267 | 0.066267 | 0.066267 | 0.97286 | -0.52347 | 0.97282 | -0.52415 | 4.5513
128 | -0.003287 | -0.00082379 | 0.0032872 | 0.00082364 | 2.3162e-07 | -1.5491e-07 | 0.0050288 | 0.0050287 | 0.0050288 | 0.97261 | -0.52828 | 0.97269 | -0.5268 | 1.3815
129 | -0.0054181 | -0.0013577 | 0.0054185 | 0.0013578 | 4.3917e-07 | 6.945e-08 | 0.0082885 | 0.0082884 | 0.0082885 | 0.97269 | -0.5268 | 0.97278 | -0.5251 | 2.2771
130 | -0.015731 | -0.0039435 | 0.015737 | 0.0039472 | 6.3369e-06 | 3.6879e-06 | 0.023977 | 0.023977 | 0.023977 | 0.97627 | -0.45661 | 0.9767 | -0.44816 | 6.5871
131 | -0.015737 | -0.0039472 | 0.01574 | 0.003949 | 3.0188e-06 | 1.7567e-06 | 0.023977 | 0.023977 | 0.023977 | 0.9767 | -0.44816 | 0.9769 | -0.44414 | 6.587
132 | 0.0027295 | 0.00068396 | -0.0027294 | -0.00068406 | 7.968e-08 | -1.0217e-07 | 0.0041625 | 0.0041625 | 0.0041625 | 0.97574 | -0.46698 | 0.97571 | -0.4676 | 1.1436
133 | 0.0049138 | 0.0012314 | -0.0049135 | -0.0012313 | 2.6427e-07 | 9.7137e-09 | 0.0074619 | 0.007462 | 0.007462 | 0.97988 | -0.38741 | 0.97982 | -0.38854 | 2.05
134 | 0.0037607 | 0.00094241 | -0.0037605 | -0.00094247 | 1.5969e-07 | -6.2226e-08 | 0.0057111 | 0.0057112 | 0.0057112 | 0.97982 | -0.38854 | 0.97977 | -0.38943 | 1.569
135 | -0.0075488 | -0.0018917 | 0.0075496 | 0.0018921 | 8.4907e-07 | 3.1855e-07 | 0.011363 | 0.011363 | 0.011363 | 0.98854 | -0.21892 | 0.98866 | -0.21656 | 3.1217
136 | -0.009036 | -0.0022646 | 0.0090364 | 0.0022648 | 4.2281e-07 | 1.9242e-07 | 0.0136 | 0.0136 | 0.0136 | 0.98866 | -0.21656 | 0.98871 | -0.21558 | 3.7362
137 | -0.037897 | -0.0095052 | 0.037901 | 0.0095073 | 4.4906e-06 | 2.1665e-06 | 0.057979 | 0.057979 | 0.057979 | 0.97265 | -0.52758 | 0.97278 | -0.5251 | 3.9821
138 | 0.037897 | 0.0095052 | -0.037894 | -0.0095037 | 3.0945e-06 | 1.493e-06 | 0.057979 | 0.05798 | 0.05798 | 0.97265 | -0.52758 | 0.97256 | -0.5293 | 3.9821
139 | -0.04332 | -0.010865 | 0.043322 | 0.010866 | 1.9564e-06 | 1.0161e-06 | 0.066268 | 0.066267 | 0.066268 | 0.97278 | -0.5251 | 0.97282 | -0.52415 | 4.5513
140 | 0.034805 | 0.0087294 | -0.034804 | -0.0087292 | 4.3112e-07 | 1.9543e-07 | 0.053253 | 0.053253 | 0.053253 | 0.97256 | -0.5293 | 0.97255 | -0.52956 | 3.6575
141 | 0.032861 | 0.0082423 | -0.032857 | -0.0082404 | 4.5096e-06 | 1.9419e-06 | 0.050281 | 0.050281 | 0.050281 | 0.97255 | -0.52956 | 0.9724 | -0.53243 | 3.4534
142 | 0.032857 | 0.0082404 | -0.032844 | -0.0082348 | 1.297e-05 | 5.5867e-06 | 0.050281 | 0.050282 | 0.050282 | 0.9724 | -0.53243 | 0.97199 | -0.54072 | 3.4534
143 | 0.032844 | 0.0082348 | -0.032834 | -0.0082289 | 9.9423e-06 | 5.8433e-06 | 0.050282 | 0.050282 | 0.050282 | 0.97199 | -0.54072 | 0.97166 | -0.54707 | 6.9069

## res_trafo
| p_hv_mw | q_hv_mvar | p_lv_mw | q_lv_mvar | pl_mw | ql_mvar | i_hv_ka | i_lv_ka | vm_hv_pu | va_hv_degree | vm_lv_pu | va_lv_degree | loading_percent
0 | -1.2729e-15 | -1.3162e-15 | 0.00165 | 1.2699e-07 | 0.00165 | 1.2699e-07 | 5.2857e-17 | 0.0023815 | 0.99998 | 149.9956 | 1 | 0 | 0.2619

## res_ext_grid
| p_mw | q_mvar
0 | 0.58386 | 0.14943

## res_load
| p_mw | q_mvar
0 | 0.003579 | 0.00089697
1 | 0.00079876 | 0.00020019
2 | 0.00064 | 0.0001604
3 | 0.0013957 | 0.0003498
4 | 0.0017975 | 0.00045049
5 | 0.0013973 | 0.00035019
6 | 0.00080344 | 0.00020136
7 | 0.0015722 | 0.00039403
8 | 0.0026286 | 0.00065879
9 | 0.0045193 | 0.0011327
10 | 0.0022822 | 0.00057197
11 | 0.0015361 | 0.00038498
12 | 0.0073426 | 0.0018402
13 | 0.0094516 | 0.0023688
14 | 0.0065164 | 0.0016332
15 | 0.0066015 | 0.0016545
16 | 0.0082843 | 0.0020762
17 | 0.0069234 | 0.0017352
18 | 0.02265 | 0.0056765
19 | 0.0015487 | 0.00038814
20 | 0.015868 | 0.003977
21 | 0.0033491 | 0.00083937
22 | 0.0034125 | 0.00085526
23 | 0.0039966 | 0.0010017
24 | 0.024322 | 0.0060956
25 | 0.0021511 | 0.00053913
26 | 0.0029705 | 0.00074447
27 | 0.0044411 | 0.0011131
28 | 0.0016608 | 0.00041623
29 | 0.0025259 | 0.00063306
30 | 0.038059 | 0.0095386
31 | 0.0082742 | 0.0020737
32 | 0.0080379 | 0.0020145
33 | 0.001234 | 0.00030927
34 | 0.0015812 | 0.00039629
35 | 0.0032623 | 0.00081762
36 | 0.0043754 | 0.0010966
37 | 0.0014293 | 0.00035823
38 | 0.0060673 | 0.0015206
39 | 0.0049838 | 0.0012491
40 | 0.012151 | 0.0030454
41 | 0.0017451 | 0.00043737
42 | 0.0017352 | 0.00043488
43 | 0.00068557 | 0.00017182
44 | 0.0030615 | 0.00076729
45 | 0.00097181 | 0.00024356
46 | 0.00093196 | 0.00023357
47 | 0.0033242 | 0.00083313
48 | 0.0062526 | 0.0015671
49 | 0.010275 | 0.0025753
50 | 0.0029464 | 0.00073844
51 | 0.0040267 | 0.0010092
52 | 0.0056783 | 0.0014231
53 | 0.0019433 | 0.00048704
54 | 0.016234 | 0.0040685
55 | 0.001493 | 0.00037418
56 | 0.042808 | 0.010729
57 | 0.02482 | 0.0062205
58 | 0.003396 | 0.00085111
59 | 0.020215 | 0.0050662
60 | 0.0062276 | 0.0015608
61 | 0.0016633 | 0.00041686
62 | 0.0026851 | 0.00067295
63 | 0.0029578 | 0.0007413
64 | 0.0058344 | 0.0014622
65 | 0.0030195 | 0.00075677
66 | 0.0012373 | 0.00031011
67 | 0.0045407 | 0.001138
68 | 0.003287 | 0.00082379
69 | 0.0021309 | 0.00053405
70 | 0.0036186 | 0.00090691
71 | 0.0020285 | 0.00050839
72 | 0.002246 | 0.00056289
73 | 0.0030768 | 0.00077111
74 | 0.0011529 | 0.00028894
75 | 0.0037605 | 0.00094247
76 | 0.0027052 | 0.00067798
77 | 0.0014864 | 0.00037252
78 | 0.0015679 | 0.00039296
79 | 0.0030893 | 0.00077424
80 | 0.0019428 | 0.00048691
81 | 0.032834 | 0.0082289
82 | 0.0039791 | 0.00099725
83 | 0.069006 | 0.017295
84 | 0.0052433 | 0.0013141
85 | 0.0027294 | 0.00068406

## dtypes
| element | column | dtype
0 | bus | name | object
1 | bus | vn_kv | float64
2 | bus | type | object
3 | bus | zone | object
4 | bus | in_service | bool
5 | load | name | object
6 | load | bus | uint32
7 | load | p_mw | float64
8 | load | q_mvar | float64
9 | load | const_z_percent | float64
10 | load | const_i_percent | float64
11 | load | sn_mva | float64
12 | load | scaling | float64
13 | load | in_service | bool
14 | load | type | object
15 | ext_grid | name | object
16 | ext_grid | bus | uint32
17 | ext_grid | vm_pu | float64
18 | ext_grid | va_degree | float64
19 | ext_grid | slack_weight | float64
20 | ext_grid | in_service | bool
21 | line | name | object
22 | line | std_type | object
23 | line | from_bus | uint32
24 | line | to_bus | uint32
25 | line | length_km | float64
26 | line | r_ohm_per_km | float64
27 | line | x_ohm_per_km | float64
28 | line | c_nf_per_km | float64
29 | line | g_us_per_km | float64
30 | line | max_i_ka | float64
31 | line | df | float64
32 | line | parallel | uint32
33 | line | type | object
34 | line | in_service | bool
35 | trafo | name | object
36 | trafo | std_type | object
37 | trafo | hv_bus | uint32
38 | trafo | lv_bus | uint32
39 | trafo | sn_mva | float64
40 | trafo | vn_hv_kv | float64
41 | trafo | vn_lv_kv | float64
42 | trafo | vk_percent | float64
43 | trafo | vkr_percent | float64
44 | trafo | pfe_kw | float64
45 | trafo | i0_percent | float64
46 | trafo | shift_degree | float64
47 | trafo | tap_side | object
48 | trafo | tap_neutral | int32
49 | trafo | tap_min | int32
50 | trafo | tap_max | int32
51 | trafo | tap_step_percent | float64
52 | trafo | tap_step_degree | float64
53 | trafo | tap_pos | int32
54 | trafo | tap_phase_shifter | bool
55 | trafo | parallel | uint32
56 | trafo | df | float64
57 | trafo | in_service | bool
58 | line_geodata | coords | object
59 | bus_geodata | x | float64
60 | bus_geodata | y | float64
61 | bus_geodata | coords | object
62 | res_bus | vm_pu | float64
63 | res_bus | va_degree | float64
64 | res_bus | p_mw | float64
65 | res_bus | q_mvar | float64
66 | res_line | p_from_mw | float64
67 | res_line | q_from_mvar | float64
68 | res_line | p_to_mw | float64
69 | res_line | q_to_mvar | float64
70 | res_line | pl_mw | float64
71 | res_line | ql_mvar | float64
72 | res_line | i_from_ka | float64
73 | res_line | i_to_ka | float64
74 | res_line | i_ka | float64
75 | res_line | vm_from_pu | float64
76 | res_line | va_from_degree | float64
77 | res_line | vm_to_pu | float64
78 | res_line | va_to_degree | float64
79 | res_line | loading_percent | float64
80 | res_trafo | p_hv_mw | float64
81 | res_trafo | q_hv_mvar | float64
82 | res_trafo | p_lv_mw | float64
83 | res_trafo | q_lv_mvar | float64
84 | res_trafo | pl_mw | float64
85 | res_trafo | ql_mvar | float64
86 | res_trafo | i_hv_ka | float64
87 | res_trafo | i_lv_ka | float64
88 | res_trafo | vm_hv_pu | float64
89 | res_trafo | va_hv_degree | float64
90 | res_trafo | vm_lv_pu | float64
91 | res_trafo | va_lv_degree | float64
92 | res_trafo | loading_percent | float64
93 | res_ext_grid | p_mw | float64
94 | res_ext_grid | q_mvar | float64
95 | res_load | p_mw | float64
96 | res_load | q_mvar | float64

## parameters
| version | format_version | converged | OPF_converged | name | f_hz | sn_mva
0 | 2.14.6 | 2.14.0 | TRUE | FALSE |  | 50 | 1