## bus
| name | vn_kv | type | zone | in_service
0 | bus_LV_2586-2_0_4_node_0 | 0.4 | n |  | TRUE
1 | bus_LV_2586-2_0_4_node_1 | 0.4 | n |  | TRUE
2 | bus_LV_2586-2_0_4_node_2 | 0.4 | n |  | TRUE
3 | bus_LV_2586-2_0_4_node_3 | 0.4 | n |  | TRUE
4 | bus_LV_2586-2_0_4_node_4 | 0.4 | n |  | TRUE
5 | bus_LV_2586-2_0_4_node_218 | 0.4 | n |  | TRUE
6 | bus_LV_2586-2_0_4_node_119 | 0.4 | n |  | TRUE
7 | bus_LV_2586-2_0_4_node_217 | 0.4 | n |  | TRUE
8 | bus_LV_2586-2_0_4_node_229 | 0.4 | n |  | TRUE
9 | bus_LV_2586-2_0_4_node_5 | 0.4 | n |  | TRUE
10 | bus_LV_2586-2_0_4_node_6 | 0.4 | n |  | TRUE
11 | bus_LV_2586-2_0_4_node_7 | 0.4 | n |  | TRUE
12 | bus_LV_2586-2_0_4_node_8 | 0.4 | n |  | TRUE
13 | bus_LV_2586-2_0_4_node_9 | 0.4 | n |  | TRUE
14 | bus_LV_2586-2_0_4_node_181 | 0.4 | n |  | TRUE
15 | bus_LV_2586-2_0_4_node_201 | 0.4 | n |  | TRUE
16 | bus_LV_2586-2_0_4_node_250 | 0.4 | n |  | TRUE
17 | bus_LV_2586-2_0_4_node_180 | 0.4 | n |  | TRUE
18 | bus_LV_2586-2_0_4_node_200 | 0.4 | n |  | TRUE
19 | bus_LV_2586-2_0_4_node_10 | 0.4 | n |  | TRUE
20 | bus_LV_2586-2_0_4_node_11 | 0.4 | n |  | TRUE
21 | bus_LV_2586-2_0_4_node_12 | 0.4 | n |  | TRUE
22 | bus_LV_2586-2_0_4_node_13 | 0.4 | n |  | TRUE
23 | bus_LV_2586-2_0_4_node_14 | 0.4 | n |  | TRUE
24 | bus_LV_2586-2_0_4_node_126 | 0.4 | n |  | TRUE
25 | bus_LV_2586-2_0_4_node_202 | 0.4 | n |  | TRUE
26 | bus_LV_2586-2_0_4_node_125 | 0.4 | n |  | TRUE
27 | bus_LV_2586-2_0_4_node_203 | 0.4 | n |  | TRUE
28 | bus_LV_2586-2_0_4_node_15 | 0.4 | n |  | TRUE
29 | bus_LV_2586-2_0_4_node_16 | 0.4 | n |  | TRUE
30 | bus_LV_2586-2_0_4_node_17 | 0.4 | n |  | TRUE
31 | bus_LV_2586-2_0_4_node_18 | 0.4 | n |  | TRUE
32 | bus_LV_2586-2_0_4_node_19 | 0.4 | n |  | TRUE
33 | bus_LV_2586-2_0_4_node_135 | 0.4 | n |  | TRUE
34 | bus_LV_2586-2_0_4_node_109 | 0.4 | n |  | TRUE
35 | bus_LV_2586-2_0_4_node_136 | 0.4 | n |  | TRUE
36 | bus_LV_2586-2_0_4_node_107 | 0.4 | n |  | TRUE
37 | bus_LV_2586-2_0_4_node_20 | 0.4 | n |  | TRUE
38 | bus_LV_2586-2_0_4_node_21 | 0.4 | n |  | TRUE
39 | bus_LV_2586-2_0_4_node_22 | 0.4 | n |  | TRUE
40 | bus_LV_2586-2_0_4_node_23 | 0.4 | n |  | TRUE
41 | bus_LV_2586-2_0_4_node_24 | 0.4 | n |  | TRUE
42 | bus_LV_2586-2_0_4_node_30 | 0.4 | n |  | TRUE
43 | bus_LV_2586-2_0_4_node_25 | 0.4 | n |  | TRUE
44 | bus_LV_2586-2_0_4_node_91 | 0.4 | n |  | TRUE
45 | bus_LV_2586-2_0_4_node_266 | 0.4 | n |  | TRUE
46 | bus_LV_2586-2_0_4_node_121 | 0.4 | n |  | TRUE
47 | bus_LV_2586-2_0_4_node_28 | 0.4 | n |  | TRUE
48 | bus_LV_2586-2_0_4_node_90 | 0.4 | n |  | TRUE
49 | bus_LV_2586-2_0_4_node_120 | 0.4 | n |  | TRUE
50 | bus_LV_2586-2_0_4_node_26 | 0.4 | n |  | TRUE
51 | bus_LV_2586-2_0_4_node_27 | 0.4 | n |  | TRUE
52 | bus_LV_2586-2_0_4_node_29 | 0.4 | n |  | TRUE
53 | bus_LV_2586-2_0_4_node_44 | 0.4 | n |  | TRUE
54 | bus_LV_2586-2_0_4_node_45 | 0.4 | n |  | TRUE
55 | bus_LV_2586-2_0_4_node_31 | 0.4 | n |  | TRUE
56 | bus_LV_2586-2_0_4_node_32 | 0.4 | n |  | TRUE
57 | bus_LV_2586-2_0_4_node_33 | 0.4 | n |  | TRUE
58 | bus_LV_2586-2_0_4_node_34 | 0.4 | n |  | TRUE
59 | bus_LV_2586-2_0_4_node_35 | 0.4 | n |  | TRUE
60 | bus_LV_2586-2_0_4_node_36 | 0.4 | n |  | TRUE
61 | bus_LV_2586-2_0_4_node_147 | 0.4 | n |  | TRUE
62 | bus_LV_2586-2_0_4_node_197 | 0.4 | n |  | TRUE
63 | bus_LV_2586-2_0_4_node_231 | 0.4 | n |  | TRUE
64 | bus_LV_2586-2_0_4_node_270 | 0.4 | n |  | TRUE
65 | bus_LV_2586-2_0_4_node_289 | 0.4 | n |  | TRUE
66 | bus_LV_2586-2_0_4_node_144 | 0.4 | n |  | TRUE
67 | bus_LV_2586-2_0_4_node_198 | 0.4 | n |  | TRUE
68 | bus_LV_2586-2_0_4_node_220 | 0.4 | n |  | TRUE
69 | bus_LV_2586-2_0_4_node_271 | 0.4 | n |  | TRUE
70 | bus_LV_2586-2_0_4_node_37 | 0.4 | n |  | TRUE
71 | bus_LV_2586-2_0_4_node_38 | 0.4 | n |  | TRUE
72 | bus_LV_2586-2_0_4_node_39 | 0.4 | n |  | TRUE
73 | bus_LV_2586-2_0_4_node_41 | 0.4 | n |  | TRUE
74 | bus_LV_2586-2_0_4_node_43 | 0.4 | n |  | TRUE
75 | bus_LV_2586-2_0_4_node_40 | 0.4 | n |  | TRUE
76 | bus_LV_2586-2_0_4_node_46 | 0.4 | n |  | TRUE
77 | bus_LV_2586-2_0_4_node_42 | 0.4 | n |  | TRUE
78 | bus_LV_2586-2_0_4_node_103 | 0.4 | n |  | TRUE
79 | bus_LV_2586-2_0_4_node_261 | 0.4 | n |  | TRUE
80 | bus_LV_2586-2_0_4_node_260 | 0.4 | n |  | TRUE
81 | bus_LV_2586-2_0_4_node_139 | 0.4 | n |  | TRUE
82 | bus_LV_2586-2_0_4_node_47 | 0.4 | n |  | TRUE
83 | bus_LV_2586-2_0_4_node_104 | 0.4 | n |  | TRUE
84 | bus_LV_2586-2_0_4_node_268 | 0.4 | n |  | TRUE
85 | bus_LV_2586-2_0_4_node_170 | 0.4 | n |  | TRUE
86 | bus_LV_2586-2_0_4_node_138 | 0.4 | n |  | TRUE
87 | bus_LV_2586-2_0_4_node_184 | 0.4 | n |  | TRUE
88 | bus_LV_2586-2_0_4_node_185 | 0.4 | n |  | TRUE
89 | bus_LV_2586-2_0_4_node_48 | 0.4 | n |  | TRUE
90 | bus_LV_2586-2_0_4_node_49 | 0.4 | n |  | TRUE
91 | bus_LV_2586-2_0_4_node_50 | 0.4 | n |  | TRUE
92 | bus_LV_2586-2_0_4_node_51 | 0.4 | n |  | TRUE
93 | bus_LV_2586-2_0_4_node_52 | 0.4 | n |  | TRUE
94 | bus_LV_2586-2_0_4_node_206 | 0.4 | n |  | TRUE
95 | bus_LV_2586-2_0_4_node_205 | 0.4 | n |  | TRUE
96 | bus_LV_2586-2_0_4_node_278 | 0.4 | n |  | TRUE
97 | bus_LV_2586-2_0_4_node_207 | 0.4 | n |  | TRUE
98 | bus_LV_2586-2_0_4_node_288 | 0.4 | n |  | TRUE
99 | bus_LV_2586-2_0_4_node_277 | 0.4 | n |  | TRUE
100 | bus_LV_2586-2_0_4_node_101 | 0.4 | n |  | TRUE
101 | bus_LV_2586-2_0_4_node_53 | 0.4 | n |  | TRUE
102 | bus_LV_2586-2_0_4_node_54 | 0.4 | n |  | TRUE
103 | bus_LV_2586-2_0_4_node_55 | 0.4 | n |  | TRUE
104 | bus_LV_2586-2_0_4_node_56 | 0.4 | n |  | TRUE
105 | bus_LV_2586-2_0_4_node_57 | 0.4 | n |  | TRUE
106 | bus_LV_2586-2_0_4_node_274 | 0.4 | n |  | TRUE
107 | bus_LV_2586-2_0_4_node_269 | 0.4 | n |  | TRUE
108 | bus_LV_2586-2_0_4_node_68 | 0.4 | n |  | TRUE
109 | bus_LV_2586-2_0_4_node_58 | 0.4 | n |  | TRUE
110 | bus_LV_2586-2_0_4_node_59 | 0.4 | n |  | TRUE
111 | bus_LV_2586-2_0_4_node_60 | 0.4 | n |  | TRUE
112 | bus_LV_2586-2_0_4_node_61 | 0.4 | n |  | TRUE
113 | bus_LV_2586-2_0_4_node_62 | 0.4 | n |  | TRUE
114 | bus_LV_2586-2_0_4_node_70 | 0.4 | n |  | TRUE
115 | bus_LV_2586-2_0_4_node_69 | 0.4 | n |  | TRUE
116 | bus_LV_2586-2_0_4_node_63 | 0.4 | n |  | TRUE
117 | bus_LV_2586-2_0_4_node_64 | 0.4 | n |  | TRUE
118 | bus_LV_2586-2_0_4_node_65 | 0.4 | n |  | TRUE
119 | bus_LV_2586-2_0_4_node_66 | 0.4 | n |  | TRUE
120 | bus_LV_2586-2_0_4_node_67 | 0.4 | n |  | TRUE
121 | bus_LV_2586-2_0_4_node_178 | 0.4 | n |  | TRUE
122 | bus_LV_2586-2_0_4_node_251 | 0.4 | n |  | TRUE
123 | bus_LV_2586-2_0_4_node_179 | 0.4 | n |  | TRUE
124 | bus_LV_2586-2_0_4_node_243 | 0.4 | n |  | TRUE
125 | bus_LV_2586-2_0_4_node_71 | 0.4 | n |  | TRUE
126 | bus_LV_2586-2_0_4_node_72 | 0.4 | n |  | TRUE
127 | bus_LV_2586-2_0_4_node_175 | 0.4 | n |  | TRUE
128 | bus_LV_2586-2_0_4_node_174 | 0.4 | n |  | TRUE
129 | bus_LV_2586-2_0_4_node_73 | 0.4 | n |  | TRUE
130 | bus_LV_2586-2_0_4_node_74 | 0.4 | n |  | TRUE
131 | bus_LV_2586-2_0_4_node_75 | 0.4 | n |  | TRUE
132 | bus_LV_2586-2_0_4_node_76 | 0.4 | n |  | TRUE
133 | bus_LV_2586-2_0_4_node_77 | 0.4 | n |  | TRUE
134 | bus_LV_2586-2_0_4_node_102 | 0.4 | n |  | TRUE
135 | bus_LV_2586-2_0_4_node_123 | 0.4 | n |  | TRUE
136 | bus_LV_2586-2_0_4_node_111 | 0.4 | n |  | TRUE
137 | bus_LV_2586-2_0_4_node_124 | 0.4 | n |  | TRUE
138 | bus_LV_2586-2_0_4_node_78 | 0.4 | n |  | TRUE
139 | bus_LV_2586-2_0_4_node_79 | 0.4 | n |  | TRUE
140 | bus_LV_2586-2_0_4_node_80 | 0.4 | n |  | TRUE
141 | bus_LV_2586-2_0_4_node_81 | 0.4 | n |  | TRUE
142 | bus_LV_2586-2_0_4_node_82 | 0.4 | n |  | TRUE
143 | bus_LV_2586-2_0_4_node_83 | 0.4 | n |  | TRUE
144 | bus_LV_2586-2_0_4_node_84 | 0.4 | n |  | TRUE
145 | bus_LV_2586-2_0_4_node_173 | 0.4 | n |  | TRUE
146 | bus_LV_2586-2_0_4_node_172 | 0.4 | n |  | TRUE
147 | bus_LV_2586-2_0_4_node_264 | 0.4 | n |  | TRUE
148 | bus_LV_2586-2_0_4_node_247 | 0.4 | n |  | TRUE
149 | bus_LV_2586-2_0_4_node_191 | 0.4 | n |  | TRUE
150 | bus_LV_2586-2_0_4_node_265 | 0.4 | n |  | TRUE
151 | bus_LV_2586-2_0_4_node_246 | 0.4 | n |  | TRUE
152 | bus_LV_2586-2_0_4_node_85 | 0.4 | n |  | TRUE
153 | bus_LV_2586-2_0_4_node_86 | 0.4 | n |  | TRUE
154 | bus_LV_2586-2_0_4_node_88 | 0.4 | n |  | TRUE
155 | bus_LV_2586-2_0_4_node_87 | 0.4 | n |  | TRUE
156 | bus_LV_2586-2_0_4_node_89 | 0.4 | n |  | TRUE
157 | bus_LV_2586-2_0_4_node_275 | 0.4 | n |  | TRUE
158 | bus_LV_2586-2_0_4_node_168 | 0.4 | n |  | TRUE
159 | bus_LV_2586-2_0_4_node_167 | 0.4 | n |  | TRUE
160 | bus_LV_2586-2_0_4_node_92 | 0.4 | n |  | TRUE
161 | bus_LV_2586-2_0_4_node_93 | 0.4 | n |  | TRUE
162 | bus_LV_2586-2_0_4_node_161 | 0.4 | n |  | TRUE
163 | bus_LV_2586-2_0_4_node_162 | 0.4 | n |  | TRUE
164 | bus_LV_2586-2_0_4_node_94 | 0.4 | n |  | TRUE
165 | bus_LV_2586-2_0_4_node_95 | 0.4 | n |  | TRUE
166 | bus_LV_2586-2_0_4_node_96 | 0.4 | n |  | TRUE
167 | bus_LV_2586-2_0_4_node_153 | 0.4 | n |  | TRUE
168 | bus_LV_2586-2_0_4_node_152 | 0.4 | n |  | TRUE
169 | bus_LV_2586-2_0_4_node_97 | 0.4 | n |  | TRUE
170 | bus_LV_2586-2_0_4_node_98 | 0.4 | n |  | TRUE
171 | bus_LV_2586-2_0_4_node_99 | 0.4 | n |  | TRUE
172 | bus_LV_2586-2_0_4_node_100 | 0.4 | n |  | TRUE
173 | bus_LV_2586-2_0_4_node_195 | 0.4 | n |  | TRUE
174 | bus_LV_2586-2_0_4_node_149 | 0.4 | n |  | TRUE
175 | bus_LV_2586-2_0_4_node_193 | 0.4 | n |  | TRUE
176 | bus_LV_2586-2_0_4_node_115 | 0.4 | n |  | TRUE
177 | bus_LV_2586-2_0_4_node_105 | 0.4 | n |  | TRUE
178 | bus_LV_2586-2_0_4_node_257 | 0.4 | n |  | TRUE
179 | bus_LV_2586-2_0_4_node_255 | 0.4 | n |  | TRUE
180 | bus_LV_2586-2_0_4_node_106 | 0.4 | n |  | TRUE
181 | bus_LV_2586-2_0_4_node_108 | 0.4 | n |  | TRUE
182 | bus_LV_2586-2_0_4_node_110 | 0.4 | n |  | TRUE
183 | bus_LV_2586-2_0_4_node_130 | 0.4 | n |  | TRUE
184 | bus_LV_2586-2_0_4_node_134 | 0.4 | n |  | TRUE
185 | bus_LV_2586-2_0_4_node_128 | 0.4 | n |  | TRUE
186 | bus_LV_2586-2_0_4_node_113 | 0.4 | n |  | TRUE
187 | bus_LV_2586-2_0_4_node_112 | 0.4 | n |  | TRUE
188 | bus_LV_2586-2_0_4_node_114 | 0.4 | n |  | TRUE
189 | bus_LV_2586-2_0_4_node_116 | 0.4 | n |  | TRUE
190 | bus_LV_2586-2_0_4_node_117 | 0.4 | n |  | TRUE
191 | bus_LV_2586-2_0_4_node_214 | 0.4 | n |  | TRUE
192 | bus_LV_2586-2_0_4_node_245 | 0.4 | n |  | TRUE
193 | bus_LV_2586-2_0_4_node_213 | 0.4 | n |  | TRUE
194 | bus_LV_2586-2_0_4_node_227 | 0.4 | n |  | TRUE
195 | bus_LV_2586-2_0_4_node_122 | 0.4 | n |  | TRUE
196 | bus_LV_2586-2_0_4_node_127 | 0.4 | n |  | TRUE
197 | bus_LV_2586-2_0_4_node_129 | 0.4 | n |  | TRUE
198 | bus_LV_2586-2_0_4_node_131 | 0.4 | n |  | TRUE
199 | bus_LV_2586-2_0_4_node_157 | 0.4 | n |  | TRUE
200 | bus_LV_2586-2_0_4_node_133 | 0.4 | n |  | TRUE
201 | bus_LV_2586-2_0_4_node_150 | 0.4 | n |  | TRUE
202 | bus_LV_2586-2_0_4_node_148 | 0.4 | n |  | TRUE
203 | bus_LV_2586-2_0_4_node_194 | 0.4 | n |  | TRUE
204 | bus_LV_2586-2_0_4_node_156 | 0.4 | n |  | TRUE
205 | bus_LV_2586-2_0_4_node_158 | 0.4 | n |  | TRUE
206 | bus_LV_2586-2_0_4_node_160 | 0.4 | n |  | TRUE
207 | bus_LV_2586-2_0_4_node_151 | 0.4 | n |  | TRUE
208 | bus_LV_2586-2_0_4_node_199 | 0.4 | n |  | TRUE
209 | bus_LV_2586-2_0_4_node_253 | 0.4 | n |  | TRUE
210 | bus_LV_2586-2_0_4_node_137 | 0.4 | n |  | TRUE
211 | bus_LV_2586-2_0_4_node_140 | 0.4 | n |  | TRUE
212 | bus_LV_2586-2_0_4_node_141 | 0.4 | n |  | TRUE
213 | bus_LV_2586-2_0_4_node_233 | 0.4 | n |  | TRUE
214 | bus_LV_2586-2_0_4_node_142 | 0.4 | n |  | TRUE
215 | bus_LV_2586-2_0_4_node_143 | 0.4 | n |  | TRUE
216 | bus_LV_2586-2_0_4_node_145 | 0.4 | n |  | TRUE
217 | bus_LV_2586-2_0_4_node_146 | 0.4 | n |  | TRUE
218 | bus_LV_2586-2_0_4_node_212 | 0.4 | n |  | TRUE
219 | bus_LV_2586-2_0_4_node_186 | 0.4 | n |  | TRUE
220 | bus_LV_2586-2_0_4_node_187 | 0.4 | n |  | TRUE
221 | bus_LV_2586-2_0_4_node_154 | 0.4 | n |  | TRUE
222 | bus_LV_2586-2_0_4_node_155 | 0.4 | n |  | TRUE
223 | bus_LV_2586-2_0_4_node_276 | 0.4 | n |  | TRUE
224 | bus_LV_2586-2_0_4_node_163 | 0.4 | n |  | TRUE
225 | bus_LV_2586-2_0_4_node_164 | 0.4 | n |  | TRUE
226 | bus_LV_2586-2_0_4_node_165 | 0.4 | n |  | TRUE
227 | bus_LV_2586-2_0_4_node_166 | 0.4 | n |  | TRUE
228 | bus_LV_2586-2_0_4_node_272 | 0.4 | n |  | TRUE
229 | bus_LV_2586-2_0_4_node_169 | 0.4 | n |  | TRUE
230 | bus_LV_2586-2_0_4_node_171 | 0.4 | n |  | TRUE
231 | bus_LV_2586-2_0_4_node_177 | 0.4 | n |  | TRUE
232 | bus_LV_2586-2_0_4_node_241 | 0.4 | n |  | TRUE
233 | bus_LV_2586-2_0_4_node_176 | 0.4 | n |  | TRUE
234 | bus_LV_2586-2_0_4_node_242 | 0.4 | n |  | TRUE
235 | bus_LV_2586-2_0_4_node_189 | 0.4 | n |  | TRUE
236 | bus_LV_2586-2_0_4_node_182 | 0.4 | n |  | TRUE
237 | bus_LV_2586-2_0_4_node_183 | 0.4 | n |  | TRUE
238 | bus_LV_2586-2_0_4_node_232 | 0.4 | n |  | TRUE
239 | bus_LV_2586-2_0_4_node_216 | 0.4 | n |  | TRUE
240 | bus_LV_2586-2_0_4_node_258 | 0.4 | n |  | TRUE
241 | bus_LV_2586-2_0_4_node_256 | 0.4 | n |  | TRUE
242 | bus_LV_2586-2_0_4_node_188 | 0.4 | n |  | TRUE
243 | bus_LV_2586-2_0_4_node_234 | 0.4 | n |  | TRUE
244 | bus_LV_2586-2_0_4_node_190 | 0.4 | n |  | TRUE
245 | bus_LV_2586-2_0_4_node_192 | 0.4 | n |  | TRUE
246 | bus_LV_2586-2_0_4_node_219 | 0.4 | n |  | TRUE
247 | bus_LV_2586-2_0_4_node_263 | 0.4 | n |  | TRUE
248 | bus_LV_2586-2_0_4_node_239 | 0.4 | n |  | TRUE
249 | bus_LV_2586-2_0_4_node_225 | 0.4 | n |  | TRUE
250 | bus_LV_2586-2_0_4_node_223 | 0.4 | n |  | TRUE
251 | bus_LV_2586-2_0_4_node_204 | 0.4 | n |  | TRUE
252 | bus_LV_2586-2_0_4_node_259 | 0.4 | n |  | TRUE
253 | bus_LV_2586-2_0_4_node_208 | 0.4 | n |  | TRUE
254 | bus_LV_2586-2_0_4_node_209 | 0.4 | n |  | TRUE
255 | bus_LV_2586-2_0_4_node_210 | 0.4 | n |  | TRUE
256 | bus_LV_2586-2_0_4_node_211 | 0.4 | n |  | TRUE
257 | bus_LV_2586-2_0_4_node_215 | 0.4 | n |  | TRUE
258 | bus_LV_2586-2_0_4_node_262 | 0.4 | n |  | TRUE
259 | bus_LV_2586-2_0_4_node_221 | 0.4 | n |  | TRUE
260 | bus_LV_2586-2_0_4_node_222 | 0.4 | n |  | TRUE
261 | bus_LV_2586-2_0_4_node_224 | 0.4 | n |  | TRUE
262 | bus_LV_2586-2_0_4_node_244 | 0.4 | n |  | TRUE
263 | bus_LV_2586-2_0_4_node_226 | 0.4 | n |  | TRUE
264 | bus_LV_2586-2_0_4_node_228 | 0.4 | n |  | TRUE
265 | bus_LV_2586-2_0_4_node_279 | 0.4 | n |  | TRUE
266 | bus_LV_2586-2_0_4_node_230 | 0.4 | n |  | TRUE
267 | bus_LV_2586-2_0_4_node_281 | 0.4 | n |  | TRUE
268 | bus_LV_2586-2_0_4_node_236 | 0.4 | n |  | TRUE
269 | bus_LV_2586-2_0_4_node_237 | 0.4 | n |  | TRUE
270 | bus_LV_2586-2_0_4_node_238 | 0.4 | n |  | TRUE
271 | bus_LV_2586-2_0_4_node_284 | 0.4 | n |  | TRUE
272 | bus_LV_2586-2_0_4_node_285 | 0.4 | n |  | TRUE
273 | bus_LV_2586-2_0_4_node_252 | 0.4 | n |  | TRUE
274 | bus_LV_2586-2_0_4_node_282 | 0.4 | n |  | TRUE
275 | bus_LV_2586-2_0_4_node_267 | 0.4 | n |  | TRUE
276 | bus_LV_2586-2_0_4_node_283 | 0.4 | n |  | TRUE
277 | bus_LV_2586-2_0_4_node_248 | 0.4 | n |  | TRUE
278 | bus_LV_2586-2_0_4_node_249 | 0.4 | n |  | TRUE
279 | bus_LV_2586-2_0_4_node_280 | 0.4 | n |  | TRUE
280 | bus_LV_2586-2_0_4_node_254 | 0.4 | n |  | TRUE
281 | bus_LV_2586-2_0_4_node_273 | 0.4 | n |  | TRUE
282 | bus_LV_2586-2_0_4_node_287 | 0.4 | n |  | TRUE
283 | bus_MV_480_0_node_138 | 20 | n |  | TRUE

## load
| name | bus | p_mw | q_mvar | const_z_percent | const_i_percent | sn_mva | scaling | in_service | type
0 | LV_2586-2_0_4_load_0 | 0 | 0.0014068 | 0.00035257 | 0 | 0 |  | 1 | TRUE | wye
1 | LV_2586-2_0_4_load_1 | 1 | 0.0021204 | 0.00053141 | 0 | 0 |  | 1 | TRUE | wye
2 | LV_2586-2_0_4_load_2 | 2 | 0.0018273 | 0.00045797 | 0 | 0 |  | 1 | TRUE | wye
3 | LV_2586-2_0_4_load_3 | 3 | 0.0020287 | 0.00050844 | 0 | 0 |  | 1 | TRUE | wye
4 | LV_2586-2_0_4_load_4 | 4 | 0.0019907 | 0.00049891 | 0 | 0 |  | 1 | TRUE | wye
5 | LV_2586-2_0_4_load_218 | 5 | 0.0020135 | 0.00050463 | 0 | 0 |  | 1 | TRUE | wye
6 | LV_2586-2_0_4_load_119 | 6 | 0.0024021 | 0.00060201 | 0 | 0 |  | 1 | TRUE | wye
7 | LV_2586-2_0_4_load_217 | 7 | 0.0025255 | 0.00063295 | 0 | 0 |  | 1 | TRUE | wye
8 | LV_2586-2_0_4_load_229 | 8 | 0.0012754 | 0.00031965 | 0 | 0 |  | 1 | TRUE | wye
9 | LV_2586-2_0_4_load_5 | 9 | 0.0017472 | 0.00043789 | 0 | 0 |  | 1 | TRUE | wye
10 | LV_2586-2_0_4_load_6 | 10 | 0.00066433 | 0.0001665 | 0 | 0 |  | 1 | TRUE | wye
11 | LV_2586-2_0_4_load_7 | 11 | 0.00056172 | 0.00014078 | 0 | 0 |  | 1 | TRUE | wye
12 | LV_2586-2_0_4_load_8 | 12 | 0.00060048 | 0.0001505 | 0 | 0 |  | 1 | TRUE | wye
13 | LV_2586-2_0_4_load_9 | 13 | 0.0015952 | 0.0003998 | 0 | 0 |  | 1 | TRUE | wye
14 | LV_2586-2_0_4_load_181 | 14 | 0.00060058 | 0.00015052 | 0 | 0 |  | 1 | TRUE | wye
15 | LV_2586-2_0_4_load_201 | 15 | 0.0013782 | 0.00034542 | 0 | 0 |  | 1 | TRUE | wye
16 | LV_2586-2_0_4_load_250 | 16 | 0.012199 | 0.0030573 | 0 | 0 |  | 1 | TRUE | wye
17 | LV_2586-2_0_4_load_180 | 17 | 0.00036503 | 9.1486e-05 | 0 | 0 |  | 1 | TRUE | wye
18 | LV_2586-2_0_4_load_200 | 18 | 0.00078602 | 0.000197 | 0 | 0 |  | 1 | TRUE | wye
19 | LV_2586-2_0_4_load_10 | 19 | 0.00136 | 0.00034086 | 0 | 0 |  | 1 | TRUE | wye
20 | LV_2586-2_0_4_load_11 | 20 | 0.0017304 | 0.00043367 | 0 | 0 |  | 1 | TRUE | wye
21 | LV_2586-2_0_4_load_12 | 21 | 0.00068516 | 0.00017172 | 0 | 0 |  | 1 | TRUE | wye
22 | LV_2586-2_0_4_load_13 | 22 | 0.0011245 | 0.00028183 | 0 | 0 |  | 1 | TRUE | wye
23 | LV_2586-2_0_4_load_14 | 23 | 0.0011958 | 0.0002997 | 0 | 0 |  | 1 | TRUE | wye
24 | LV_2586-2_0_4_load_202 | 25 | 0.0018723 | 0.00046924 | 0 | 0 |  | 1 | TRUE | wye
25 | LV_2586-2_0_4_load_125 | 26 | 0.0041695 | 0.001045 | 0 | 0 |  | 1 | TRUE | wye
26 | LV_2586-2_0_4_load_203 | 27 | 0.0026036 | 0.00065251 | 0 | 0 |  | 1 | TRUE | wye
27 | LV_2586-2_0_4_load_15 | 28 | 0.0025546 | 0.00064025 | 0 | 0 |  | 1 | TRUE | wye
28 | LV_2586-2_0_4_load_16 | 29 | 0.0011799 | 0.0002957 | 0 | 0 |  | 1 | TRUE | wye
29 | LV_2586-2_0_4_load_17 | 30 | 0.0017503 | 0.00043867 | 0 | 0 |  | 1 | TRUE | wye
30 | LV_2586-2_0_4_load_18 | 31 | 0.0017176 | 0.00043047 | 0 | 0 |  | 1 | TRUE | wye
31 | LV_2586-2_0_4_load_19 | 32 | 0.0055268 | 0.0013851 | 0 | 0 |  | 1 | TRUE | wye
32 | LV_2586-2_0_4_load_135 | 33 | 0.0021784 | 0.00054597 | 0 | 0 |  | 1 | TRUE | wye
33 | LV_2586-2_0_4_load_109 | 34 | 0.0012399 | 0.00031074 | 0 | 0 |  | 1 | TRUE | wye
34 | LV_2586-2_0_4_load_136 | 35 | 0.0018752 | 0.00046997 | 0 | 0 |  | 1 | TRUE | wye
35 | LV_2586-2_0_4_load_107 | 36 | 0.00095122 | 0.0002384 | 0 | 0 |  | 1 | TRUE | wye
36 | LV_2586-2_0_4_load_20 | 37 | 0.0019751 | 0.00049502 | 0 | 0 |  | 1 | TRUE | wye
37 | LV_2586-2_0_4_load_21 | 38 | 0.0019675 | 0.00049311 | 0 | 0 |  | 1 | TRUE | wye
38 | LV_2586-2_0_4_load_23 | 40 | 0.0019648 | 0.00049241 | 0 | 0 |  | 1 | TRUE | wye
39 | LV_2586-2_0_4_load_30 | 42 | 0.0019869 | 0.00049797 | 0 | 0 |  | 1 | TRUE | wye
40 | LV_2586-2_0_4_load_91 | 44 | 0.001198 | 0.00030024 | 0 | 0 |  | 1 | TRUE | wye
41 | LV_2586-2_0_4_load_266 | 45 | 0.0028782 | 0.00072134 | 0 | 0 |  | 1 | TRUE | wye
42 | LV_2586-2_0_4_load_121 | 46 | 0.0019916 | 0.00049913 | 0 | 0 |  | 1 | TRUE | wye
43 | LV_2586-2_0_4_load_28 | 47 | 0.00198 | 0.00049623 | 0 | 0 |  | 1 | TRUE | wye
44 | LV_2586-2_0_4_load_90 | 48 | 0.0024661 | 0.00061805 | 0 | 0 |  | 1 | TRUE | wye
45 | LV_2586-2_0_4_load_120 | 49 | 0.0019833 | 0.00049707 | 0 | 0 |  | 1 | TRUE | wye
46 | LV_2586-2_0_4_load_26 | 50 | 0.0019846 | 0.00049738 | 0 | 0 |  | 1 | TRUE | wye
47 | LV_2586-2_0_4_load_27 | 51 | 0.0012221 | 0.00030628 | 0 | 0 |  | 1 | TRUE | wye
48 | LV_2586-2_0_4_load_29 | 52 | 0.0012259 | 0.00030723 | 0 | 0 |  | 1 | TRUE | wye
49 | LV_2586-2_0_4_load_44 | 53 | 0.0012186 | 0.0003054 | 0 | 0 |  | 1 | TRUE | wye
50 | LV_2586-2_0_4_load_45 | 54 | 0.0012212 | 0.00030607 | 0 | 0 |  | 1 | TRUE | wye
51 | LV_2586-2_0_4_load_31 | 55 | 0.0036245 | 0.00090838 | 0 | 0 |  | 1 | TRUE | wye
52 | LV_2586-2_0_4_load_32 | 56 | 0.0016782 | 0.00042059 | 0 | 0 |  | 1 | TRUE | wye
53 | LV_2586-2_0_4_load_35 | 59 | 0.0013723 | 0.00034393 | 0 | 0 |  | 1 | TRUE | wye
54 | LV_2586-2_0_4_load_36 | 60 | 0.0025371 | 0.00063585 | 0 | 0 |  | 1 | TRUE | wye
55 | LV_2586-2_0_4_load_147 | 61 | 0.0018168 | 0.00045532 | 0 | 0 |  | 1 | TRUE | wye
56 | LV_2586-2_0_4_load_197 | 62 | 0.001486 | 0.00037243 | 0 | 0 |  | 1 | TRUE | wye
57 | LV_2586-2_0_4_load_231 | 63 | 0.0017155 | 0.00042995 | 0 | 0 |  | 1 | TRUE | wye
58 | LV_2586-2_0_4_load_270 | 64 | 0.0018479 | 0.00046312 | 0 | 0 |  | 1 | TRUE | wye
59 | LV_2586-2_0_4_load_289 | 65 | 0.0017796 | 0.00044602 | 0 | 0 |  | 1 | TRUE | wye
60 | LV_2586-2_0_4_load_198 | 67 | 0.002157 | 0.00054059 | 0 | 0 |  | 1 | TRUE | wye
61 | LV_2586-2_0_4_load_37 | 70 | 0.0011564 | 0.00028982 | 0 | 0 |  | 1 | TRUE | wye
62 | LV_2586-2_0_4_load_38 | 71 | 0.0015055 | 0.00037732 | 0 | 0 |  | 1 | TRUE | wye
63 | LV_2586-2_0_4_load_43 | 74 | 0.0011228 | 0.0002814 | 0 | 0 |  | 1 | TRUE | wye
64 | LV_2586-2_0_4_load_40 | 75 | 0.0024214 | 0.00060687 | 0 | 0 |  | 1 | TRUE | wye
65 | LV_2586-2_0_4_load_46 | 76 | 0.0024507 | 0.0006142 | 0 | 0 |  | 1 | TRUE | wye
66 | LV_2586-2_0_4_load_103 | 78 | 0.0044978 | 0.0011273 | 0 | 0 |  | 1 | TRUE | wye
67 | LV_2586-2_0_4_load_261 | 79 | 0.0028409 | 0.000712 | 0 | 0 |  | 1 | TRUE | wye
68 | LV_2586-2_0_4_load_260 | 80 | 0.0027105 | 0.00067932 | 0 | 0 |  | 1 | TRUE | wye
69 | LV_2586-2_0_4_load_139 | 81 | 0.0022705 | 0.00056905 | 0 | 0 |  | 1 | TRUE | wye
70 | LV_2586-2_0_4_load_47 | 82 | 0.0019508 | 0.00048892 | 0 | 0 |  | 1 | TRUE | wye
71 | LV_2586-2_0_4_load_104 | 83 | 0.001536 | 0.00038497 | 0 | 0 |  | 1 | TRUE | wye
72 | LV_2586-2_0_4_load_268 | 84 | 0.0027175 | 0.00068107 | 0 | 0 |  | 1 | TRUE | wye
73 | LV_2586-2_0_4_load_138 | 86 | 0.0011551 | 0.0002895 | 0 | 0 |  | 1 | TRUE | wye
74 | LV_2586-2_0_4_load_184 | 87 | 0.0020628 | 0.00051699 | 0 | 0 |  | 1 | TRUE | wye
75 | LV_2586-2_0_4_load_185 | 88 | 0.0019506 | 0.00048886 | 0 | 0 |  | 1 | TRUE | wye
76 | LV_2586-2_0_4_load_48 | 89 | 0.0016127 | 0.00040418 | 0 | 0 |  | 1 | TRUE | wye
77 | LV_2586-2_0_4_load_49 | 90 | 0.0024418 | 0.00061197 | 0 | 0 |  | 1 | TRUE | wye
78 | LV_2586-2_0_4_load_50 | 91 | 0.0020877 | 0.00052323 | 0 | 0 |  | 1 | TRUE | wye
79 | LV_2586-2_0_4_load_52 | 93 | 0.0026621 | 0.00066718 | 0 | 0 |  | 1 | TRUE | wye
80 | LV_2586-2_0_4_load_205 | 95 | 0.0035775 | 0.00089661 | 0 | 0 |  | 1 | TRUE | wye
81 | LV_2586-2_0_4_load_278 | 96 | 0.0071372 | 0.0017887 | 0 | 0 |  | 1 | TRUE | wye
82 | LV_2586-2_0_4_load_288 | 98 | 0.0040597 | 0.0010174 | 0 | 0 |  | 1 | TRUE | wye
83 | LV_2586-2_0_4_load_53 | 101 | 0.0019364 | 0.0004853 | 0 | 0 |  | 1 | TRUE | wye
84 | LV_2586-2_0_4_load_54 | 102 | 0.0054695 | 0.0013708 | 0 | 0 |  | 1 | TRUE | wye
85 | LV_2586-2_0_4_load_55 | 103 | 0.0054652 | 0.0013697 | 0 | 0 |  | 1 | TRUE | wye
86 | LV_2586-2_0_4_load_56 | 104 | 0.010472 | 0.0026246 | 0 | 0 |  | 1 | TRUE | wye
87 | LV_2586-2_0_4_load_57 | 105 | 0.0019235 | 0.00048207 | 0 | 0 |  | 1 | TRUE | wye
88 | LV_2586-2_0_4_load_274 | 106 | 0.0033827 | 0.00084779 | 0 | 0 |  | 1 | TRUE | wye
89 | LV_2586-2_0_4_load_269 | 107 | 0.0040451 | 0.0010138 | 0 | 0 |  | 1 | TRUE | wye
90 | LV_2586-2_0_4_load_68 | 108 | 0.00294 | 0.00073682 | 0 | 0 |  | 1 | TRUE | wye
91 | LV_2586-2_0_4_load_58 | 109 | 0.0010983 | 0.00027525 | 0 | 0 |  | 1 | TRUE | wye
92 | LV_2586-2_0_4_load_59 | 110 | 0.001026 | 0.00025713 | 0 | 0 |  | 1 | TRUE | wye
93 | LV_2586-2_0_4_load_60 | 111 | 0.00094528 | 0.00023691 | 0 | 0 |  | 1 | TRUE | wye
94 | LV_2586-2_0_4_load_61 | 112 | 0.0010928 | 0.00027388 | 0 | 0 |  | 1 | TRUE | wye
95 | LV_2586-2_0_4_load_62 | 113 | 0.00096643 | 0.00024221 | 0 | 0 |  | 1 | TRUE | wye
96 | LV_2586-2_0_4_load_70 | 114 | 0.0015384 | 0.00038557 | 0 | 0 |  | 1 | TRUE | wye
97 | LV_2586-2_0_4_load_69 | 115 | 0.001566 | 0.00039248 | 0 | 0 |  | 1 | TRUE | wye
98 | LV_2586-2_0_4_load_63 | 116 | 0.0017955 | 0.00045 | 0 | 0 |  | 1 | TRUE | wye
99 | LV_2586-2_0_4_load_64 | 117 | 0.0014012 | 0.00035118 | 0 | 0 |  | 1 | TRUE | wye
100 | LV_2586-2_0_4_load_66 | 119 | 0.0047784 | 0.0011976 | 0 | 0 |  | 1 | TRUE | wye
101 | LV_2586-2_0_4_load_67 | 120 | 0.0077829 | 0.0019506 | 0 | 0 |  | 1 | TRUE | wye
102 | LV_2586-2_0_4_load_178 | 121 | 0.0014167 | 0.00035506 | 0 | 0 |  | 1 | TRUE | wye
103 | LV_2586-2_0_4_load_251 | 122 | 0.0091538 | 0.0022942 | 0 | 0 |  | 1 | TRUE | wye
104 | LV_2586-2_0_4_load_179 | 123 | 0.0014464 | 0.00036249 | 0 | 0 |  | 1 | TRUE | wye
105 | LV_2586-2_0_4_load_71 | 125 | 0.00117 | 0.00029323 | 0 | 0 |  | 1 | TRUE | wye
106 | LV_2586-2_0_4_load_72 | 126 | 0.0011452 | 0.00028701 | 0 | 0 |  | 1 | TRUE | wye
107 | LV_2586-2_0_4_load_175 | 127 | 0.002096 | 0.0005253 | 0 | 0 |  | 1 | TRUE | wye
108 | LV_2586-2_0_4_load_174 | 128 | 0.003072 | 0.00076991 | 0 | 0 |  | 1 | TRUE | wye
109 | LV_2586-2_0_4_load_73 | 129 | 0.0020323 | 0.00050934 | 0 | 0 |  | 1 | TRUE | wye
110 | LV_2586-2_0_4_load_74 | 130 | 0.0025039 | 0.00062754 | 0 | 0 |  | 1 | TRUE | wye
111 | LV_2586-2_0_4_load_75 | 131 | 0.0020173 | 0.00050558 | 0 | 0 |  | 1 | TRUE | wye
112 | LV_2586-2_0_4_load_76 | 132 | 0.0020162 | 0.00050532 | 0 | 0 |  | 1 | TRUE | wye
113 | LV_2586-2_0_4_load_77 | 133 | 0.0020249 | 0.00050748 | 0 | 0 |  | 1 | TRUE | wye
114 | LV_2586-2_0_4_load_102 | 134 | 0.007784 | 0.0019508 | 0 | 0 |  | 1 | TRUE | wye
115 | LV_2586-2_0_4_load_123 | 135 | 0.0020837 | 0.00052222 | 0 | 0 |  | 1 | TRUE | wye
116 | LV_2586-2_0_4_load_124 | 137 | 0.0077585 | 0.0019445 | 0 | 0 |  | 1 | TRUE | wye
117 | LV_2586-2_0_4_load_78 | 138 | 0.0013329 | 0.00033405 | 0 | 0 |  | 1 | TRUE | wye
118 | LV_2586-2_0_4_load_82 | 142 | 0.0019288 | 0.00048339 | 0 | 0 |  | 1 | TRUE | wye
119 | LV_2586-2_0_4_load_83 | 143 | 0.0015509 | 0.0003887 | 0 | 0 |  | 1 | TRUE | wye
120 | LV_2586-2_0_4_load_84 | 144 | 0.0012237 | 0.0003067 | 0 | 0 |  | 1 | TRUE | wye
121 | LV_2586-2_0_4_load_173 | 145 | 0.0021001 | 0.00052634 | 0 | 0 |  | 1 | TRUE | wye
122 | LV_2586-2_0_4_load_172 | 146 | 0.0046057 | 0.0011543 | 0 | 0 |  | 1 | TRUE | wye
123 | LV_2586-2_0_4_load_264 | 147 | 0.007235 | 0.0018133 | 0 | 0 |  | 1 | TRUE | wye
124 | LV_2586-2_0_4_load_247 | 148 | 0.0019756 | 0.00049514 | 0 | 0 |  | 1 | TRUE | wye
125 | LV_2586-2_0_4_load_191 | 149 | 0.00087878 | 0.00022024 | 0 | 0 |  | 1 | TRUE | wye
126 | LV_2586-2_0_4_load_265 | 150 | 0.0032055 | 0.00080336 | 0 | 0 |  | 1 | TRUE | wye
127 | LV_2586-2_0_4_load_246 | 151 | 0.0016456 | 0.00041243 | 0 | 0 |  | 1 | TRUE | wye
128 | LV_2586-2_0_4_load_85 | 152 | 0.0032951 | 0.00082582 | 0 | 0 |  | 1 | TRUE | wye
129 | LV_2586-2_0_4_load_275 | 157 | 0.011335 | 0.0028407 | 0 | 0 |  | 1 | TRUE | wye
130 | LV_2586-2_0_4_load_168 | 158 | 0.0017943 | 0.0004497 | 0 | 0 |  | 1 | TRUE | wye
131 | LV_2586-2_0_4_load_167 | 159 | 0.00092744 | 0.00023244 | 0 | 0 |  | 1 | TRUE | wye
132 | LV_2586-2_0_4_load_92 | 160 | 0.01009 | 0.0025287 | 0 | 0 |  | 1 | TRUE | wye
133 | LV_2586-2_0_4_load_93 | 161 | 0.0020276 | 0.00050816 | 0 | 0 |  | 1 | TRUE | wye
134 | LV_2586-2_0_4_load_161 | 162 | 0.012444 | 0.0031188 | 0 | 0 |  | 1 | TRUE | wye
135 | LV_2586-2_0_4_load_94 | 164 | 0.00040184 | 0.00010071 | 0 | 0 |  | 1 | TRUE | wye
136 | LV_2586-2_0_4_load_95 | 165 | 0.00040027 | 0.00010032 | 0 | 0 |  | 1 | TRUE | wye
137 | LV_2586-2_0_4_load_96 | 166 | 0.0077538 | 0.0019433 | 0 | 0 |  | 1 | TRUE | wye
138 | LV_2586-2_0_4_load_153 | 167 | 0.0015168 | 0.00038015 | 0 | 0 |  | 1 | TRUE | wye
139 | LV_2586-2_0_4_load_152 | 168 | 0.0015178 | 0.00038039 | 0 | 0 |  | 1 | TRUE | wye
140 | LV_2586-2_0_4_load_97 | 169 | 0.0010072 | 0.00025243 | 0 | 0 |  | 1 | TRUE | wye
141 | LV_2586-2_0_4_load_98 | 170 | 0.001926 | 0.00048269 | 0 | 0 |  | 1 | TRUE | wye
142 | LV_2586-2_0_4_load_99 | 171 | 0.002339 | 0.0005862 | 0 | 0 |  | 1 | TRUE | wye
143 | LV_2586-2_0_4_load_100 | 172 | 0.0052864 | 0.0013249 | 0 | 0 |  | 1 | TRUE | wye
144 | LV_2586-2_0_4_load_195 | 173 | 0.0015506 | 0.00038862 | 0 | 0 |  | 1 | TRUE | wye
145 | LV_2586-2_0_4_load_193 | 175 | 0.0012828 | 0.0003215 | 0 | 0 |  | 1 | TRUE | wye
146 | LV_2586-2_0_4_load_105 | 177 | 0.0023976 | 0.00060091 | 0 | 0 |  | 1 | TRUE | wye
147 | LV_2586-2_0_4_load_257 | 178 | 0.0034358 | 0.0008611 | 0 | 0 |  | 1 | TRUE | wye
148 | LV_2586-2_0_4_load_255 | 179 | 0.0033142 | 0.00083063 | 0 | 0 |  | 1 | TRUE | wye
149 | LV_2586-2_0_4_load_106 | 180 | 0.0030478 | 0.00076384 | 0 | 0 |  | 1 | TRUE | wye
150 | LV_2586-2_0_4_load_108 | 181 | 0.00094797 | 0.00023758 | 0 | 0 |  | 1 | TRUE | wye
151 | LV_2586-2_0_4_load_110 | 182 | 0.0012124 | 0.00030387 | 0 | 0 |  | 1 | TRUE | wye
152 | LV_2586-2_0_4_load_113 | 186 | 0.002046 | 0.00051278 | 0 | 0 |  | 1 | TRUE | wye
153 | LV_2586-2_0_4_load_112 | 187 | 0.00041361 | 0.00010366 | 0 | 0 |  | 1 | TRUE | wye
154 | LV_2586-2_0_4_load_116 | 189 | 0.00043941 | 0.00011013 | 0 | 0 |  | 1 | TRUE | wye
155 | LV_2586-2_0_4_load_117 | 190 | 0.00052366 | 0.00013124 | 0 | 0 |  | 1 | TRUE | wye
156 | LV_2586-2_0_4_load_214 | 191 | 0.00043294 | 0.00010851 | 0 | 0 |  | 1 | TRUE | wye
157 | LV_2586-2_0_4_load_245 | 192 | 0.00063287 | 0.00015861 | 0 | 0 |  | 1 | TRUE | wye
158 | LV_2586-2_0_4_load_213 | 193 | 0.00063453 | 0.00015903 | 0 | 0 |  | 1 | TRUE | wye
159 | LV_2586-2_0_4_load_227 | 194 | 0.00076496 | 0.00019172 | 0 | 0 |  | 1 | TRUE | wye
160 | LV_2586-2_0_4_load_122 | 195 | 0.003047 | 0.00076366 | 0 | 0 |  | 1 | TRUE | wye
161 | LV_2586-2_0_4_load_127 | 196 | 0.0032903 | 0.00082464 | 0 | 0 |  | 1 | TRUE | wye
162 | LV_2586-2_0_4_load_148 | 202 | 0.0015294 | 0.00038331 | 0 | 0 |  | 1 | TRUE | wye
163 | LV_2586-2_0_4_load_156 | 204 | 0.0019675 | 0.00049311 | 0 | 0 |  | 1 | TRUE | wye
164 | LV_2586-2_0_4_load_160 | 206 | 0.0014489 | 0.00036313 | 0 | 0 |  | 1 | TRUE | wye
165 | LV_2586-2_0_4_load_151 | 207 | 0.0012784 | 0.00032039 | 0 | 0 |  | 1 | TRUE | wye
166 | LV_2586-2_0_4_load_199 | 208 | 0.00052949 | 0.0001327 | 0 | 0 |  | 1 | TRUE | wye
167 | LV_2586-2_0_4_load_253 | 209 | 0.0074332 | 0.0018629 | 0 | 0 |  | 1 | TRUE | wye
168 | LV_2586-2_0_4_load_137 | 210 | 0.0014152 | 0.00035467 | 0 | 0 |  | 1 | TRUE | wye
169 | LV_2586-2_0_4_load_140 | 211 | 0.0010957 | 0.00027462 | 0 | 0 |  | 1 | TRUE | wye
170 | LV_2586-2_0_4_load_141 | 212 | 0.0011588 | 0.00029043 | 0 | 0 |  | 1 | TRUE | wye
171 | LV_2586-2_0_4_load_233 | 213 | 0.0017584 | 0.0004407 | 0 | 0 |  | 1 | TRUE | wye
172 | LV_2586-2_0_4_load_142 | 214 | 0.0016988 | 0.00042575 | 0 | 0 |  | 1 | TRUE | wye
173 | LV_2586-2_0_4_load_143 | 215 | 0.0016235 | 0.00040688 | 0 | 0 |  | 1 | TRUE | wye
174 | LV_2586-2_0_4_load_145 | 216 | 0.0014182 | 0.00035544 | 0 | 0 |  | 1 | TRUE | wye
175 | LV_2586-2_0_4_load_146 | 217 | 0.0019006 | 0.00047634 | 0 | 0 |  | 1 | TRUE | wye
176 | LV_2586-2_0_4_load_212 | 218 | 0.0011313 | 0.00028352 | 0 | 0 |  | 1 | TRUE | wye
177 | LV_2586-2_0_4_load_186 | 219 | 0.0015086 | 0.0003781 | 0 | 0 |  | 1 | TRUE | wye
178 | LV_2586-2_0_4_load_187 | 220 | 0.0011299 | 0.00028319 | 0 | 0 |  | 1 | TRUE | wye
179 | LV_2586-2_0_4_load_154 | 221 | 0.0015368 | 0.00038517 | 0 | 0 |  | 1 | TRUE | wye
180 | LV_2586-2_0_4_load_155 | 222 | 0.0015436 | 0.00038685 | 0 | 0 |  | 1 | TRUE | wye
181 | LV_2586-2_0_4_load_276 | 223 | 0.0023327 | 0.00058464 | 0 | 0 |  | 1 | TRUE | wye
182 | LV_2586-2_0_4_load_163 | 224 | 0.0018668 | 0.00046786 | 0 | 0 |  | 1 | TRUE | wye
183 | LV_2586-2_0_4_load_164 | 225 | 0.0014182 | 0.00035542 | 0 | 0 |  | 1 | TRUE | wye
184 | LV_2586-2_0_4_load_166 | 227 | 0.0014055 | 0.00035225 | 0 | 0 |  | 1 | TRUE | wye
185 | LV_2586-2_0_4_load_272 | 228 | 0.0018924 | 0.00047428 | 0 | 0 |  | 1 | TRUE | wye
186 | LV_2586-2_0_4_load_171 | 230 | 0.00091023 | 0.00022812 | 0 | 0 |  | 1 | TRUE | wye
187 | LV_2586-2_0_4_load_177 | 231 | 0.00091315 | 0.00022886 | 0 | 0 |  | 1 | TRUE | wye
188 | LV_2586-2_0_4_load_241 | 232 | 0.00091139 | 0.00022841 | 0 | 0 |  | 1 | TRUE | wye
189 | LV_2586-2_0_4_load_176 | 233 | 0.0011507 | 0.00028839 | 0 | 0 |  | 1 | TRUE | wye
190 | LV_2586-2_0_4_load_242 | 234 | 0.0012195 | 0.00030564 | 0 | 0 |  | 1 | TRUE | wye
191 | LV_2586-2_0_4_load_189 | 235 | 0.002681 | 0.00067193 | 0 | 0 |  | 1 | TRUE | wye
192 | LV_2586-2_0_4_load_182 | 236 | 0.00069508 | 0.0001742 | 0 | 0 |  | 1 | TRUE | wye
193 | LV_2586-2_0_4_load_183 | 237 | 0.00052025 | 0.00013039 | 0 | 0 |  | 1 | TRUE | wye
194 | LV_2586-2_0_4_load_232 | 238 | 0.00058253 | 0.000146 | 0 | 0 |  | 1 | TRUE | wye
195 | LV_2586-2_0_4_load_216 | 239 | 0.00077818 | 0.00019503 | 0 | 0 |  | 1 | TRUE | wye
196 | LV_2586-2_0_4_load_188 | 242 | 0.0011324 | 0.00028381 | 0 | 0 |  | 1 | TRUE | wye
197 | LV_2586-2_0_4_load_234 | 243 | 0.00094264 | 0.00023625 | 0 | 0 |  | 1 | TRUE | wye
198 | LV_2586-2_0_4_load_190 | 244 | 0.0012629 | 0.00031651 | 0 | 0 |  | 1 | TRUE | wye
199 | LV_2586-2_0_4_load_192 | 245 | 0.0023048 | 0.00057764 | 0 | 0 |  | 1 | TRUE | wye
200 | LV_2586-2_0_4_load_263 | 247 | 0.0015218 | 0.00038139 | 0 | 0 |  | 1 | TRUE | wye
201 | LV_2586-2_0_4_load_225 | 249 | 0.0015885 | 0.00039811 | 0 | 0 |  | 1 | TRUE | wye
202 | LV_2586-2_0_4_load_223 | 250 | 0.0024904 | 0.00062415 | 0 | 0 |  | 1 | TRUE | wye
203 | LV_2586-2_0_4_load_204 | 251 | 0.0015606 | 0.00039113 | 0 | 0 |  | 1 | TRUE | wye
204 | LV_2586-2_0_4_load_259 | 252 | 0.001194 | 0.00029925 | 0 | 0 |  | 1 | TRUE | wye
205 | LV_2586-2_0_4_load_208 | 253 | 0.00077355 | 0.00019387 | 0 | 0 |  | 1 | TRUE | wye
206 | LV_2586-2_0_4_load_209 | 254 | 0.00077737 | 0.00019483 | 0 | 0 |  | 1 | TRUE | wye
207 | LV_2586-2_0_4_load_210 | 255 | 0.00080953 | 0.00020289 | 0 | 0 |  | 1 | TRUE | wye
208 | LV_2586-2_0_4_load_211 | 256 | 0.00091364 | 0.00022898 | 0 | 0 |  | 1 | TRUE | wye
209 | LV_2586-2_0_4_load_215 | 257 | 0.00056584 | 0.00014181 | 0 | 0 |  | 1 | TRUE | wye
210 | LV_2586-2_0_4_load_262 | 258 | 0.0019133 | 0.00047951 | 0 | 0 |  | 1 | TRUE | wye
211 | LV_2586-2_0_4_load_221 | 259 | 0.0066027 | 0.0016548 | 0 | 0 |  | 1 | TRUE | wye
212 | LV_2586-2_0_4_load_222 | 260 | 0.0065502 | 0.0016416 | 0 | 0 |  | 1 | TRUE | wye
213 | LV_2586-2_0_4_load_244 | 262 | 0.0026436 | 0.00066255 | 0 | 0 |  | 1 | TRUE | wye
214 | LV_2586-2_0_4_load_226 | 263 | 0.0019806 | 0.00049638 | 0 | 0 |  | 1 | TRUE | wye
215 | LV_2586-2_0_4_load_228 | 264 | 0.001697 | 0.00042531 | 0 | 0 |  | 1 | TRUE | wye
216 | LV_2586-2_0_4_load_279 | 265 | 0.0067659 | 0.0016957 | 0 | 0 |  | 1 | TRUE | wye
217 | LV_2586-2_0_4_load_281 | 267 | 0.00074333 | 0.0001863 | 0 | 0 |  | 1 | TRUE | wye
218 | LV_2586-2_0_4_load_236 | 268 | 0.0047503 | 0.0011905 | 0 | 0 |  | 1 | TRUE | wye
219 | LV_2586-2_0_4_load_237 | 269 | 0.0016293 | 0.00040834 | 0 | 0 |  | 1 | TRUE | wye
220 | LV_2586-2_0_4_load_238 | 270 | 0.0056317 | 0.0014114 | 0 | 0 |  | 1 | TRUE | wye
221 | LV_2586-2_0_4_load_284 | 271 | 0.002152 | 0.00053934 | 0 | 0 |  | 1 | TRUE | wye
222 | LV_2586-2_0_4_load_285 | 272 | 0.0013283 | 0.00033289 | 0 | 0 |  | 1 | TRUE | wye
223 | LV_2586-2_0_4_load_252 | 273 | 0.0015456 | 0.00038735 | 0 | 0 |  | 1 | TRUE | wye
224 | LV_2586-2_0_4_load_282 | 274 | 0.0015921 | 0.00039901 | 0 | 0 |  | 1 | TRUE | wye
225 | LV_2586-2_0_4_load_267 | 275 | 0.0014872 | 0.00037272 | 0 | 0 |  | 1 | TRUE | wye
226 | LV_2586-2_0_4_load_283 | 276 | 0.001589 | 0.00039823 | 0 | 0 |  | 1 | TRUE | wye
227 | LV_2586-2_0_4_load_248 | 277 | 0.0011124 | 0.0002788 | 0 | 0 |  | 1 | TRUE | wye
228 | LV_2586-2_0_4_load_249 | 278 | 0.0014835 | 0.00037179 | 0 | 0 |  | 1 | TRUE | wye
229 | LV_2586-2_0_4_load_280 | 279 | 0.0021697 | 0.00054379 | 0 | 0 |  | 1 | TRUE | wye
230 | LV_2586-2_0_4_load_254 | 280 | 0.0047612 | 0.0011933 | 0 | 0 |  | 1 | TRUE | wye
231 | LV_2586-2_0_4_load_273 | 281 | 0.0023202 | 0.0005815 | 0 | 0 |  | 1 | TRUE | wye
232 | LV_2586-2_0_4_load_287 | 282 | 0.0015966 | 0.00040014 | 0 | 0 |  | 1 | TRUE | wye

## ext_grid
| name | bus | vm_pu | va_degree | slack_weight | in_service
0 |  | 98 | 1 | 0 | 1 | TRUE

## line
| name | std_type | from_bus | to_bus | length_km | r_ohm_per_km | x_ohm_per_km | c_nf_per_km | g_us_per_km | max_i_ka | df | parallel | type | in_service
0 | LV_2586-2_0_4_line_0 |  | 0 | 1 | 0.0056762 | 0.125 | 0.08 | 261 | 0 | 0.364 | 1 | 1 | cs | TRUE
1 | LV_2586-2_0_4_line_1 |  | 0 | 2 | 0.0078823 | 0.125 | 0.08 | 261 | 0 | 0.364 | 1 | 1 | cs | TRUE
2 | LV_2586-2_0_4_line_2 |  | 1 | 3 | 0.0021939 | 0.125 | 0.08 | 261 | 0 | 0.364 | 1 | 1 | cs | TRUE
3 | LV_2586-2_0_4_line_3 |  | 2 | 4 | 0.009423 | 0.125 | 0.08 | 261 | 0 | 0.364 | 1 | 1 | cs | TRUE
4 | LV_2586-2_0_4_line_4 |  | 3 | 5 | 0.0093268 | 0.125 | 0.08 | 261 | 0 | 0.364 | 1 | 1 | cs | TRUE
5 | LV_2586-2_0_4_line_5 |  | 4 | 6 | 0.00561 | 0.125 | 0.08 | 261 | 0 | 0.364 | 1 | 1 | cs | TRUE
6 | LV_2586-2_0_4_line_6 |  | 5 | 7 | 0.0055516 | 0.125 | 0.08 | 261 | 0 | 0.364 | 1 | 1 | cs | TRUE
7 | LV_2586-2_0_4_line_7 |  | 6 | 8 | 0.0024024 | 0.125 | 0.08 | 261 | 0 | 0.364 | 1 | 1 | cs | TRUE
8 | LV_2586-2_0_4_line_8 |  | 7 | 210 | 0.002441 | 0.125 | 0.08 | 261 | 0 | 0.364 | 1 | 1 | cs | TRUE
9 | LV_2586-2_0_4_line_9 |  | 8 | 194 | 0.0079139 | 0.125 | 0.08 | 261 | 0 | 0.364 | 1 | 1 | cs | TRUE
10 | LV_2586-2_0_4_line_10 |  | 9 | 10 | 0.0081483 | 0.125 | 0.08 | 261 | 0 | 0.364 | 1 | 1 | cs | TRUE
11 | LV_2586-2_0_4_line_11 |  | 9 | 11 | 0.00084666 | 0.125 | 0.08 | 261 | 0 | 0.364 | 1 | 1 | cs | TRUE
12 | LV_2586-2_0_4_line_12 |  | 10 | 12 | 0.00097179 | 0.125 | 0.08 | 261 | 0 | 0.364 | 1 | 1 | cs | TRUE
13 | LV_2586-2_0_4_line_13 |  | 11 | 13 | 0.013539 | 0.125 | 0.08 | 261 | 0 | 0.364 | 1 | 1 | cs | TRUE
14 | LV_2586-2_0_4_line_14 |  | 12 | 14 | 0.012326 | 0.125 | 0.08 | 261 | 0 | 0.364 | 1 | 1 | cs | TRUE
15 | LV_2586-2_0_4_line_15 |  | 13 | 15 | 0.0081748 | 0.125 | 0.08 | 261 | 0 | 0.364 | 1 | 1 | cs | TRUE
16 | LV_2586-2_0_4_line_16 |  | 13 | 16 | 0.047109 | 0.125 | 0.08 | 261 | 0 | 0.364 | 1 | 1 | cs | TRUE
17 | LV_2586-2_0_4_line_17 |  | 14 | 17 | 0.0015946 | 0.125 | 0.08 | 261 | 0 | 0.364 | 1 | 1 | cs | TRUE
18 | LV_2586-2_0_4_line_18 |  | 15 | 18 | 0.024553 | 0.125 | 0.08 | 261 | 0 | 0.364 | 1 | 1 | cs | TRUE
19 | LV_2586-2_0_4_line_19 |  | 17 | 236 | 0.0074725 | 0.125 | 0.08 | 261 | 0 | 0.364 | 1 | 1 | cs | TRUE
20 | LV_2586-2_0_4_line_20 |  | 18 | 208 | 0.0059856 | 0.125 | 0.08 | 261 | 0 | 0.364 | 1 | 1 | cs | TRUE
21 | LV_2586-2_0_4_line_21 |  | 19 | 20 | 0.015791 | 0.125 | 0.08 | 261 | 0 | 0.364 | 1 | 1 | cs | TRUE
22 | LV_2586-2_0_4_line_22 |  | 19 | 21 | 0.016149 | 0.125 | 0.08 | 261 | 0 | 0.364 | 1 | 1 | cs | TRUE
23 | LV_2586-2_0_4_line_23 |  | 20 | 22 | 0.01816 | 0.125 | 0.08 | 261 | 0 | 0.364 | 1 | 1 | cs | TRUE
24 | LV_2586-2_0_4_line_24 |  | 21 | 23 | 0.010377 | 0.125 | 0.08 | 261 | 0 | 0.364 | 1 | 1 | cs | TRUE
25 | LV_2586-2_0_4_line_25 |  | 22 | 24 | 0.07057 | 0.125 | 0.08 | 261 | 0 | 0.364 | 1 | 1 | cs | TRUE
26 | LV_2586-2_0_4_line_26 |  | 23 | 25 | 0.029101 | 0.125 | 0.08 | 261 | 0 | 0.364 | 1 | 1 | cs | TRUE
27 | LV_2586-2_0_4_line_27 |  | 24 | 26 | 0.016378 | 0.125 | 0.08 | 261 | 0 | 0.364 | 1 | 1 | cs | TRUE
28 | LV_2586-2_0_4_line_28 |  | 25 | 27 | 0.0028676 | 0.125 | 0.08 | 261 | 0 | 0.364 | 1 | 1 | cs | TRUE
29 | LV_2586-2_0_4_line_29 |  | 27 | 251 | 0.010398 | 0.125 | 0.08 | 261 | 0 | 0.364 | 1 | 1 | cs | TRUE
30 | LV_2586-2_0_4_line_30 |  | 28 | 29 | 0.0062356 | 0.125 | 0.08 | 261 | 0 | 0.364 | 1 | 1 | cs | TRUE
31 | LV_2586-2_0_4_line_31 |  | 28 | 30 | 0.0010397 | 0.125 | 0.08 | 261 | 0 | 0.364 | 1 | 1 | cs | TRUE
32 | LV_2586-2_0_4_line_32 |  | 29 | 31 | 0.0073112 | 0.125 | 0.08 | 261 | 0 | 0.364 | 1 | 1 | cs | TRUE
33 | LV_2586-2_0_4_line_33 |  | 30 | 32 | 0.014179 | 0.125 | 0.08 | 261 | 0 | 0.364 | 1 | 1 | cs | TRUE
34 | LV_2586-2_0_4_line_34 |  | 31 | 33 | 0.0020275 | 0.125 | 0.08 | 261 | 0 | 0.364 | 1 | 1 | cs | TRUE
35 | LV_2586-2_0_4_line_35 |  | 32 | 34 | 0.006027 | 0.125 | 0.08 | 261 | 0 | 0.364 | 1 | 1 | cs | TRUE
36 | LV_2586-2_0_4_line_36 |  | 33 | 35 | 0.0079195 | 0.125 | 0.08 | 261 | 0 | 0.364 | 1 | 1 | cs | TRUE
37 | LV_2586-2_0_4_line_37 |  | 34 | 36 | 0.0063001 | 0.125 | 0.08 | 261 | 0 | 0.364 | 1 | 1 | cs | TRUE
38 | LV_2586-2_0_4_line_38 |  | 35 | 210 | 0.0075754 | 0.125 | 0.08 | 261 | 0 | 0.364 | 1 | 1 | cs | TRUE
39 | LV_2586-2_0_4_line_39 |  | 36 | 180 | 0.010351 | 0.125 | 0.08 | 261 | 0 | 0.364 | 1 | 1 | cs | TRUE
40 | LV_2586-2_0_4_line_40 |  | 37 | 38 | 0.00016234 | 0.125 | 0.08 | 261 | 0 | 0.364 | 1 | 1 | cs | TRUE
41 | LV_2586-2_0_4_line_41 |  | 37 | 39 | 0.021388 | 0.125 | 0.08 | 261 | 0 | 0.364 | 1 | 1 | cs | TRUE
42 | LV_2586-2_0_4_line_42 |  | 38 | 40 | 0.0030964 | 0.125 | 0.08 | 261 | 0 | 0.364 | 1 | 1 | cs | TRUE
43 | LV_2586-2_0_4_line_43 |  | 39 | 41 | 0.017086 | 0.125 | 0.08 | 261 | 0 | 0.364 | 1 | 1 | cs | TRUE
44 | LV_2586-2_0_4_line_44 |  | 40 | 42 | 0.025335 | 0.125 | 0.08 | 261 | 0 | 0.364 | 1 | 1 | cs | TRUE
45 | LV_2586-2_0_4_line_45 |  | 41 | 43 | 0.025703 | 0.125 | 0.08 | 261 | 0 | 0.364 | 1 | 1 | cs | TRUE
46 | LV_2586-2_0_4_line_46 |  | 41 | 44 | 0.04434 | 0.125 | 0.08 | 261 | 0 | 0.364 | 1 | 1 | cs | TRUE
47 | LV_2586-2_0_4_line_47 |  | 41 | 45 | 0.0077982 | 0.125 | 0.08 | 261 | 0 | 0.364 | 1 | 1 | cs | TRUE
48 | LV_2586-2_0_4_line_48 |  | 42 | 47 | 0.00015076 | 0.125 | 0.08 | 261 | 0 | 0.364 | 1 | 1 | cs | TRUE
49 | LV_2586-2_0_4_line_49 |  | 43 | 46 | 0.039094 | 0.125 | 0.08 | 261 | 0 | 0.364 | 1 | 1 | cs | TRUE
50 | LV_2586-2_0_4_line_50 |  | 44 | 48 | 0.0013383 | 0.125 | 0.08 | 261 | 0 | 0.364 | 1 | 1 | cs | TRUE
51 | LV_2586-2_0_4_line_51 |  | 46 | 49 | 0.028614 | 0.125 | 0.08 | 261 | 0 | 0.364 | 1 | 1 | cs | TRUE
52 | LV_2586-2_0_4_line_52 |  | 47 | 50 | 0.0030887 | 0.125 | 0.08 | 261 | 0 | 0.364 | 1 | 1 | cs | TRUE
53 | LV_2586-2_0_4_line_53 |  | 48 | 160 | 0.0093493 | 0.125 | 0.08 | 261 | 0 | 0.364 | 1 | 1 | cs | TRUE
54 | LV_2586-2_0_4_line_54 |  | 49 | 195 | 0.065158 | 0.125 | 0.08 | 261 | 0 | 0.364 | 1 | 1 | cs | TRUE
55 | LV_2586-2_0_4_line_55 |  | 50 | 51 | 0.025383 | 0.125 | 0.08 | 261 | 0 | 0.364 | 1 | 1 | cs | TRUE
56 | LV_2586-2_0_4_line_56 |  | 51 | 52 | 0.00013627 | 0.125 | 0.08 | 261 | 0 | 0.364 | 1 | 1 | cs | TRUE
57 | LV_2586-2_0_4_line_57 |  | 52 | 53 | 0.0028682 | 0.125 | 0.08 | 261 | 0 | 0.364 | 1 | 1 | cs | TRUE
58 | LV_2586-2_0_4_line_58 |  | 53 | 54 | 0.00023315 | 0.125 | 0.08 | 261 | 0 | 0.364 | 1 | 1 | cs | TRUE
59 | LV_2586-2_0_4_line_59 |  | 55 | 56 | 0.024853 | 0.125 | 0.08 | 261 | 0 | 0.364 | 1 | 1 | cs | TRUE
60 | LV_2586-2_0_4_line_60 |  | 55 | 57 | 0.018472 | 0.125 | 0.08 | 261 | 0 | 0.364 | 1 | 1 | cs | TRUE
61 | LV_2586-2_0_4_line_61 |  | 56 | 58 | 0.017316 | 0.125 | 0.08 | 261 | 0 | 0.364 | 1 | 1 | cs | TRUE
62 | LV_2586-2_0_4_line_62 |  | 57 | 59 | 0.020193 | 0.125 | 0.08 | 261 | 0 | 0.364 | 1 | 1 | cs | TRUE
63 | LV_2586-2_0_4_line_63 |  | 57 | 60 | 0.03636 | 0.125 | 0.08 | 261 | 0 | 0.364 | 1 | 1 | cs | TRUE
64 | LV_2586-2_0_4_line_64 |  | 58 | 61 | 0.033275 | 0.125 | 0.08 | 261 | 0 | 0.364 | 1 | 1 | cs | TRUE
65 | LV_2586-2_0_4_line_65 |  | 58 | 62 | 0.01611 | 0.125 | 0.08 | 261 | 0 | 0.364 | 1 | 1 | cs | TRUE
66 | LV_2586-2_0_4_line_66 |  | 59 | 63 | 0.024071 | 0.125 | 0.08 | 261 | 0 | 0.364 | 1 | 1 | cs | TRUE
67 | LV_2586-2_0_4_line_67 |  | 60 | 64 | 0.021363 | 0.125 | 0.08 | 261 | 0 | 0.364 | 1 | 1 | cs | TRUE
68 | LV_2586-2_0_4_line_68 |  | 61 | 65 | 0.035325 | 0.125 | 0.08 | 261 | 0 | 0.364 | 1 | 1 | cs | TRUE
69 | LV_2586-2_0_4_line_69 |  | 61 | 66 | 0.010844 | 0.125 | 0.08 | 261 | 0 | 0.364 | 1 | 1 | cs | TRUE
70 | LV_2586-2_0_4_line_70 |  | 62 | 67 | 0.04184 | 0.125 | 0.08 | 261 | 0 | 0.364 | 1 | 1 | cs | TRUE
71 | LV_2586-2_0_4_line_71 |  | 63 | 68 | 0.028942 | 0.125 | 0.08 | 261 | 0 | 0.364 | 1 | 1 | cs | TRUE
72 | LV_2586-2_0_4_line_72 |  | 64 | 69 | 0.011348 | 0.125 | 0.08 | 261 | 0 | 0.364 | 1 | 1 | cs | TRUE
73 | LV_2586-2_0_4_line_73 |  | 66 | 217 | 0.0068636 | 0.125 | 0.08 | 261 | 0 | 0.364 | 1 | 1 | cs | TRUE
74 | LV_2586-2_0_4_line_74 |  | 66 | 214 | 0.015965 | 0.125 | 0.08 | 261 | 0 | 0.364 | 1 | 1 | cs | TRUE
75 | LV_2586-2_0_4_line_75 |  | 68 | 246 | 0.011338 | 0.125 | 0.08 | 261 | 0 | 0.364 | 1 | 2 | cs | TRUE
76 | LV_2586-2_0_4_line_76 |  | 68 | 251 | 0.022218 | 0.125 | 0.08 | 261 | 0 | 0.364 | 1 | 1 | cs | TRUE
77 | LV_2586-2_0_4_line_77 |  | 69 | 281 | 0.02251 | 0.125 | 0.08 | 261 | 0 | 0.364 | 1 | 1 | cs | TRUE
78 | LV_2586-2_0_4_line_78 |  | 69 | 228 | 0.02584 | 0.125 | 0.08 | 261 | 0 | 0.364 | 1 | 1 | cs | TRUE
79 | LV_2586-2_0_4_line_79 |  | 70 | 71 | 0.003914 | 0.125 | 0.08 | 261 | 0 | 0.364 | 1 | 1 | cs | TRUE
80 | LV_2586-2_0_4_line_80 |  | 70 | 72 | 0.01582 | 0.125 | 0.08 | 261 | 0 | 0.364 | 1 | 1 | cs | TRUE
81 | LV_2586-2_0_4_line_81 |  | 72 | 73 | 0.003247 | 0.125 | 0.08 | 261 | 0 | 0.364 | 1 | 1 | cs | TRUE
82 | LV_2586-2_0_4_line_82 |  | 72 | 74 | 0.010121 | 0.125 | 0.08 | 261 | 0 | 0.364 | 1 | 1 | cs | TRUE
83 | LV_2586-2_0_4_line_83 |  | 73 | 77 | 0.008213 | 0.125 | 0.08 | 261 | 0 | 0.364 | 1 | 4 | cs | TRUE
84 | LV_2586-2_0_4_line_84 |  | 73 | 78 | 0.032917 | 0.125 | 0.08 | 261 | 0 | 0.364 | 1 | 4 | cs | TRUE
85 | LV_2586-2_0_4_line_85 |  | 74 | 81 | 0.011772 | 0.125 | 0.08 | 261 | 0 | 0.364 | 1 | 1 | cs | TRUE
86 | LV_2586-2_0_4_line_86 |  | 75 | 76 | 0.0048747 | 0.125 | 0.08 | 261 | 0 | 0.364 | 1 | 1 | cs | TRUE
87 | LV_2586-2_0_4_line_87 |  | 76 | 82 | 0.024579 | 0.125 | 0.08 | 261 | 0 | 0.364 | 1 | 1 | cs | TRUE
88 | LV_2586-2_0_4_line_88 |  | 77 | 79 | 0.022549 | 0.125 | 0.08 | 261 | 0 | 0.364 | 1 | 4 | cs | TRUE
89 | LV_2586-2_0_4_line_89 |  | 77 | 80 | 0.040779 | 0.125 | 0.08 | 261 | 0 | 0.364 | 1 | 1 | cs | TRUE
90 | LV_2586-2_0_4_line_90 |  | 78 | 83 | 0.02078 | 0.125 | 0.08 | 261 | 0 | 0.364 | 1 | 4 | cs | TRUE
91 | LV_2586-2_0_4_line_91 |  | 79 | 84 | 0.031011 | 0.125 | 0.08 | 261 | 0 | 0.364 | 1 | 4 | cs | TRUE
92 | LV_2586-2_0_4_line_92 |  | 80 | 85 | 0.058659 | 0.125 | 0.08 | 261 | 0 | 0.364 | 1 | 1 | cs | TRUE
93 | LV_2586-2_0_4_line_93 |  | 81 | 86 | 0.0012088 | 0.125 | 0.08 | 261 | 0 | 0.364 | 1 | 1 | cs | TRUE
94 | LV_2586-2_0_4_line_94 |  | 82 | 87 | 0.0047787 | 0.125 | 0.08 | 261 | 0 | 0.364 | 1 | 1 | cs | TRUE
95 | LV_2586-2_0_4_line_95 |  | 83 | 177 | 0.02122 | 0.125 | 0.08 | 261 | 0 | 0.364 | 1 | 4 | cs | TRUE
96 | LV_2586-2_0_4_line_96 |  | 84 | 107 | 0.010535 | 0.125 | 0.08 | 261 | 0 | 0.364 | 1 | 4 | cs | TRUE
97 | LV_2586-2_0_4_line_97 |  | 85 | 231 | 0.013869 | 0.125 | 0.08 | 261 | 0 | 0.364 | 1 | 1 | cs | TRUE
98 | LV_2586-2_0_4_line_98 |  | 85 | 229 | 0.015609 | 0.125 | 0.08 | 261 | 0 | 0.364 | 1 | 1 | cs | TRUE
99 | LV_2586-2_0_4_line_99 |  | 86 | 211 | 0.0045752 | 0.125 | 0.08 | 261 | 0 | 0.364 | 1 | 1 | cs | TRUE
100 | LV_2586-2_0_4_line_100 |  | 87 | 88 | 0.0047858 | 0.125 | 0.08 | 261 | 0 | 0.364 | 1 | 1 | cs | TRUE
101 | LV_2586-2_0_4_line_101 |  | 88 | 240 | 0.040388 | 0.125 | 0.08 | 261 | 0 | 0.364 | 1 | 1 | cs | TRUE
102 | LV_2586-2_0_4_line_102 |  | 89 | 90 | 0.024069 | 0.125 | 0.08 | 261 | 0 | 0.364 | 1 | 1 | cs | TRUE
103 | LV_2586-2_0_4_line_103 |  | 89 | 91 | 0.029139 | 0.125 | 0.08 | 261 | 0 | 0.364 | 1 | 1 | cs | TRUE
104 | LV_2586-2_0_4_line_104 |  | 90 | 92 | 0.017292 | 0.125 | 0.08 | 261 | 0 | 0.364 | 1 | 1 | cs | TRUE
105 | LV_2586-2_0_4_line_105 |  | 91 | 93 | 0.022606 | 0.125 | 0.08 | 261 | 0 | 0.364 | 1 | 1 | cs | TRUE
106 | LV_2586-2_0_4_line_106 |  | 92 | 94 | 0.003608 | 0.125 | 0.08 | 261 | 0 | 0.364 | 1 | 4 | cs | TRUE
107 | LV_2586-2_0_4_line_107 |  | 92 | 95 | 0.016698 | 0.125 | 0.08 | 261 | 0 | 0.364 | 1 | 4 | cs | TRUE
108 | LV_2586-2_0_4_line_108 |  | 94 | 96 | 0.029069 | 0.125 | 0.08 | 261 | 0 | 0.364 | 1 | 4 | cs | TRUE
109 | LV_2586-2_0_4_line_109 |  | 95 | 100 | 0.026465 | 0.125 | 0.08 | 261 | 0 | 0.364 | 1 | 4 | cs | TRUE
110 | LV_2586-2_0_4_line_110 |  | 96 | 99 | 0.018118 | 0.125 | 0.08 | 261 | 0 | 0.364 | 1 | 4 | cs | TRUE
111 | LV_2586-2_0_4_line_111 |  | 97 | 98 | 0.024756 | 0.125 | 0.08 | 261 | 0 | 0.364 | 1 | 4 | cs | TRUE
112 | LV_2586-2_0_4_line_112 |  | 97 | 99 | 0.00353 | 0.125 | 0.08 | 261 | 0 | 0.364 | 1 | 4 | cs | TRUE
113 | LV_2586-2_0_4_line_113 |  | 99 | 252 | 0.012746 | 0.125 | 0.08 | 261 | 0 | 0.364 | 1 | 4 | cs | TRUE
114 | LV_2586-2_0_4_line_114 |  | 100 | 173 | 0.015121 | 0.125 | 0.08 | 261 | 0 | 0.364 | 1 | 4 | cs | TRUE
115 | LV_2586-2_0_4_line_115 |  | 100 | 171 | 0.020564 | 0.125 | 0.08 | 261 | 0 | 0.364 | 1 | 1 | cs | TRUE
116 | LV_2586-2_0_4_line_116 |  | 101 | 102 | 0.015115 | 0.125 | 0.08 | 261 | 0 | 0.364 | 1 | 4 | cs | TRUE
117 | LV_2586-2_0_4_line_117 |  | 101 | 103 | 0.0019352 | 0.125 | 0.08 | 261 | 0 | 0.364 | 1 | 4 | cs | TRUE
118 | LV_2586-2_0_4_line_118 |  | 102 | 104 | 0.010483 | 0.125 | 0.08 | 261 | 0 | 0.364 | 1 | 4 | cs | TRUE
119 | LV_2586-2_0_4_line_119 |  | 103 | 105 | 0.010583 | 0.125 | 0.08 | 261 | 0 | 0.364 | 1 | 4 | cs | TRUE
120 | LV_2586-2_0_4_line_120 |  | 104 | 106 | 0.0028595 | 0.125 | 0.08 | 261 | 0 | 0.364 | 1 | 4 | cs | TRUE
121 | LV_2586-2_0_4_line_121 |  | 105 | 107 | 0.0068515 | 0.125 | 0.08 | 261 | 0 | 0.364 | 1 | 4 | cs | TRUE
122 | LV_2586-2_0_4_line_122 |  | 106 | 108 | 0.014286 | 0.125 | 0.08 | 261 | 0 | 0.364 | 1 | 3 | cs | TRUE
123 | LV_2586-2_0_4_line_123 |  | 108 | 118 | 0.0080123 | 0.125 | 0.08 | 261 | 0 | 0.364 | 1 | 1 | cs | TRUE
124 | LV_2586-2_0_4_line_124 |  | 109 | 110 | 0.0044716 | 0.125 | 0.08 | 261 | 0 | 0.364 | 1 | 1 | cs | TRUE
125 | LV_2586-2_0_4_line_125 |  | 109 | 111 | 0.0042511 | 0.125 | 0.08 | 261 | 0 | 0.364 | 1 | 1 | cs | TRUE
126 | LV_2586-2_0_4_line_126 |  | 110 | 112 | 0.0072508 | 0.125 | 0.08 | 261 | 0 | 0.364 | 1 | 1 | cs | TRUE
127 | LV_2586-2_0_4_line_127 |  | 111 | 113 | 0.0049184 | 0.125 | 0.08 | 261 | 0 | 0.364 | 1 | 1 | cs | TRUE
128 | LV_2586-2_0_4_line_128 |  | 112 | 114 | 0.0050685 | 0.125 | 0.08 | 261 | 0 | 0.364 | 1 | 1 | cs | TRUE
129 | LV_2586-2_0_4_line_129 |  | 114 | 115 | 0.0039668 | 0.125 | 0.08 | 261 | 0 | 0.364 | 1 | 1 | cs | TRUE
130 | LV_2586-2_0_4_line_130 |  | 115 | 125 | 0.0033459 | 0.125 | 0.08 | 261 | 0 | 0.364 | 1 | 1 | cs | TRUE
131 | LV_2586-2_0_4_line_131 |  | 116 | 117 | 0.0072961 | 0.125 | 0.08 | 261 | 0 | 0.364 | 1 | 1 | cs | TRUE
132 | LV_2586-2_0_4_line_132 |  | 116 | 118 | 0.012198 | 0.125 | 0.08 | 261 | 0 | 0.364 | 1 | 1 | cs | TRUE
133 | LV_2586-2_0_4_line_133 |  | 117 | 119 | 0.0062396 | 0.125 | 0.08 | 261 | 0 | 0.364 | 1 | 1 | cs | TRUE
134 | LV_2586-2_0_4_line_134 |  | 118 | 120 | 0.043546 | 0.125 | 0.08 | 261 | 0 | 0.364 | 1 | 1 | cs | TRUE
135 | LV_2586-2_0_4_line_135 |  | 119 | 121 | 0.00012351 | 0.125 | 0.08 | 261 | 0 | 0.364 | 1 | 1 | cs | TRUE
136 | LV_2586-2_0_4_line_136 |  | 120 | 122 | 0.017848 | 0.125 | 0.08 | 261 | 0 | 0.364 | 1 | 1 | cs | TRUE
137 | LV_2586-2_0_4_line_137 |  | 121 | 123 | 0.0064728 | 0.125 | 0.08 | 261 | 0 | 0.364 | 1 | 1 | cs | TRUE
138 | LV_2586-2_0_4_line_138 |  | 122 | 124 | 0.00013001 | 0.125 | 0.08 | 261 | 0 | 0.364 | 1 | 1 | cs | TRUE
139 | LV_2586-2_0_4_line_139 |  | 123 | 137 | 0.024834 | 0.125 | 0.08 | 261 | 0 | 0.364 | 1 | 1 | cs | TRUE
140 | LV_2586-2_0_4_line_140 |  | 124 | 223 | 0.020464 | 0.125 | 0.08 | 261 | 0 | 0.364 | 1 | 1 | cs | TRUE
141 | LV_2586-2_0_4_line_141 |  | 124 | 261 | 0.025824 | 0.125 | 0.08 | 261 | 0 | 0.364 | 1 | 1 | cs | TRUE
142 | LV_2586-2_0_4_line_142 |  | 125 | 126 | 0.015078 | 0.125 | 0.08 | 261 | 0 | 0.364 | 1 | 1 | cs | TRUE
143 | LV_2586-2_0_4_line_143 |  | 126 | 127 | 0.015491 | 0.125 | 0.08 | 261 | 0 | 0.364 | 1 | 1 | cs | TRUE
144 | LV_2586-2_0_4_line_144 |  | 127 | 128 | 0.0086645 | 0.125 | 0.08 | 261 | 0 | 0.364 | 1 | 1 | cs | TRUE
145 | LV_2586-2_0_4_line_145 |  | 128 | 233 | 0.00067165 | 0.125 | 0.08 | 261 | 0 | 0.364 | 1 | 1 | cs | TRUE
146 | LV_2586-2_0_4_line_146 |  | 129 | 130 | 0.00085444 | 0.125 | 0.08 | 261 | 0 | 0.364 | 1 | 1 | cs | TRUE
147 | LV_2586-2_0_4_line_147 |  | 129 | 131 | 2.1912e-05 | 0.125 | 0.08 | 261 | 0 | 0.364 | 1 | 1 | cs | TRUE
148 | LV_2586-2_0_4_line_148 |  | 130 | 132 | 0.0011526 | 0.125 | 0.08 | 261 | 0 | 0.364 | 1 | 1 | cs | TRUE
149 | LV_2586-2_0_4_line_149 |  | 131 | 133 | 0.0020104 | 0.125 | 0.08 | 261 | 0 | 0.364 | 1 | 1 | cs | TRUE
150 | LV_2586-2_0_4_line_150 |  | 132 | 134 | 0.041793 | 0.125 | 0.08 | 261 | 0 | 0.364 | 1 | 1 | cs | TRUE
151 | LV_2586-2_0_4_line_151 |  | 133 | 135 | 1.9294e-05 | 0.125 | 0.08 | 261 | 0 | 0.364 | 1 | 1 | cs | TRUE
152 | LV_2586-2_0_4_line_152 |  | 134 | 136 | 0.019688 | 0.125 | 0.08 | 261 | 0 | 0.364 | 1 | 1 | cs | TRUE
153 | LV_2586-2_0_4_line_153 |  | 135 | 137 | 0.0043455 | 0.125 | 0.08 | 261 | 0 | 0.364 | 1 | 1 | cs | TRUE
154 | LV_2586-2_0_4_line_154 |  | 136 | 176 | 0.02632 | 0.125 | 0.08 | 261 | 0 | 0.364 | 1 | 1 | cs | TRUE
155 | LV_2586-2_0_4_line_155 |  | 138 | 139 | 0.015751 | 0.125 | 0.08 | 261 | 0 | 0.364 | 1 | 1 | cs | TRUE
156 | LV_2586-2_0_4_line_156 |  | 138 | 140 | 0.032468 | 0.125 | 0.08 | 261 | 0 | 0.364 | 1 | 1 | cs | TRUE
157 | LV_2586-2_0_4_line_157 |  | 139 | 141 | 0.01074 | 0.125 | 0.08 | 261 | 0 | 0.364 | 1 | 4 | cs | TRUE
158 | LV_2586-2_0_4_line_158 |  | 139 | 142 | 0.028846 | 0.125 | 0.08 | 261 | 0 | 0.364 | 1 | 4 | cs | TRUE
159 | LV_2586-2_0_4_line_159 |  | 140 | 143 | 0.011749 | 0.125 | 0.08 | 261 | 0 | 0.364 | 1 | 1 | cs | TRUE
160 | LV_2586-2_0_4_line_160 |  | 140 | 144 | 0.011278 | 0.125 | 0.08 | 261 | 0 | 0.364 | 1 | 1 | cs | TRUE
161 | LV_2586-2_0_4_line_161 |  | 141 | 145 | 0.016017 | 0.125 | 0.08 | 261 | 0 | 0.364 | 1 | 4 | cs | TRUE
162 | LV_2586-2_0_4_line_162 |  | 141 | 146 | 0.046171 | 0.125 | 0.08 | 261 | 0 | 0.364 | 1 | 1 | cs | TRUE
163 | LV_2586-2_0_4_line_163 |  | 142 | 147 | 0.030408 | 0.125 | 0.08 | 261 | 0 | 0.364 | 1 | 4 | cs | TRUE
164 | LV_2586-2_0_4_line_164 |  | 144 | 148 | 0.018599 | 0.125 | 0.08 | 261 | 0 | 0.364 | 1 | 1 | cs | TRUE
165 | LV_2586-2_0_4_line_165 |  | 145 | 149 | 0.0048462 | 0.125 | 0.08 | 261 | 0 | 0.364 | 1 | 4 | cs | TRUE
166 | LV_2586-2_0_4_line_166 |  | 147 | 150 | 0.046229 | 0.125 | 0.08 | 261 | 0 | 0.364 | 1 | 4 | cs | TRUE
167 | LV_2586-2_0_4_line_167 |  | 148 | 151 | 0.0010943 | 0.125 | 0.08 | 261 | 0 | 0.364 | 1 | 1 | cs | TRUE
168 | LV_2586-2_0_4_line_168 |  | 149 | 235 | 0.018127 | 0.125 | 0.08 | 261 | 0 | 0.364 | 1 | 4 | cs | TRUE
169 | LV_2586-2_0_4_line_169 |  | 150 | 275 | 0.028477 | 0.125 | 0.08 | 261 | 0 | 0.364 | 1 | 4 | cs | TRUE
170 | LV_2586-2_0_4_line_170 |  | 151 | 277 | 0.018448 | 0.125 | 0.08 | 261 | 0 | 0.364 | 1 | 1 | cs | TRUE
171 | LV_2586-2_0_4_line_171 |  | 152 | 153 | 0.0081404 | 0.125 | 0.08 | 261 | 0 | 0.364 | 1 | 1 | cs | TRUE
172 | LV_2586-2_0_4_line_172 |  | 152 | 154 | 0.25791 | 0.125 | 0.08 | 261 | 0 | 0.364 | 1 | 1 | cs | TRUE
173 | LV_2586-2_0_4_line_173 |  | 153 | 155 | 0.016235 | 0.125 | 0.08 | 261 | 0 | 0.364 | 1 | 1 | cs | TRUE
174 | LV_2586-2_0_4_line_174 |  | 154 | 156 | 0.046883 | 0.125 | 0.08 | 261 | 0 | 0.364 | 1 | 1 | cs | TRUE
175 | LV_2586-2_0_4_line_175 |  | 155 | 158 | 0.0205 | 0.125 | 0.08 | 261 | 0 | 0.364 | 1 | 1 | cs | TRUE
176 | LV_2586-2_0_4_line_176 |  | 156 | 157 | 0.074471 | 0.125 | 0.08 | 261 | 0 | 0.364 | 1 | 1 | cs | TRUE
177 | LV_2586-2_0_4_line_177 |  | 158 | 159 | 0.029002 | 0.125 | 0.08 | 261 | 0 | 0.364 | 1 | 1 | cs | TRUE
178 | LV_2586-2_0_4_line_178 |  | 159 | 229 | 0.022766 | 0.125 | 0.08 | 261 | 0 | 0.364 | 1 | 1 | cs | TRUE
179 | LV_2586-2_0_4_line_179 |  | 160 | 161 | 0.0042188 | 0.125 | 0.08 | 261 | 0 | 0.364 | 1 | 1 | cs | TRUE
180 | LV_2586-2_0_4_line_180 |  | 161 | 162 | 0.035909 | 0.125 | 0.08 | 261 | 0 | 0.364 | 1 | 1 | cs | TRUE
181 | LV_2586-2_0_4_line_181 |  | 162 | 163 | 0.014874 | 0.125 | 0.08 | 261 | 0 | 0.364 | 1 | 1 | cs | TRUE
182 | LV_2586-2_0_4_line_182 |  | 163 | 172 | 0.057843 | 0.125 | 0.08 | 261 | 0 | 0.364 | 1 | 1 | cs | TRUE
183 | LV_2586-2_0_4_line_183 |  | 164 | 165 | 0.0054168 | 0.125 | 0.08 | 261 | 0 | 0.364 | 1 | 1 | cs | TRUE
184 | LV_2586-2_0_4_line_184 |  | 165 | 166 | 0.005213 | 0.125 | 0.08 | 261 | 0 | 0.364 | 1 | 1 | cs | TRUE
185 | LV_2586-2_0_4_line_185 |  | 166 | 167 | 0.0061288 | 0.125 | 0.08 | 261 | 0 | 0.364 | 1 | 1 | cs | TRUE
186 | LV_2586-2_0_4_line_186 |  | 167 | 168 | 0.0054143 | 0.125 | 0.08 | 261 | 0 | 0.364 | 1 | 1 | cs | TRUE
187 | LV_2586-2_0_4_line_187 |  | 168 | 221 | 0.011383 | 0.125 | 0.08 | 261 | 0 | 0.364 | 1 | 1 | cs | TRUE
188 | LV_2586-2_0_4_line_188 |  | 169 | 170 | 0.0019286 | 0.125 | 0.08 | 261 | 0 | 0.364 | 1 | 1 | cs | TRUE
189 | LV_2586-2_0_4_line_189 |  | 169 | 171 | 0.025731 | 0.125 | 0.08 | 261 | 0 | 0.364 | 1 | 1 | cs | TRUE
190 | LV_2586-2_0_4_line_190 |  | 170 | 172 | 0.03331 | 0.125 | 0.08 | 261 | 0 | 0.364 | 1 | 1 | cs | TRUE
191 | LV_2586-2_0_4_line_191 |  | 173 | 174 | 0.0040664 | 0.125 | 0.08 | 261 | 0 | 0.364 | 1 | 4 | cs | TRUE
192 | LV_2586-2_0_4_line_192 |  | 174 | 175 | 0.012557 | 0.125 | 0.08 | 261 | 0 | 0.364 | 1 | 4 | cs | TRUE
193 | LV_2586-2_0_4_line_193 |  | 175 | 201 | 0.041952 | 0.125 | 0.08 | 261 | 0 | 0.364 | 1 | 4 | cs | TRUE
194 | LV_2586-2_0_4_line_194 |  | 176 | 186 | 0.01494 | 0.125 | 0.08 | 261 | 0 | 0.364 | 1 | 1 | cs | TRUE
195 | LV_2586-2_0_4_line_195 |  | 177 | 178 | 0.017578 | 0.125 | 0.08 | 261 | 0 | 0.364 | 1 | 4 | cs | TRUE
196 | LV_2586-2_0_4_line_196 |  | 178 | 179 | 0.0091649 | 0.125 | 0.08 | 261 | 0 | 0.364 | 1 | 4 | cs | TRUE
197 | LV_2586-2_0_4_line_197 |  | 179 | 280 | 0.024595 | 0.125 | 0.08 | 261 | 0 | 0.364 | 1 | 4 | cs | TRUE
198 | LV_2586-2_0_4_line_198 |  | 180 | 181 | 0.0032541 | 0.125 | 0.08 | 261 | 0 | 0.364 | 1 | 1 | cs | TRUE
199 | LV_2586-2_0_4_line_199 |  | 181 | 182 | 0.0063024 | 0.125 | 0.08 | 261 | 0 | 0.364 | 1 | 1 | cs | TRUE
200 | LV_2586-2_0_4_line_200 |  | 182 | 183 | 0.01172 | 0.125 | 0.08 | 261 | 0 | 0.364 | 1 | 1 | cs | TRUE
201 | LV_2586-2_0_4_line_201 |  | 183 | 184 | 0.01816 | 0.125 | 0.08 | 261 | 0 | 0.364 | 1 | 1 | cs | TRUE
202 | LV_2586-2_0_4_line_202 |  | 183 | 185 | 0.016623 | 0.125 | 0.08 | 261 | 0 | 0.364 | 1 | 1 | cs | TRUE
203 | LV_2586-2_0_4_line_203 |  | 184 | 203 | 0.007617 | 0.125 | 0.08 | 261 | 0 | 0.364 | 1 | 3 | cs | TRUE
204 | LV_2586-2_0_4_line_204 |  | 184 | 197 | 0.022084 | 0.125 | 0.08 | 261 | 0 | 0.364 | 1 | 1 | cs | TRUE
205 | LV_2586-2_0_4_line_205 |  | 185 | 198 | 0.033883 | 0.125 | 0.08 | 261 | 0 | 0.364 | 1 | 1 | cs | TRUE
206 | LV_2586-2_0_4_line_206 |  | 186 | 187 | 0.029998 | 0.125 | 0.08 | 261 | 0 | 0.364 | 1 | 1 | cs | TRUE
207 | LV_2586-2_0_4_line_207 |  | 187 | 188 | 0.013717 | 0.125 | 0.08 | 261 | 0 | 0.364 | 1 | 1 | cs | TRUE
208 | LV_2586-2_0_4_line_208 |  | 188 | 189 | 0.016455 | 0.125 | 0.08 | 261 | 0 | 0.364 | 1 | 1 | cs | TRUE
209 | LV_2586-2_0_4_line_209 |  | 188 | 190 | 0.013845 | 0.125 | 0.08 | 261 | 0 | 0.364 | 1 | 1 | cs | TRUE
210 | LV_2586-2_0_4_line_210 |  | 189 | 191 | 0.00084787 | 0.125 | 0.08 | 261 | 0 | 0.364 | 1 | 1 | cs | TRUE
211 | LV_2586-2_0_4_line_211 |  | 190 | 192 | 0.0077069 | 0.125 | 0.08 | 261 | 0 | 0.364 | 1 | 1 | cs | TRUE
212 | LV_2586-2_0_4_line_212 |  | 191 | 193 | 0.014997 | 0.125 | 0.08 | 261 | 0 | 0.364 | 1 | 1 | cs | TRUE
213 | LV_2586-2_0_4_line_213 |  | 193 | 257 | 0.00048162 | 0.125 | 0.08 | 261 | 0 | 0.364 | 1 | 1 | cs | TRUE
214 | LV_2586-2_0_4_line_214 |  | 194 | 265 | 0.051418 | 0.125 | 0.08 | 261 | 0 | 0.364 | 1 | 1 | cs | TRUE
215 | LV_2586-2_0_4_line_215 |  | 194 | 263 | 0.019643 | 0.125 | 0.08 | 261 | 0 | 0.364 | 1 | 1 | cs | TRUE
216 | LV_2586-2_0_4_line_216 |  | 196 | 197 | 0.023228 | 0.125 | 0.08 | 261 | 0 | 0.364 | 1 | 1 | cs | TRUE
217 | LV_2586-2_0_4_line_217 |  | 198 | 199 | 0.011732 | 0.125 | 0.08 | 261 | 0 | 0.364 | 1 | 1 | cs | TRUE
218 | LV_2586-2_0_4_line_218 |  | 199 | 204 | 0.02619 | 0.125 | 0.08 | 261 | 0 | 0.364 | 1 | 1 | cs | TRUE
219 | LV_2586-2_0_4_line_219 |  | 200 | 201 | 0.00814 | 0.125 | 0.08 | 261 | 0 | 0.364 | 1 | 1 | cs | TRUE
220 | LV_2586-2_0_4_line_220 |  | 200 | 202 | 0.018074 | 0.125 | 0.08 | 261 | 0 | 0.364 | 1 | 1 | cs | TRUE
221 | LV_2586-2_0_4_line_221 |  | 201 | 203 | 0.016235 | 0.125 | 0.08 | 261 | 0 | 0.364 | 1 | 4 | cs | TRUE
222 | LV_2586-2_0_4_line_222 |  | 203 | 209 | 0.046251 | 0.125 | 0.08 | 261 | 0 | 0.364 | 1 | 4 | cs | TRUE
223 | LV_2586-2_0_4_line_223 |  | 204 | 205 | 0.012995 | 0.125 | 0.08 | 261 | 0 | 0.364 | 1 | 1 | cs | TRUE
224 | LV_2586-2_0_4_line_224 |  | 205 | 206 | 0.025211 | 0.125 | 0.08 | 261 | 0 | 0.364 | 1 | 1 | cs | TRUE
225 | LV_2586-2_0_4_line_225 |  | 207 | 208 | 0.010894 | 0.125 | 0.08 | 261 | 0 | 0.364 | 1 | 1 | cs | TRUE
226 | LV_2586-2_0_4_line_226 |  | 209 | 248 | 0.035997 | 0.125 | 0.08 | 261 | 0 | 0.364 | 1 | 4 | cs | TRUE
227 | LV_2586-2_0_4_line_227 |  | 211 | 212 | 0.003683 | 0.125 | 0.08 | 261 | 0 | 0.364 | 1 | 1 | cs | TRUE
228 | LV_2586-2_0_4_line_228 |  | 212 | 213 | 0.0086529 | 0.125 | 0.08 | 261 | 0 | 0.364 | 1 | 1 | cs | TRUE
229 | LV_2586-2_0_4_line_229 |  | 214 | 215 | 0.00031322 | 0.125 | 0.08 | 261 | 0 | 0.364 | 1 | 1 | cs | TRUE
230 | LV_2586-2_0_4_line_230 |  | 215 | 216 | 0.00066115 | 0.125 | 0.08 | 261 | 0 | 0.364 | 1 | 1 | cs | TRUE
231 | LV_2586-2_0_4_line_231 |  | 216 | 218 | 0.0014026 | 0.125 | 0.08 | 261 | 0 | 0.364 | 1 | 1 | cs | TRUE
232 | LV_2586-2_0_4_line_232 |  | 217 | 219 | 0.022437 | 0.125 | 0.08 | 261 | 0 | 0.364 | 1 | 1 | cs | TRUE
233 | LV_2586-2_0_4_line_233 |  | 219 | 220 | 0.0054654 | 0.125 | 0.08 | 261 | 0 | 0.364 | 1 | 1 | cs | TRUE
234 | LV_2586-2_0_4_line_234 |  | 220 | 242 | 0.012045 | 0.125 | 0.08 | 261 | 0 | 0.364 | 1 | 1 | cs | TRUE
235 | LV_2586-2_0_4_line_235 |  | 221 | 222 | 0.0054578 | 0.125 | 0.08 | 261 | 0 | 0.364 | 1 | 1 | cs | TRUE
236 | LV_2586-2_0_4_line_236 |  | 222 | 223 | 0.015182 | 0.125 | 0.08 | 261 | 0 | 0.364 | 1 | 1 | cs | TRUE
237 | LV_2586-2_0_4_line_237 |  | 224 | 225 | 0.0025883 | 0.125 | 0.08 | 261 | 0 | 0.364 | 1 | 1 | cs | TRUE
238 | LV_2586-2_0_4_line_238 |  | 224 | 226 | 0.013504 | 0.125 | 0.08 | 261 | 0 | 0.364 | 1 | 1 | cs | TRUE
239 | LV_2586-2_0_4_line_239 |  | 226 | 227 | 0.0091644 | 0.125 | 0.08 | 261 | 0 | 0.364 | 1 | 1 | cs | TRUE
240 | LV_2586-2_0_4_line_240 |  | 227 | 228 | 0.043717 | 0.125 | 0.08 | 261 | 0 | 0.364 | 1 | 1 | cs | TRUE
241 | LV_2586-2_0_4_line_241 |  | 229 | 230 | 0.016374 | 0.125 | 0.08 | 261 | 0 | 0.364 | 1 | 1 | cs | TRUE
242 | LV_2586-2_0_4_line_242 |  | 230 | 232 | 0.015529 | 0.125 | 0.08 | 261 | 0 | 0.364 | 1 | 1 | cs | TRUE
243 | LV_2586-2_0_4_line_243 |  | 231 | 233 | 0.017976 | 0.125 | 0.08 | 261 | 0 | 0.364 | 1 | 1 | cs | TRUE
244 | LV_2586-2_0_4_line_244 |  | 232 | 234 | 0.0074479 | 0.125 | 0.08 | 261 | 0 | 0.364 | 1 | 1 | cs | TRUE
245 | LV_2586-2_0_4_line_245 |  | 234 | 256 | 0.0067685 | 0.125 | 0.08 | 261 | 0 | 0.364 | 1 | 1 | cs | TRUE
246 | LV_2586-2_0_4_line_246 |  | 235 | 244 | 0.0020429 | 0.125 | 0.08 | 261 | 0 | 0.364 | 1 | 4 | cs | TRUE
247 | LV_2586-2_0_4_line_247 |  | 236 | 237 | 0.00047427 | 0.125 | 0.08 | 261 | 0 | 0.364 | 1 | 1 | cs | TRUE
248 | LV_2586-2_0_4_line_248 |  | 237 | 238 | 0.011765 | 0.125 | 0.08 | 261 | 0 | 0.364 | 1 | 1 | cs | TRUE
249 | LV_2586-2_0_4_line_249 |  | 238 | 239 | 0.0013307 | 0.125 | 0.08 | 261 | 0 | 0.364 | 1 | 1 | cs | TRUE
250 | LV_2586-2_0_4_line_250 |  | 239 | 257 | 0.0076502 | 0.125 | 0.08 | 261 | 0 | 0.364 | 1 | 1 | cs | TRUE
251 | LV_2586-2_0_4_line_251 |  | 240 | 241 | 0.003492 | 0.125 | 0.08 | 261 | 0 | 0.364 | 1 | 1 | cs | TRUE
252 | LV_2586-2_0_4_line_252 |  | 241 | 252 | 0.013377 | 0.125 | 0.08 | 261 | 0 | 0.364 | 1 | 4 | cs | TRUE
253 | LV_2586-2_0_4_line_253 |  | 241 | 280 | 0.02795 | 0.125 | 0.08 | 261 | 0 | 0.364 | 1 | 4 | cs | TRUE
254 | LV_2586-2_0_4_line_254 |  | 242 | 243 | 0.0054866 | 0.125 | 0.08 | 261 | 0 | 0.364 | 1 | 1 | cs | TRUE
255 | LV_2586-2_0_4_line_255 |  | 244 | 245 | 0.017153 | 0.125 | 0.08 | 261 | 0 | 0.364 | 1 | 4 | cs | TRUE
256 | LV_2586-2_0_4_line_256 |  | 245 | 246 | 0.013775 | 0.125 | 0.08 | 261 | 0 | 0.364 | 1 | 2 | cs | TRUE
257 | LV_2586-2_0_4_line_257 |  | 246 | 247 | 0.013411 | 0.125 | 0.08 | 261 | 0 | 0.364 | 1 | 1 | cs | TRUE
258 | LV_2586-2_0_4_line_258 |  | 247 | 258 | 0.0067126 | 0.125 | 0.08 | 261 | 0 | 0.364 | 1 | 1 | cs | TRUE
259 | LV_2586-2_0_4_line_259 |  | 248 | 273 | 0.020347 | 0.125 | 0.08 | 261 | 0 | 0.364 | 1 | 4 | cs | TRUE
260 | LV_2586-2_0_4_line_260 |  | 248 | 274 | 0.0096612 | 0.125 | 0.08 | 261 | 0 | 0.364 | 1 | 1 | cs | TRUE
261 | LV_2586-2_0_4_line_261 |  | 249 | 250 | 0.0091674 | 0.125 | 0.08 | 261 | 0 | 0.364 | 1 | 1 | cs | TRUE
262 | LV_2586-2_0_4_line_262 |  | 250 | 259 | 0.054394 | 0.125 | 0.08 | 261 | 0 | 0.364 | 1 | 1 | cs | TRUE
263 | LV_2586-2_0_4_line_263 |  | 253 | 254 | 0.0060802 | 0.125 | 0.08 | 261 | 0 | 0.364 | 1 | 1 | cs | TRUE
264 | LV_2586-2_0_4_line_264 |  | 253 | 255 | 0.0013467 | 0.125 | 0.08 | 261 | 0 | 0.364 | 1 | 1 | cs | TRUE
265 | LV_2586-2_0_4_line_265 |  | 255 | 256 | 0.0060615 | 0.125 | 0.08 | 261 | 0 | 0.364 | 1 | 1 | cs | TRUE
266 | LV_2586-2_0_4_line_266 |  | 259 | 260 | 0.0041316 | 0.125 | 0.08 | 261 | 0 | 0.364 | 1 | 1 | cs | TRUE
267 | LV_2586-2_0_4_line_267 |  | 260 | 261 | 0.012697 | 0.125 | 0.08 | 261 | 0 | 0.364 | 1 | 1 | cs | TRUE
268 | LV_2586-2_0_4_line_268 |  | 261 | 262 | 0.028048 | 0.125 | 0.08 | 261 | 0 | 0.364 | 1 | 1 | cs | TRUE
269 | LV_2586-2_0_4_line_269 |  | 263 | 264 | 0.0032322 | 0.125 | 0.08 | 261 | 0 | 0.364 | 1 | 1 | cs | TRUE
270 | LV_2586-2_0_4_line_270 |  | 264 | 266 | 0.017203 | 0.125 | 0.08 | 261 | 0 | 0.364 | 1 | 1 | cs | TRUE
271 | LV_2586-2_0_4_line_271 |  | 266 | 267 | 0.019002 | 0.125 | 0.08 | 261 | 0 | 0.364 | 1 | 1 | cs | TRUE
272 | LV_2586-2_0_4_line_272 |  | 268 | 269 | 0.019381 | 0.125 | 0.08 | 261 | 0 | 0.364 | 1 | 1 | cs | TRUE
273 | LV_2586-2_0_4_line_273 |  | 268 | 270 | 0.035905 | 0.125 | 0.08 | 261 | 0 | 0.364 | 1 | 1 | cs | TRUE
274 | LV_2586-2_0_4_line_274 |  | 269 | 271 | 0.0075059 | 0.125 | 0.08 | 261 | 0 | 0.364 | 1 | 1 | cs | TRUE
275 | LV_2586-2_0_4_line_275 |  | 269 | 272 | 0.0043655 | 0.125 | 0.08 | 261 | 0 | 0.364 | 1 | 1 | cs | TRUE
276 | LV_2586-2_0_4_line_276 |  | 271 | 274 | 0.030343 | 0.125 | 0.08 | 261 | 0 | 0.364 | 1 | 1 | cs | TRUE
277 | LV_2586-2_0_4_line_277 |  | 273 | 275 | 0.063325 | 0.125 | 0.08 | 261 | 0 | 0.364 | 1 | 4 | cs | TRUE
278 | LV_2586-2_0_4_line_278 |  | 274 | 276 | 0.0091139 | 0.125 | 0.08 | 261 | 0 | 0.364 | 1 | 1 | cs | TRUE
279 | LV_2586-2_0_4_line_279 |  | 277 | 278 | 0.0016159 | 0.125 | 0.08 | 261 | 0 | 0.364 | 1 | 1 | cs | TRUE
280 | LV_2586-2_0_4_line_280 |  | 278 | 279 | 0.008538 | 0.125 | 0.08 | 261 | 0 | 0.364 | 1 | 1 | cs | TRUE
281 | LV_2586-2_0_4_line_281 |  | 281 | 282 | 0.011291 | 0.125 | 0.08 | 261 | 0 | 0.364 | 1 | 1 | cs | TRUE

## trafo
| name | std_type | hv_bus | lv_bus | sn_mva | vn_hv_kv | vn_lv_kv | vk_percent | vkr_percent | pfe_kw | i0_percent | shift_degree | tap_side | tap_neutral | tap_min | tap_max | tap_step_percent | tap_step_degree | tap_pos | tap_phase_shifter | parallel | df | in_service
0 | LV_2586-2_0_4_trafo_288 | 0.63 MVA 20/0.4 kV | 283 | 98 | 0.63 | 20 | 0.4 | 6 | 1.206 | 1.65 | 0.2619 | 150 | hv | 0 | -2 | 2 | 2.5 | 0 | 0 | FALSE | 1 | 1 | TRUE

## line_geodata
| x0 | y0 | x1 | y1 | x2 | y2 | x3 | y3 | x4 | y4 | x5 | y5 | x6 | y6 | x7 | y7
0 | 2632613.2573 | 1243357.7286 | 2632617.6659 | 1243361.3041
1 | 2632613.2573 | 1243357.7286 | 2632607.1353 | 1243352.7635
2 | 2632619.3698 | 1243362.686 | 2632617.6659 | 1243361.3041
3 | 2632599.8154 | 1243346.8295 | 2632603.6009 | 1243349.897 | 2632607.1353 | 1243352.7635
4 | 2632619.3698 | 1243362.686 | 2632626.6137 | 1243368.5609
5 | 2632595.4567 | 1243343.2975 | 2632599.8154 | 1243346.8295
6 | 2632626.6137 | 1243368.5609 | 2632630.9255 | 1243372.0579
7 | 2632593.5903 | 1243341.7851 | 2632595.4567 | 1243343.2975
8 | 2632630.9255 | 1243372.0579 | 2632632.8213 | 1243373.5955
9 | 2632587.4416 | 1243336.8027 | 2632593.5903 | 1243341.7851
10 | 2632812.41 | 1243513.957 | 2632817.5035 | 1243517.8047 | 2632818.9022 | 1243518.8808
11 | 2632811.7344 | 1243513.4466 | 2632812.41 | 1243513.957
12 | 2632818.9022 | 1243518.8808 | 2632819.6725 | 1243519.4733
13 | 2632800.9315 | 1243505.2858 | 2632811.7344 | 1243513.4466
14 | 2632829.4416 | 1243526.9888 | 2632819.6725 | 1243519.4733
15 | 2632800.9315 | 1243505.2858 | 2632794.4086 | 1243500.3583
16 | 2632800.9315 | 1243505.2858 | 2632777.0428 | 1243545.8892
17 | 2632829.4416 | 1243526.9888 | 2632830.7055 | 1243527.9611
18 | 2632783.4409 | 1243479.4508 | 2632785.6989 | 1243488.2991 | 2632786.6032 | 1243491.5061 | 2632787.9027 | 1243494.304 | 2632789.3038 | 1243496.502 | 2632794.4086 | 1243500.3583
19 | 2632836.6281 | 1243532.5175 | 2632830.7055 | 1243527.9611
20 | 2632783.4409 | 1243479.4508 | 2632781.9609 | 1243473.6511
21 | 2632922.1555 | 1243106.6077 | 2632935.7093 | 1243114.7104
22 | 2632908.2945 | 1243098.3213 | 2632922.1555 | 1243106.6077
23 | 2632951.1165 | 1243124.3205 | 2632939.2015 | 1243116.7981 | 2632935.7093 | 1243114.7104
24 | 2632908.2945 | 1243098.3213 | 2632900.3996 | 1243093.6016 | 2632899.3885 | 1243092.9945
25 | 2632951.1165 | 1243124.3205 | 2632987.337 | 1243184.8867
26 | 2632874.4393 | 1243078.0152 | 2632899.3885 | 1243092.9945
27 | 2632987.337 | 1243184.8867 | 2633002.3139 | 1243191.5157
28 | 2632874.4393 | 1243078.0152 | 2632871.9807 | 1243076.5391
29 | 2632863.0657 | 1243071.1866 | 2632871.9807 | 1243076.5391
30 | 2632656.952 | 1243393.166 | 2632652.109 | 1243389.2382
31 | 2632657.7595 | 1243393.8209 | 2632656.952 | 1243393.166
32 | 2632646.4305 | 1243384.6328 | 2632652.109 | 1243389.2382
33 | 2632657.7595 | 1243393.8209 | 2632668.7719 | 1243402.7522
34 | 2632646.4305 | 1243384.6328 | 2632644.8558 | 1243383.3557
35 | 2632673.4529 | 1243406.5486 | 2632668.7719 | 1243402.7522
36 | 2632638.705 | 1243378.3672 | 2632644.8558 | 1243383.3557
37 | 2632678.346 | 1243410.5171 | 2632673.4529 | 1243406.5486
38 | 2632638.705 | 1243378.3672 | 2632632.8213 | 1243373.5955
39 | 2632678.346 | 1243410.5171 | 2632682.3993 | 1243413.8043 | 2632686.4551 | 1243416.9485
40 | 2632964.8955 | 1243325.9449 | 2632964.7471 | 1243325.879
41 | 2632945.2016 | 1243317.1935 | 2632964.7471 | 1243325.879
42 | 2632964.8955 | 1243325.9449 | 2632967.725 | 1243327.2023
43 | 2632929.5507 | 1243310.2356 | 2632945.2016 | 1243317.1935
44 | 2632990.877 | 1243337.4904 | 2632967.725 | 1243327.2023
45 | 2632929.5507 | 1243310.2356 | 2632939.0297 | 1243293.5552 | 2632940.7394 | 1243290.5405 | 2632941.9641 | 1243287.7455
46 | 2632929.5507 | 1243310.2356 | 2632929.9032 | 1243303.9001 | 2632928.6001 | 1243296.2991 | 2632925.7516 | 1243290.7242 | 2632920.1675 | 1243286.4572 | 2632905.0552 | 1243278.6827
47 | 2632929.5507 | 1243310.2356 | 2632926.4605 | 1243317.3954
48 | 2632991.0148 | 1243337.5516 | 2632990.877 | 1243337.4904
49 | 2632941.9641 | 1243287.7455 | 2632977.9418 | 1243303.04
50 | 2632905.0552 | 1243278.6827 | 2632903.8651 | 1243278.0705
51 | 2632977.9418 | 1243303.04 | 2633004.2756 | 1243314.2348
52 | 2632991.0148 | 1243337.5516 | 2632993.8373 | 1243338.8059
53 | 2632895.5514 | 1243273.7936 | 2632903.8651 | 1243278.0705
54 | 2633034.9384 | 1243267.0949 | 2633013.2755 | 1243318.0608 | 2633004.2756 | 1243314.2348
55 | 2632993.8373 | 1243338.8059 | 2633017.0332 | 1243349.1135
56 | 2633017.1578 | 1243349.1688 | 2633017.0332 | 1243349.1135
57 | 2633019.7789 | 1243350.3336 | 2633017.1578 | 1243349.1688
58 | 2633019.9919 | 1243350.4283 | 2633019.7789 | 1243350.3336
59 | 2632897.5761 | 1242956.3128 | 2632888.6643 | 1242973.1371 | 2632885.9436 | 1242978.2749
60 | 2632877.2991 | 1242994.5991 | 2632885.9436 | 1242978.2749
61 | 2632905.6816 | 1242941.0106 | 2632897.5761 | 1242956.3128
62 | 2632877.2991 | 1242994.5991 | 2632874.8006 | 1242999.4995 | 2632868.1378 | 1243012.5947
63 | 2632877.2991 | 1242994.5991 | 2632887.9033 | 1243000.0056 | 2632909.7093 | 1243011.0807
64 | 2632905.6816 | 1242941.0106 | 2632935.2389 | 1242956.2937
65 | 2632905.6816 | 1242941.0106 | 2632913.0548 | 1242926.6867
66 | 2632868.1378 | 1243012.5947 | 2632857.222 | 1243034.0489
67 | 2632928.7566 | 1243020.7547 | 2632909.7093 | 1243011.0807
68 | 2632935.2389 | 1242956.2937 | 2632953.3129 | 1242925.9427
69 | 2632944.8711 | 1242961.2741 | 2632935.2389 | 1242956.2937
70 | 2632913.0548 | 1242926.6867 | 2632932.204 | 1242889.4855
71 | 2632843.9933 | 1243059.7901 | 2632850.1596 | 1243047.6719 | 2632852.7102 | 1243042.9163 | 2632857.222 | 1243034.0489
72 | 2632938.8744 | 1243025.8935 | 2632928.7566 | 1243020.7547
73 | 2632944.8711 | 1242961.2741 | 2632950.9675 | 1242964.4274
74 | 2632944.8711 | 1242961.2741 | 2632937.3762 | 1242975.3705
75 | 2632843.9933 | 1243059.7901 | 2632838.1954 | 1243069.5421
76 | 2632843.9933 | 1243059.7901 | 2632857.598 | 1243067.9038 | 2632863.0657 | 1243071.1866
77 | 2632938.8744 | 1243025.8935 | 2632928.9024 | 1243046.0739
78 | 2632938.8744 | 1243025.8935 | 2632961.8303 | 1243037.7561
79 | 2633038.3769 | 1243385.5048 | 2633042.2784 | 1243385.8166
80 | 2633058.0842 | 1243385.9646 | 2633046.3767 | 1243386.1441 | 2633042.2784 | 1243385.8166
81 | 2633058.0842 | 1243385.9646 | 2633056.7754 | 1243388.9371
82 | 2633058.0842 | 1243385.9646 | 2633062.0225 | 1243376.6413
83 | 2633064.9975 | 1243389.0051 | 2633062.903 | 1243389.2047 | 2633056.7754 | 1243388.9371
84 | 2633056.7754 | 1243388.9371 | 2633047.1042 | 1243388.5052 | 2633023.9261 | 1243386.8667
85 | 2633066.6031 | 1243365.7973 | 2633062.0225 | 1243376.6413
86 | 2632982.1889 | 1243381.0149 | 2632978.3365 | 1243380.707 | 2632977.3319 | 1243380.602
87 | 2632977.3319 | 1243380.602 | 2632952.8858 | 1243378.0461
88 | 2633064.9975 | 1243389.0051 | 2633064.1996 | 1243392.5029 | 2633062.1991 | 1243398.8959 | 2633057.6962 | 1243410.3017
89 | 2633064.9975 | 1243389.0051 | 2633070.1999 | 1243388.5004 | 2633077.0996 | 1243387.2046 | 2633086.798 | 1243384.101 | 2633101.1014 | 1243379.1998 | 2633104.1691 | 1243378.1909
90 | 2633003.1978 | 1243385.4014 | 2633023.9261 | 1243386.8667
91 | 2633046.3087 | 1243439.1459 | 2633057.6962 | 1243410.3017
92 | 2633159.8042 | 1243359.6034 | 2633138.7994 | 1243366.8019 | 2633104.1691 | 1243378.1909
93 | 2633066.6031 | 1243365.7973 | 2633067.0735 | 1243364.6837
94 | 2632948.133 | 1243377.5492 | 2632952.8858 | 1243378.0461
95 | 2633003.1978 | 1243385.4014 | 2632982.0307 | 1243383.905
96 | 2633046.3087 | 1243439.1459 | 2633043.6025 | 1243446.0005 | 2633042.4339 | 1243448.9424
97 | 2633159.8042 | 1243359.6034 | 2633158.8013 | 1243356.4958 | 2633157.8996 | 1243354.2004 | 2633155.2001 | 1243350.4051 | 2633152.5045 | 1243348.2049
98 | 2633174.6001 | 1243354.5049 | 2633159.8042 | 1243359.6034
99 | 2633068.8538 | 1243360.4691 | 2633067.0735 | 1243364.6837
100 | 2632943.3731 | 1243377.0515 | 2632948.133 | 1243377.5492
101 | 2632903.1491 | 1243373.5078 | 2632909.3514 | 1243373.9313 | 2632919.4902 | 1243374.5545 | 2632943.3731 | 1243377.0515
102 | 2632841.0558 | 1243339.2851 | 2632836.7859 | 1243359.9764 | 2632835.9132 | 1243362.7861
103 | 2632841.0558 | 1243339.2851 | 2632842.0432 | 1243334.5002 | 2632849.0249 | 1243311.273
104 | 2632830.7841 | 1243379.3001 | 2632835.9132 | 1243362.7861
105 | 2632855.5323 | 1243289.6237 | 2632849.0249 | 1243311.273
106 | 2632830.0467 | 1243382.8317 | 2632830.7841 | 1243379.3001
107 | 2632830.7841 | 1243379.3001 | 2632815.2997 | 1243379.1367 | 2632814.0868 | 1243379.1461
108 | 2632830.0467 | 1243382.8317 | 2632851.702 | 1243380.9057 | 2632858.9889 | 1243380.1263
109 | 2632788.3785 | 1243373.9181 | 2632795.8837 | 1243376.5501 | 2632801.4218 | 1243378.2039 | 2632808.6035 | 1243379.1887 | 2632814.0868 | 1243379.1461
110 | 2632877.0044 | 1243378.1994 | 2632858.9889 | 1243380.1263
111 | 2632876.5022 | 1243374.7055 | 2632878.5131 | 1243350.0341
112 | 2632876.5022 | 1243374.7055 | 2632877.0044 | 1243378.1994
113 | 2632877.0044 | 1243378.1994 | 2632889.737 | 1243377.6135
114 | 2632788.3785 | 1243373.9181 | 2632774.1533 | 1243368.7919
115 | 2632788.3785 | 1243373.9181 | 2632792.8011 | 1243362.7019 | 2632796.3084 | 1243354.9516
116 | 2633033.621 | 1243466.0579 | 2633033.621 | 1243466.0579 | 2633027.1126 | 1243479.6997
117 | 2633033.621 | 1243466.0579 | 2633034.7166 | 1243464.4627
118 | 2633022.5985 | 1243489.1615 | 2633027.1126 | 1243479.6997
119 | 2633039.9045 | 1243455.31 | 2633038.3982 | 1243459.1022 | 2633034.7166 | 1243464.4627
120 | 2633022.5985 | 1243489.1615 | 2633021.3672 | 1243491.7424
121 | 2633042.4339 | 1243448.9424 | 2633039.9045 | 1243455.31
122 | 2633015.2158 | 1243504.636 | 2633021.3672 | 1243491.7424
123 | 2633007.8973 | 1243507.8974 | 2633015.2158 | 1243504.636
124 | 2633148.0597 | 1243282.1277 | 2633146.4144 | 1243286.2856
125 | 2633148.0597 | 1243282.1277 | 2633149.6239 | 1243278.1748
126 | 2633146.4144 | 1243286.2856 | 2633143.7466 | 1243293.0277
127 | 2633149.6239 | 1243278.1748 | 2633151.4336 | 1243273.6015
128 | 2633143.7466 | 1243293.0277 | 2633141.8816 | 1243297.7406
129 | 2633140.4221 | 1243301.4291 | 2633141.8816 | 1243297.7406
130 | 2633140.4221 | 1243301.4291 | 2633139.191 | 1243304.5403
131 | 2633000.6633 | 1243517.6642 | 2632995.6309 | 1243522.9471
132 | 2633007.8973 | 1243507.8974 | 2633004.8543 | 1243512.8615 | 2633001.4541 | 1243516.834 | 2633000.6633 | 1243517.6642
133 | 2632995.6309 | 1243522.9471 | 2632991.3273 | 1243527.4649
134 | 2633007.8973 | 1243507.8974 | 2633000.5998 | 1243503.2984 | 2632968.9929 | 1243488.4511
135 | 2632991.3273 | 1243527.4649 | 2632991.2421 | 1243527.5543
136 | 2632968.9929 | 1243488.4511 | 2632952.838 | 1243480.8623
137 | 2632991.2421 | 1243527.5543 | 2632986.7776 | 1243532.241
138 | 2632952.7204 | 1243480.8071 | 2632952.838 | 1243480.8623
139 | 2632969.6488 | 1243550.2222 | 2632986.7776 | 1243532.241
140 | 2632952.7204 | 1243480.8071 | 2632949.0018 | 1243486.3122 | 2632939.5996 | 1243496.4416
141 | 2632928.9027 | 1243470.7018 | 2632943.6981 | 1243476.4987 | 2632952.7204 | 1243480.8071
142 | 2633133.6432 | 1243318.5603 | 2633139.191 | 1243304.5403
143 | 2633133.6432 | 1243318.5603 | 2633130.898 | 1243325.498 | 2633129.6978 | 1243329.3048 | 2633129.3972 | 1243331.7047 | 2633129.6982 | 1243333.2963 | 2633129.6982 | 1243333.2963
144 | 2633136.7722 | 1243338.2132 | 2633130.8024 | 1243334.5032 | 2633129.6982 | 1243333.2963
145 | 2633136.7722 | 1243338.2132 | 2633137.3427 | 1243338.5677
146 | 2632965.2366 | 1243554.8541 | 2632964.6472 | 1243555.4728
147 | 2632965.2517 | 1243554.8383 | 2632965.2366 | 1243554.8541
148 | 2632964.6472 | 1243555.4728 | 2632963.8522 | 1243556.3074
149 | 2632965.2517 | 1243554.8383 | 2632966.6383 | 1243553.3826
150 | 2632963.8522 | 1243556.3074 | 2632959.3336 | 1243561.0509 | 2632948.6001 | 1243573.6995 | 2632943.8015 | 1243579.0986 | 2632935.8469 | 1243587.3062
151 | 2632966.6516 | 1243553.3686 | 2632966.6383 | 1243553.3826
152 | 2632922.2898 | 1243601.5827 | 2632931.1006 | 1243592.2033 | 2632935.8469 | 1243587.3062
153 | 2632969.6488 | 1243550.2222 | 2632966.6516 | 1243553.3686
154 | 2632922.2898 | 1243601.5827 | 2632896.3564 | 1243606.4978
155 | 2632798.6971 | 1243142.2039 | 2632812.926 | 1243148.958
156 | 2632842.1981 | 1243163.002 | 2632836.4022 | 1243160.1014 | 2632812.926 | 1243148.958
157 | 2632803.9034 | 1243132.8044 | 2632801.5972 | 1243137.1055 | 2632798.6971 | 1243142.2039
158 | 2632798.6971 | 1243142.2039 | 2632792.7986 | 1243152.4001 | 2632784.0568 | 1243167.0578
159 | 2632842.1981 | 1243163.002 | 2632852.7099 | 1243168.251
160 | 2632842.1981 | 1243163.002 | 2632847.1588 | 1243152.8739
161 | 2632803.9034 | 1243132.8044 | 2632811.3457 | 1243118.6216
162 | 2632803.9034 | 1243132.8044 | 2632761.8086 | 1243113.836
163 | 2632784.0568 | 1243167.0578 | 2632778.6021 | 1243176.2038 | 2632768.528 | 1243193.2016
164 | 2632855.3398 | 1243136.1709 | 2632847.1588 | 1243152.8739
165 | 2632811.3457 | 1243118.6216 | 2632813.2985 | 1243114.9003 | 2632813.6082 | 1243114.336
166 | 2632768.528 | 1243193.2016 | 2632765.8011 | 1243197.8026 | 2632750.3004 | 1243223.8005 | 2632745.4155 | 1243233.2218
167 | 2632855.8211 | 1243135.1881 | 2632855.3398 | 1243136.1709
168 | 2632822.3304 | 1243098.4455 | 2632813.6082 | 1243114.336
169 | 2632731.6832 | 1243258.1676 | 2632736.8 | 1243248.8978 | 2632743.4024 | 1243237.1044 | 2632745.4155 | 1243233.2218
170 | 2632855.8211 | 1243135.1881 | 2632863.9359 | 1243118.6203
171 | 2633255.6013 | 1243323.56 | 2633259.8028 | 1243319.5921 | 2633261.1241 | 1243317.635
172 | 2633261.1241 | 1243317.635 | 2633398.4461 | 1243099.317
173 | 2633255.6013 | 1243323.56 | 2633243.7266 | 1243334.6674
174 | 2633398.4461 | 1243099.317 | 2633400.8168 | 1243093.0486 | 2633403.7358 | 1243086.0271 | 2633416.2923 | 1243055.9673
175 | 2633243.7266 | 1243334.6674 | 2633235.995 | 1243334.7019 | 2633224.8012 | 1243337.5968 | 2633223.6532 | 1243337.9668
176 | 2633416.2923 | 1243055.9673 | 2633350.4082 | 1243021.2513
177 | 2633223.6532 | 1243337.9668 | 2633206.7968 | 1243343.3998 | 2633196.1223 | 1243347.0816
178 | 2633174.6001 | 1243354.5049 | 2633196.1223 | 1243347.0816
179 | 2632895.5514 | 1243273.7936 | 2632891.7999 | 1243271.8636
180 | 2632860.0079 | 1243255.1729 | 2632860.897 | 1243255.6982 | 2632882.3059 | 1243266.9795 | 2632891.7999 | 1243271.8636
181 | 2632847.202 | 1243247.6062 | 2632860.0079 | 1243255.1729
182 | 2632847.202 | 1243247.6062 | 2632824.502 | 1243293.4992 | 2632821.6925 | 1243299.5183
183 | 2632906.4146 | 1243532.1934 | 2632902.7295 | 1243536.1635
184 | 2632906.4146 | 1243532.1934 | 2632909.961 | 1243528.3726
185 | 2632914.1305 | 1243523.8807 | 2632909.961 | 1243528.3726
186 | 2632914.1305 | 1243523.8807 | 2632917.8138 | 1243519.9124
187 | 2632925.5579 | 1243511.5694 | 2632917.8138 | 1243519.9124
188 | 2632806.9169 | 1243331.5093 | 2632807.712 | 1243329.7522
189 | 2632796.3084 | 1243354.9516 | 2632806.9169 | 1243331.5093
190 | 2632821.6925 | 1243299.5183 | 2632811.8979 | 1243320.5025 | 2632807.712 | 1243329.7522
191 | 2632771.6869 | 1243372.0248 | 2632774.1533 | 1243368.7919
192 | 2632771.6869 | 1243372.0248 | 2632769.497 | 1243371.7014 | 2632768.0988 | 1243371.7048 | 2632765.3026 | 1243371.7005 | 2632762.2012 | 1243372.2059 | 2632759.3916 | 1243373.2761
193 | 2632724.8001 | 1243396.7045 | 2632727.1042 | 1243395.5053 | 2632733.7018 | 1243391.4056 | 2632747.6003 | 1243380.3974 | 2632755.9001 | 1243374.6061 | 2632759.3916 | 1243373.2761
194 | 2632896.3564 | 1243606.4978 | 2632884.3661 | 1243597.5844
195 | 2632982.0307 | 1243383.905 | 2632977.799 | 1243383.6059 | 2632964.5351 | 1243382.2211
196 | 2632955.4198 | 1243381.2694 | 2632964.5351 | 1243382.2211
197 | 2632930.9577 | 1243378.7154 | 2632955.4198 | 1243381.2694
198 | 2632689.0269 | 1243418.9423 | 2632686.4551 | 1243416.9485
199 | 2632689.0269 | 1243418.9423 | 2632694.0079 | 1243422.8037
200 | 2632703.6631 | 1243429.4202 | 2632697.9993 | 1243425.8979 | 2632694.0079 | 1243422.8037
201 | 2632703.6631 | 1243429.4202 | 2632709.1769 | 1243420.367 | 2632711.6348 | 1243413.2092
202 | 2632695.6927 | 1243444.0191 | 2632703.6631 | 1243429.4202
203 | 2632711.6348 | 1243413.2092 | 2632711.261 | 1243405.6023
204 | 2632730.2351 | 1243422.551 | 2632724.0086 | 1243415.5455 | 2632716.9394 | 1243413.3385 | 2632711.6348 | 1243413.2092
205 | 2632695.6927 | 1243444.0191 | 2632691.4662 | 1243451.2338 | 2632683.5191 | 1243465.7439 | 2632678.5955 | 1243473.2772
206 | 2632873.2043 | 1243577.4977 | 2632867.8922 | 1243585.3378 | 2632884.3661 | 1243597.5844
207 | 2632879.4289 | 1243565.4444 | 2632877.889 | 1243570.5836 | 2632873.2043 | 1243577.4977
208 | 2632879.4289 | 1243565.4444 | 2632866.387 | 1243555.4111
209 | 2632879.4289 | 1243565.4444 | 2632886.3554 | 1243560.6241 | 2632889.7217 | 1243556.394
210 | 2632865.715 | 1243554.8942 | 2632866.387 | 1243555.4111
211 | 2632889.7217 | 1243556.394 | 2632894.5208 | 1243550.3636
212 | 2632853.8287 | 1243545.75 | 2632865.715 | 1243554.8942
213 | 2632853.4469 | 1243545.4563 | 2632853.8287 | 1243545.75
214 | 2632587.4416 | 1243336.8027 | 2632554.8916 | 1243376.6056
215 | 2632587.4416 | 1243336.8027 | 2632572.18 | 1243324.4357
216 | 2632730.2351 | 1243422.551 | 2632729.6761 | 1243429.3634 | 2632719.636 | 1243442.3211
217 | 2632678.5955 | 1243473.2772 | 2632669.6974 | 1243465.6011
218 | 2632669.6974 | 1243465.6011 | 2632667.3855 | 1243469.6021 | 2632666.9731 | 1243485.4989 | 2632664.3399 | 1243490.517
219 | 2632724.8001 | 1243396.7045 | 2632727.4011 | 1243400.5991 | 2632729.7981 | 1243403.1028
220 | 2632729.7981 | 1243403.1028 | 2632734.4259 | 1243406.7417 | 2632744.0063 | 1243414.2733
221 | 2632711.261 | 1243405.6023 | 2632718.6005 | 1243399.9057 | 2632724.8001 | 1243396.7045
222 | 2632711.261 | 1243405.6023 | 2632710.1009 | 1243400.8039 | 2632707.7036 | 1243395.5985 | 2632704.7039 | 1243390.0006 | 2632701.1036 | 1243382.2981 | 2632696.6 | 1243371.1995 | 2632694.0732 | 1243362.8194
223 | 2632661.9199 | 1243502.8712 | 2632661.7491 | 1243495.4544 | 2632664.3399 | 1243490.517
224 | 2632661.9199 | 1243502.8712 | 2632653.6688 | 1243514.9558 | 2632646.6636 | 1243522.8821
225 | 2632779.2139 | 1243463.1093 | 2632780.6983 | 1243468.7033 | 2632781.9609 | 1243473.6511
226 | 2632688.3994 | 1243327.404 | 2632689.9038 | 1243332.8046 | 2632690.8023 | 1243346.6963 | 2632693.1043 | 1243359.6061 | 2632694.0732 | 1243362.8194
227 | 2633068.8538 | 1243360.4691 | 2633070.2869 | 1243357.0763
228 | 2633073.6539 | 1243349.1054 | 2633070.2869 | 1243357.0763
229 | 2632937.2292 | 1242975.6471 | 2632937.3762 | 1242975.3705
230 | 2632936.9188 | 1242976.2308 | 2632937.2292 | 1242975.6471
231 | 2632936.2603 | 1242977.4693 | 2632936.9188 | 1242976.2308
232 | 2632950.9675 | 1242964.4274 | 2632970.8961 | 1242974.7353
233 | 2632975.7506 | 1242977.2462 | 2632970.8961 | 1242974.7353
234 | 2632986.4495 | 1242982.78 | 2632975.7506 | 1242977.2462
235 | 2632929.2709 | 1243507.5692 | 2632925.5579 | 1243511.5694
236 | 2632939.5996 | 1243496.4416 | 2632929.2709 | 1243507.5692
237 | 2632939.3133 | 1243079.1515 | 2632939.9348 | 1243076.639
238 | 2632943.1777 | 1243063.5304 | 2632939.9348 | 1243076.639
239 | 2632943.1777 | 1243063.5304 | 2632950.7611 | 1243065.7405 | 2632952.017 | 1243065.8954
240 | 2632952.017 | 1243065.8954 | 2632956.4256 | 1243066.439 | 2632962.4877 | 1243063.6042 | 2632969.1583 | 1243049.1764 | 2632970.3235 | 1243042.145 | 2632961.8303 | 1243037.7561
241 | 2633174.6001 | 1243354.5049 | 2633173.2022 | 1243350.4056 | 2633172.8039 | 1243347.3014 | 2633173.201 | 1243345.2022 | 2633174.3976 | 1243340.706 | 2633175.2038 | 1243338.7413
242 | 2633181.0991 | 1243324.3753 | 2633175.2038 | 1243338.7413
243 | 2633137.3427 | 1243338.5677 | 2633151.4009 | 1243347.3041 | 2633152.5045 | 1243348.2049
244 | 2633183.9267 | 1243317.485 | 2633181.0991 | 1243324.3753
245 | 2633186.4963 | 1243311.2233 | 2633183.9267 | 1243317.485
246 | 2632822.3304 | 1243098.4455 | 2632823.3134 | 1243096.6547
247 | 2632836.6281 | 1243532.5175 | 2632837.004 | 1243532.8066
248 | 2632846.3287 | 1243539.9802 | 2632837.004 | 1243532.8066
249 | 2632846.3287 | 1243539.9802 | 2632847.3834 | 1243540.7916
250 | 2632847.3834 | 1243540.7916 | 2632853.4469 | 1243545.4563
251 | 2632903.1491 | 1243373.5078 | 2632903.0995 | 1243376.9986
252 | 2632903.0995 | 1243376.9986 | 2632889.737 | 1243377.6135
253 | 2632903.0995 | 1243376.9986 | 2632909.1013 | 1243376.7984 | 2632917.4042 | 1243377.3003 | 2632930.9577 | 1243378.7154
254 | 2632986.4495 | 1242982.78 | 2632991.3228 | 1242985.3007
255 | 2632831.567 | 1243081.6179 | 2632823.3134 | 1243096.6547
256 | 2632838.1954 | 1243069.5421 | 2632831.567 | 1243081.6179
257 | 2632838.1954 | 1243069.5421 | 2632826.1872 | 1243063.5695
258 | 2632820.177 | 1243060.5801 | 2632826.1872 | 1243063.5695
259 | 2632688.3994 | 1243327.404 | 2632693.1042 | 1243325.3063 | 2632697.699 | 1243322.5965 | 2632700.8983 | 1243319.401 | 2632704.2014 | 1243315.2053
260 | 2632688.3994 | 1243327.404 | 2632685.6048 | 1243336.6522
261 | 2632858.9493 | 1243436.0593 | 2632865.0366 | 1243442.914
262 | 2632865.0366 | 1243442.914 | 2632869.1987 | 1243447.6009 | 2632874.6006 | 1243452.0002 | 2632880.3971 | 1243456.1016 | 2632888.0009 | 1243460.0018 | 2632895.8031 | 1243462.2019 | 2632906.7038 | 1243464.397 | 2632912.8482 | 1243465.7259
263 | 2633189.3088 | 1243304.3697 | 2633191.6171 | 1243298.7448
264 | 2633188.7975 | 1243305.6156 | 2633189.3088 | 1243304.3697
265 | 2633188.7975 | 1243305.6156 | 2633186.4963 | 1243311.2233
266 | 2632912.8482 | 1243465.7259 | 2632916.8865 | 1243466.5993
267 | 2632928.9027 | 1243470.7018 | 2632916.8865 | 1243466.5993
268 | 2632928.9027 | 1243470.7018 | 2632926.0515 | 1243475.1667 | 2632910.5849 | 1243491.8509
269 | 2632569.6688 | 1243322.4008 | 2632572.18 | 1243324.4357
270 | 2632555.9009 | 1243312.1001 | 2632564.6035 | 1243318.2962 | 2632569.6688 | 1243322.4008
271 | 2632555.9009 | 1243312.1001 | 2632567.1207 | 1243296.7639
272 | 2632667.0748 | 1243304.3729 | 2632660.2018 | 1243298.5971 | 2632651.7998 | 1243292.462
273 | 2632622.1116 | 1243272.2952 | 2632627.6992 | 1243276.1041 | 2632640.9016 | 1243284.5042 | 2632651.7998 | 1243292.462
274 | 2632667.0748 | 1243304.3729 | 2632669.6228 | 1243311.4331
275 | 2632667.0748 | 1243304.3729 | 2632663.1552 | 1243306.2949
276 | 2632685.6048 | 1243336.6522 | 2632684.363 | 1243331.6401 | 2632680.4736 | 1243324.2695 | 2632670.978 | 1243312.5097 | 2632669.6228 | 1243311.4331
277 | 2632731.6832 | 1243258.1676 | 2632729.4028 | 1243262.299 | 2632717.8984 | 1243285.9064 | 2632711.4033 | 1243300.202 | 2632704.2014 | 1243315.2053 | 2632704.2014 | 1243315.2053
278 | 2632685.6048 | 1243336.6522 | 2632687.7967 | 1243345.4986
279 | 2632864.6467 | 1243117.1691 | 2632863.9359 | 1243118.6203
280 | 2632868.4023 | 1243109.5014 | 2632864.6467 | 1243117.1691
281 | 2632923.9003 | 1243056.1966 | 2632928.9024 | 1243046.0739

## bus_geodata
| x | y | coords
0 | 2632613.2573 | 1243357.7286
1 | 2632617.6659 | 1243361.3041
2 | 2632607.1353 | 1243352.7635
3 | 2632619.3698 | 1243362.686
4 | 2632599.8154 | 1243346.8295
5 | 2632626.6137 | 1243368.5609
6 | 2632595.4567 | 1243343.2975
7 | 2632630.9255 | 1243372.0579
8 | 2632593.5903 | 1243341.7851
9 | 2632812.41 | 1243513.957
10 | 2632818.9022 | 1243518.8808
11 | 2632811.7344 | 1243513.4466
12 | 2632819.6725 | 1243519.4733
13 | 2632800.9315 | 1243505.2858
14 | 2632829.4416 | 1243526.9888
15 | 2632794.4086 | 1243500.3583
16 | 2632777.0428 | 1243545.8892
17 | 2632830.7055 | 1243527.9611
18 | 2632783.4409 | 1243479.4508
19 | 2632922.1555 | 1243106.6077
20 | 2632935.7093 | 1243114.7104
21 | 2632908.2945 | 1243098.3213
22 | 2632951.1165 | 1243124.3205
23 | 2632899.3885 | 1243092.9945
24 | 2632987.337 | 1243184.8867
25 | 2632874.4393 | 1243078.0152
26 | 2633002.3139 | 1243191.5157
27 | 2632871.9807 | 1243076.5391
28 | 2632656.952 | 1243393.166
29 | 2632652.109 | 1243389.2382
30 | 2632657.7595 | 1243393.8209
31 | 2632646.4305 | 1243384.6328
32 | 2632668.7719 | 1243402.7522
33 | 2632644.8558 | 1243383.3557
34 | 2632673.4529 | 1243406.5486
35 | 2632638.705 | 1243378.3672
36 | 2632678.346 | 1243410.5171
37 | 2632964.7471 | 1243325.879
38 | 2632964.8955 | 1243325.9449
39 | 2632945.2016 | 1243317.1935
40 | 2632967.725 | 1243327.2023
41 | 2632929.5507 | 1243310.2356
42 | 2632990.877 | 1243337.4904
43 | 2632941.9641 | 1243287.7455
44 | 2632905.0552 | 1243278.6827
45 | 2632926.4605 | 1243317.3954
46 | 2632977.9418 | 1243303.04
47 | 2632991.0148 | 1243337.5516
48 | 2632903.8651 | 1243278.0705
49 | 2633004.2756 | 1243314.2348
50 | 2632993.8373 | 1243338.8059
51 | 2633017.0332 | 1243349.1135
52 | 2633017.1578 | 1243349.1688
53 | 2633019.7789 | 1243350.3336
54 | 2633019.9919 | 1243350.4283
55 | 2632885.9436 | 1242978.2749
56 | 2632897.5761 | 1242956.3128
57 | 2632877.2991 | 1242994.5991
58 | 2632905.6816 | 1242941.0106
59 | 2632868.1378 | 1243012.5947
60 | 2632909.7093 | 1243011.0807
61 | 2632935.2389 | 1242956.2937
62 | 2632913.0548 | 1242926.6867
63 | 2632857.222 | 1243034.0489
64 | 2632928.7566 | 1243020.7547
65 | 2632953.3129 | 1242925.9427
66 | 2632944.8711 | 1242961.2741
67 | 2632932.204 | 1242889.4855
68 | 2632843.9933 | 1243059.7901
69 | 2632938.8744 | 1243025.8935
70 | 2633042.2784 | 1243385.8166
71 | 2633038.3769 | 1243385.5048
72 | 2633058.0842 | 1243385.9647
73 | 2633056.7754 | 1243388.9371
74 | 2633062.0225 | 1243376.6413
75 | 2632982.1889 | 1243381.0149
76 | 2632977.3319 | 1243380.602
77 | 2633064.9975 | 1243389.0051
78 | 2633023.9261 | 1243386.8667
79 | 2633057.6962 | 1243410.3017
80 | 2633104.1692 | 1243378.1909
81 | 2633066.6031 | 1243365.7973
82 | 2632952.8858 | 1243378.0461
83 | 2633003.1978 | 1243385.4014
84 | 2633046.3087 | 1243439.1459
85 | 2633159.8042 | 1243359.6034
86 | 2633067.0735 | 1243364.6837
87 | 2632948.133 | 1243377.5492
88 | 2632943.3731 | 1243377.0515
89 | 2632841.0558 | 1243339.2851
90 | 2632835.9132 | 1243362.7861
91 | 2632849.0249 | 1243311.273
92 | 2632830.7841 | 1243379.3001
93 | 2632855.5323 | 1243289.6237
94 | 2632830.0467 | 1243382.8317
95 | 2632814.0868 | 1243379.1461
96 | 2632858.9889 | 1243380.1263
97 | 2632876.5022 | 1243374.7055
98 | 2632878.5131 | 1243350.0341
99 | 2632877.0044 | 1243378.1994
100 | 2632788.3785 | 1243373.9181
101 | 2633033.621 | 1243466.0579
102 | 2633027.1126 | 1243479.6997
103 | 2633034.7166 | 1243464.4627
104 | 2633022.5985 | 1243489.1615
105 | 2633039.9045 | 1243455.31
106 | 2633021.3672 | 1243491.7424
107 | 2633042.4339 | 1243448.9424
108 | 2633015.2158 | 1243504.636
109 | 2633148.0597 | 1243282.1277
110 | 2633146.4144 | 1243286.2856
111 | 2633149.6239 | 1243278.1748
112 | 2633143.7466 | 1243293.0277
113 | 2633151.4336 | 1243273.6015
114 | 2633141.8816 | 1243297.7406
115 | 2633140.4221 | 1243301.4291
116 | 2633000.6633 | 1243517.6642
117 | 2632995.6309 | 1243522.9471
118 | 2633007.8973 | 1243507.8974
119 | 2632991.3273 | 1243527.4649
120 | 2632968.9929 | 1243488.4511
121 | 2632991.2421 | 1243527.5543
122 | 2632952.838 | 1243480.8623
123 | 2632986.7776 | 1243532.241
124 | 2632952.7204 | 1243480.8071
125 | 2633139.191 | 1243304.5403
126 | 2633133.6432 | 1243318.5603
127 | 2633129.6982 | 1243333.2963
128 | 2633136.7722 | 1243338.2132
129 | 2632965.2366 | 1243554.8541
130 | 2632964.6472 | 1243555.4728
131 | 2632965.2517 | 1243554.8383
132 | 2632963.8522 | 1243556.3074
133 | 2632966.6383 | 1243553.3826
134 | 2632935.8469 | 1243587.3062
135 | 2632966.6516 | 1243553.3686
136 | 2632922.2898 | 1243601.5827
137 | 2632969.6488 | 1243550.2222
138 | 2632812.926 | 1243148.958
139 | 2632798.6971 | 1243142.2039
140 | 2632842.1981 | 1243163.002
141 | 2632803.9034 | 1243132.8044
142 | 2632784.0568 | 1243167.0578
143 | 2632852.7099 | 1243168.251
144 | 2632847.1588 | 1243152.8739
145 | 2632811.3457 | 1243118.6216
146 | 2632761.8086 | 1243113.836
147 | 2632768.528 | 1243193.2016
148 | 2632855.3398 | 1243136.1709
149 | 2632813.6082 | 1243114.336
150 | 2632745.4155 | 1243233.2218
151 | 2632855.8211 | 1243135.1881
152 | 2633261.1241 | 1243317.635
153 | 2633255.6013 | 1243323.56
154 | 2633398.4461 | 1243099.317
155 | 2633243.7266 | 1243334.6674
156 | 2633416.2923 | 1243055.9673
157 | 2633350.4082 | 1243021.2513
158 | 2633223.6532 | 1243337.9668
159 | 2633196.1223 | 1243347.0816
160 | 2632895.5514 | 1243273.7936
161 | 2632891.7999 | 1243271.8636
162 | 2632860.0079 | 1243255.1729
163 | 2632847.202 | 1243247.6062
164 | 2632902.7295 | 1243536.1635
165 | 2632906.4146 | 1243532.1934
166 | 2632909.961 | 1243528.3726
167 | 2632914.1305 | 1243523.8807
168 | 2632917.8138 | 1243519.9124
169 | 2632806.9169 | 1243331.5093
170 | 2632807.712 | 1243329.7522
171 | 2632796.3084 | 1243354.9516
172 | 2632821.6925 | 1243299.5183
173 | 2632774.1533 | 1243368.7919
174 | 2632771.6869 | 1243372.0248
175 | 2632759.3916 | 1243373.2761
176 | 2632896.3564 | 1243606.4978
177 | 2632982.0307 | 1243383.905
178 | 2632964.5351 | 1243382.2211
179 | 2632955.4198 | 1243381.2694
180 | 2632686.4551 | 1243416.9485
181 | 2632689.0269 | 1243418.9423
182 | 2632694.0079 | 1243422.8037
183 | 2632703.6631 | 1243429.4202
184 | 2632711.6348 | 1243413.2092
185 | 2632695.6927 | 1243444.0191
186 | 2632884.3661 | 1243597.5844
187 | 2632873.2043 | 1243577.4977
188 | 2632879.4289 | 1243565.4444
189 | 2632866.387 | 1243555.4111
190 | 2632889.7217 | 1243556.394
191 | 2632865.715 | 1243554.8942
192 | 2632894.5208 | 1243550.3636
193 | 2632853.8287 | 1243545.75
194 | 2632587.4416 | 1243336.8027
195 | 2633034.9384 | 1243267.0949
196 | 2632719.636 | 1243442.3211
197 | 2632730.2351 | 1243422.551
198 | 2632678.5955 | 1243473.2772
199 | 2632669.6974 | 1243465.6011
200 | 2632729.7981 | 1243403.1028
201 | 2632724.8001 | 1243396.7045
202 | 2632744.0063 | 1243414.2733
203 | 2632711.261 | 1243405.6023
204 | 2632664.3399 | 1243490.517
205 | 2632661.9199 | 1243502.8712
206 | 2632646.6636 | 1243522.8821
207 | 2632779.2139 | 1243463.1093
208 | 2632781.9609 | 1243473.6511
209 | 2632694.0732 | 1243362.8194
210 | 2632632.8213 | 1243373.5955
211 | 2633068.8538 | 1243360.4691
212 | 2633070.2869 | 1243357.0763
213 | 2633073.6539 | 1243349.1054
214 | 2632937.3762 | 1242975.3705
215 | 2632937.2292 | 1242975.6471
216 | 2632936.9188 | 1242976.2308
217 | 2632950.9675 | 1242964.4274
218 | 2632936.2603 | 1242977.4693
219 | 2632970.8961 | 1242974.7353
220 | 2632975.7506 | 1242977.2462
221 | 2632925.5579 | 1243511.5694
222 | 2632929.2709 | 1243507.5692
223 | 2632939.5996 | 1243496.4416
224 | 2632939.9348 | 1243076.639
225 | 2632939.3133 | 1243079.1515
226 | 2632943.1777 | 1243063.5304
227 | 2632952.017 | 1243065.8954
228 | 2632961.8303 | 1243037.7561
229 | 2633174.6001 | 1243354.5049
230 | 2633175.2038 | 1243338.7413
231 | 2633152.5045 | 1243348.2049
232 | 2633181.0991 | 1243324.3753
233 | 2633137.3427 | 1243338.5677
234 | 2633183.9267 | 1243317.485
235 | 2632822.3304 | 1243098.4455
236 | 2632836.6281 | 1243532.5175
237 | 2632837.004 | 1243532.8066
238 | 2632846.3287 | 1243539.9802
239 | 2632847.3834 | 1243540.7916
240 | 2632903.1491 | 1243373.5078
241 | 2632903.0995 | 1243376.9986
242 | 2632986.4495 | 1242982.78
243 | 2632991.3228 | 1242985.3007
244 | 2632823.3134 | 1243096.6547
245 | 2632831.567 | 1243081.6179
246 | 2632838.1954 | 1243069.5421
247 | 2632826.1872 | 1243063.5695
248 | 2632688.3994 | 1243327.404
249 | 2632858.9493 | 1243436.0593
250 | 2632865.0366 | 1243442.914
251 | 2632863.0657 | 1243071.1866
252 | 2632889.737 | 1243377.6135
253 | 2633189.3088 | 1243304.3697
254 | 2633191.6171 | 1243298.7448
255 | 2633188.7975 | 1243305.6156
256 | 2633186.4963 | 1243311.2233
257 | 2632853.4469 | 1243545.4563
258 | 2632820.177 | 1243060.5801
259 | 2632912.8482 | 1243465.7259
260 | 2632916.8865 | 1243466.5993
261 | 2632928.9027 | 1243470.7018
262 | 2632910.5849 | 1243491.8509
263 | 2632572.18 | 1243324.4357
264 | 2632569.6688 | 1243322.4008
265 | 2632554.8916 | 1243376.6056
266 | 2632555.9009 | 1243312.1001
267 | 2632567.1207 | 1243296.7639
268 | 2632651.7998 | 1243292.462
269 | 2632667.0748 | 1243304.3729
270 | 2632622.1116 | 1243272.2952
271 | 2632669.6228 | 1243311.4331
272 | 2632663.1552 | 1243306.2949
273 | 2632704.2014 | 1243315.2053
274 | 2632685.6048 | 1243336.6522
275 | 2632731.6832 | 1243258.1676
276 | 2632687.7967 | 1243345.4986
277 | 2632863.9359 | 1243118.6203
278 | 2632864.6467 | 1243117.1691
279 | 2632868.4023 | 1243109.5014
280 | 2632930.9577 | 1243378.7154
281 | 2632928.9024 | 1243046.0739
282 | 2632923.9003 | 1243056.1966
283 | 2632876.5022 | 1243374.7055

## line_std_types
| c_nf_per_km | r_ohm_per_km | x_ohm_per_km | max_i_ka | type | q_mm2 | alpha | voltage_rating
NAYY 4x50 SE | 210 | 0.642 | 0.083 | 0.142 | cs | 50 | 0.00403 | LV
NAYY 4x120 SE | 264 | 0.225 | 0.08 | 0.242 | cs | 120 | 0.00403 | LV
NAYY 4x150 SE | 261 | 0.208 | 0.08 | 0.27 | cs | 150 | 0.00403 | LV
NA2XS2Y 1x95 RM/25 12/20 kV | 216 | 0.313 | 0.132 | 0.252 | cs | 95 | 0.00403 | MV
NA2XS2Y 1x185 RM/25 12/20 kV | 273 | 0.161 | 0.117 | 0.362 | cs | 185 | 0.00403 | MV
NA2XS2Y 1x240 RM/25 12/20 kV | 304 | 0.122 | 0.112 | 0.421 | cs | 240 | 0.00403 | MV
NA2XS2Y 1x95 RM/25 6/10 kV | 315 | 0.313 | 0.123 | 0.249 | cs | 95 | 0.00403 | MV
NA2XS2Y 1x185 RM/25 6/10 kV | 406 | 0.161 | 0.11 | 0.358 | cs | 185 | 0.00403 | MV
NA2XS2Y 1x240 RM/25 6/10 kV | 456 | 0.122 | 0.105 | 0.416 | cs | 240 | 0.00403 | MV
NA2XS2Y 1x150 RM/25 12/20 kV | 250 | 0.206 | 0.116 | 0.319 | cs | 150 | 0.00403 | MV
NA2XS2Y 1x120 RM/25 12/20 kV | 230 | 0.253 | 0.119 | 0.283 | cs | 120 | 0.00403 | MV
NA2XS2Y 1x70 RM/25 12/20 kV | 190 | 0.443 | 0.132 | 0.22 | cs | 70 | 0.00403 | MV
NA2XS2Y 1x150 RM/25 6/10 kV | 360 | 0.206 | 0.11 | 0.315 | cs | 150 | 0.00403 | MV
NA2XS2Y 1x120 RM/25 6/10 kV | 340 | 0.253 | 0.113 | 0.28 | cs | 120 | 0.00403 | MV
NA2XS2Y 1x70 RM/25 6/10 kV | 280 | 0.443 | 0.123 | 0.217 | cs | 70 | 0.00403 | MV
N2XS(FL)2Y 1x120 RM/35 64/110 kV | 112 | 0.153 | 0.166 | 0.366 | cs | 120 | 0.00393 | HV
N2XS(FL)2Y 1x185 RM/35 64/110 kV | 125 | 0.099 | 0.156 | 0.457 | cs | 185 | 0.00393 | HV
N2XS(FL)2Y 1x240 RM/35 64/110 kV | 135 | 0.075 | 0.149 | 0.526 | cs | 240 | 0.00393 | HV
N2XS(FL)2Y 1x300 RM/35 64/110 kV | 144 | 0.06 | 0.144 | 0.588 | cs | 300 | 0.00393 | HV
15-AL1/3-ST1A 0.4 | 11 | 1.8769 | 0.35 | 0.105 | ol | 16 | 0.00403 | LV
24-AL1/4-ST1A 0.4 | 11.25 | 1.2012 | 0.335 | 0.14 | ol | 24 | 0.00403 | LV
48-AL1/8-ST1A 0.4 | 12.2 | 0.5939 | 0.3 | 0.21 | ol | 48 | 0.00403 | LV
94-AL1/15-ST1A 0.4 | 13.2 | 0.306 | 0.29 | 0.35 | ol | 94 | 0.00403 | LV
34-AL1/6-ST1A 10.0 | 9.7 | 0.8342 | 0.36 | 0.17 | ol | 34 | 0.00403 | MV
48-AL1/8-ST1A 10.0 | 10.1 | 0.5939 | 0.35 | 0.21 | ol | 48 | 0.00403 | MV
70-AL1/11-ST1A 10.0 | 10.4 | 0.4132 | 0.339 | 0.29 | ol | 70 | 0.00403 | MV
94-AL1/15-ST1A 10.0 | 10.75 | 0.306 | 0.33 | 0.35 | ol | 94 | 0.00403 | MV
122-AL1/20-ST1A 10.0 | 11.1 | 0.2376 | 0.323 | 0.41 | ol | 122 | 0.00403 | MV
149-AL1/24-ST1A 10.0 | 11.25 | 0.194 | 0.315 | 0.47 | ol | 149 | 0.00403 | MV
34-AL1/6-ST1A 20.0 | 9.15 | 0.8342 | 0.382 | 0.17 | ol | 34 | 0.00403 | MV
48-AL1/8-ST1A 20.0 | 9.5 | 0.5939 | 0.372 | 0.21 | ol | 48 | 0.00403 | MV
70-AL1/11-ST1A 20.0 | 9.7 | 0.4132 | 0.36 | 0.29 | ol | 70 | 0.00403 | MV
94-AL1/15-ST1A 20.0 | 10 | 0.306 | 0.35 | 0.35 | ol | 94 | 0.00403 | MV
122-AL1/20-ST1A 20.0 | 10.3 | 0.2376 | 0.344 | 0.41 | ol | 122 | 0.00403 | MV
149-AL1/24-ST1A 20.0 | 10.5 | 0.194 | 0.337 | 0.47 | ol | 149 | 0.00403 | MV
184-AL1/30-ST1A 20.0 | 10.75 | 0.1571 | 0.33 | 0.535 | ol | 184 | 0.00403 | MV
243-AL1/39-ST1A 20.0 | 11 | 0.1188 | 0.32 | 0.645 | ol | 243 | 0.00403 | MV
48-AL1/8-ST1A 110.0 | 8 | 0.5939 | 0.46 | 0.21 | ol | 48 | 0.00403 | HV
70-AL1/11-ST1A 110.0 | 8.4 | 0.4132 | 0.45 | 0.29 | ol | 70 | 0.00403 | HV
94-AL1/15-ST1A 110.0 | 8.65 | 0.306 | 0.44 | 0.35 | ol | 94 | 0.00403 | HV
122-AL1/20-ST1A 110.0 | 8.5 | 0.2376 | 0.43 | 0.41 | ol | 122 | 0.00403 | HV
149-AL1/24-ST1A 110.0 | 8.75 | 0.194 | 0.41 | 0.47 | ol | 149 | 0.00403 | HV
184-AL1/30-ST1A 110.0 | 8.8 | 0.1571 | 0.4 | 0.535 | ol | 184 | 0.00403 | HV
243-AL1/39-ST1A 110.0 | 9 | 0.1188 | 0.39 | 0.645 | ol | 243 | 0.00403 | HV
305-AL1/39-ST1A 110.0 | 9.2 | 0.0949 | 0.38 | 0.74 | ol | 305 | 0.00403 | HV
490-AL1/64-ST1A 110.0 | 9.75 | 0.059 | 0.37 | 0.96 | ol | 490 | 0.00403 | HV
679-AL1/86-ST1A 110.0 | 9.95 | 0.042 | 0.36 | 1.15 | ol | 679 | 0.00403 | HV
490-AL1/64-ST1A 220.0 | 10 | 0.059 | 0.285 | 0.96 | ol | 490 | 0.00403 | HV
679-AL1/86-ST1A 220.0 | 11.7 | 0.042 | 0.275 | 1.15 | ol | 679 | 0.00403 | HV
490-AL1/64-ST1A 380.0 | 11 | 0.059 | 0.253 | 0.96 | ol | 490 | 0.00403 | HV
679-AL1/86-ST1A 380.0 | 14.6 | 0.042 | 0.25 | 1.15 | ol | 679 | 0.00403 | HV

## trafo_std_types
| i0_percent | pfe_kw | vkr_percent | sn_mva | vn_lv_kv | vn_hv_kv | vk_percent | shift_degree | vector_group | tap_side | tap_neutral | tap_min | tap_max | tap_step_degree | tap_step_percent | tap_phase_shifter
160 MVA 380/110 kV | 0.06 | 60 | 0.25 | 160 | 110 | 380 | 12.2 | 0 | Yy0 | hv | 0 | -9 | 9 | 0 | 1.5 | FALSE
100 MVA 220/110 kV | 0.06 | 55 | 0.26 | 100 | 110 | 220 | 12 | 0 | Yy0 | hv | 0 | -9 | 9 | 0 | 1.5 | FALSE
63 MVA 110/20 kV | 0.04 | 22 | 0.32 | 63 | 20 | 110 | 18 | 150 | YNd5 | hv | 0 | -9 | 9 | 0 | 1.5 | FALSE
40 MVA 110/20 kV | 0.05 | 18 | 0.34 | 40 | 20 | 110 | 16.2 | 150 | YNd5 | hv | 0 | -9 | 9 | 0 | 1.5 | FALSE
25 MVA 110/20 kV | 0.07 | 14 | 0.41 | 25 | 20 | 110 | 12 | 150 | YNd5 | hv | 0 | -9 | 9 | 0 | 1.5 | FALSE
63 MVA 110/10 kV | 0.04 | 22 | 0.32 | 63 | 10 | 110 | 18 | 150 | YNd5 | hv | 0 | -9 | 9 | 0 | 1.5 | FALSE
40 MVA 110/10 kV | 0.05 | 18 | 0.34 | 40 | 10 | 110 | 16.2 | 150 | YNd5 | hv | 0 | -9 | 9 | 0 | 1.5 | FALSE
25 MVA 110/10 kV | 0.07 | 14 | 0.41 | 25 | 10 | 110 | 12 | 150 | YNd5 | hv | 0 | -9 | 9 | 0 | 1.5 | FALSE
0.25 MVA 20/0.4 kV | 0.32 | 0.8 | 1.44 | 0.25 | 0.4 | 20 | 6 | 150 | Yzn5 | hv | 0 | -2 | 2 | 0 | 2.5 | FALSE
0.4 MVA 20/0.4 kV | 0.3375 | 1.35 | 1.425 | 0.4 | 0.4 | 20 | 6 | 150 | Dyn5 | hv | 0 | -2 | 2 | 0 | 2.5 | FALSE
0.63 MVA 20/0.4 kV | 0.2619 | 1.65 | 1.206 | 0.63 | 0.4 | 20 | 6 | 150 | Dyn5 | hv | 0 | -2 | 2 | 0 | 2.5 | FALSE
0.25 MVA 10/0.4 kV | 0.24 | 0.6 | 1.2 | 0.25 | 0.4 | 10 | 4 | 150 | Dyn5 | hv | 0 | -2 | 2 | 0 | 2.5 | FALSE
0.4 MVA 10/0.4 kV | 0.2375 | 0.95 | 1.325 | 0.4 | 0.4 | 10 | 4 | 150 | Dyn5 | hv | 0 | -2 | 2 | 0 | 2.5 | FALSE
0.63 MVA 10/0.4 kV | 0.1873 | 1.18 | 1.0794 | 0.63 | 0.4 | 10 | 4 | 150 | Dyn5 | hv | 0 | -2 | 2 | 0 | 2.5 | FALSE

## trafo3w_std_types
| sn_hv_mva | sn_mv_mva | sn_lv_mva | vn_hv_kv | vn_mv_kv | vn_lv_kv | vk_hv_percent | vk_mv_percent | vk_lv_percent | vkr_hv_percent | vkr_mv_percent | vkr_lv_percent | pfe_kw | i0_percent | shift_mv_degree | shift_lv_degree | vector_group | tap_side | tap_neutral | tap_min | tap_max | tap_step_percent
63/25/38 MVA 110/20/10 kV | 63 | 25 | 38 | 110 | 20 | 10 | 10.4 | 10.4 | 10.4 | 0.28 | 0.32 | 0.35 | 35 | 0.89 | 0 | 0 | YN0yn0yn0 | hv | 0 | -10 | 10 | 1.2
63/25/38 MVA 110/10/10 kV | 63 | 25 | 38 | 110 | 10 | 10 | 10.4 | 10.4 | 10.4 | 0.28 | 0.32 | 0.35 | 35 | 0.89 | 0 | 0 | YN0yn0yn0 | hv | 0 | -10 | 10 | 1.2

## fuse_std_types
| fuse_type | i_rated_a | t_avg | t_min | t_total | x_avg | x_min | x_total
HV 100A | HV 100A | 100 | 0 | [10.0, 3.64, 0.854, 0.281, 0.1, 0.0531, 0.022, 0.01] | [10.0, 4.267, 1.21, 0.403, 0.1, 0.058, 0.022, 0.01] | 0 | [300.0, 350.0, 450.0, 550.0, 700.0, 850.0, 1200.0, 1752.0] | [600.0, 700.0, 900.0, 1150.0, 1665.0, 2000.0, 3000.0, 4313.0]
HV 10A | HV 10A | 10 | 0 | [10.0, 1675.0, 0.344, 0.156, 0.1, 0.0417, 0.0171, 0.01] | [10.0, 1.3, 0.3, 0.155, 0.1, 0.0555, 0.023, 0.01] | 0 | [30.0, 32.0, 35.0, 37.0, 39.0, 50.0, 70.0, 88.0] | [60.0, 70.0, 80.0, 87.0, 94.0, 110.0, 150.0, 216.0]
HV 125A | HV 125A | 125 | 0 | [10.0, 1.82, 0.344, 0.1, 0.0467, 0.0269, 0.01] | [10.0, 2.478, 0.426, 0.1, 0.0427, 0.0211, 0.01] | 0 | [375.0, 500.0, 700.0, 925.0, 1200.0, 1500.0, 2341.0] | [750.0, 1000.0, 1500.0, 2200.0, 3000.0, 4000.0, 5765.0]
HV 160A | HV 160A | 160 | 0 | [10.0, 4.15, 1.03, 0.198, 0.1, 0.051, 0.0172, 0.01] | [10.0, 2.3, 0.734, 0.274, 0.1, 0.046, 0.0177, 0.01] | 0 | [480.0, 550.0, 700.0, 1000.0, 1260.0, 1600.0, 2500.0, 3227.0] | [960.0, 1300.0, 1700.0, 2200.0, 2996.0, 4000.0, 6000.0, 7946.0]
HV 16A | HV 16A | 16 | 0 | [10.0, 0.352, 0.164, 0.1, 0.0649, 0.0342, 0.01] | [10.0, 2.34, 0.722, 0.181, 0.1, 0.055, 0.0296, 0.01] | 0 | [48.0, 60.0, 65.0, 71.0, 80.0, 100.0, 162.0] | [96.0, 110.0, 125.0, 150.0, 168.0, 200.0, 250.0, 398.0]
HV 200A | HV 200A | 200 | 0 | [10.0, 4.267, 1.21, 0.403, 0.1, 0.058, 0.022, 0.01] | [10.0, 3.73, 1.654, 0.328, 0.1, 0.0531, 0.019, 0.01] | 0 | [600.0, 700.0, 900.0, 1150.0, 1665.0, 2000.0, 3000.0, 4313.0] | [1200.0, 1500.0, 1800.0, 2700.0, 3960.0, 5000.0, 7500.0, 10620.0]
HV 20A | HV 20A | 20 | 0 | [10.0, 1.3, 0.3, 0.155, 0.1, 0.0555, 0.023, 0.01] | [10.0, 1.3, 0.161, 0.1, 0.0611, 0.0399, 0.0141, 0.01] | 0 | [60.0, 70.0, 80.0, 87.0, 94.0, 110.0, 150.0, 216.0] | [120.0, 150.0, 200.0, 223.0, 260.0, 300.0, 450.0, 532.0]
HV 25A | HV 25A | 25 | 0 | [10.0, 2.512, 0.833, 0.299, 0.1, 0.0372, 0.0223, 0.01] | [10.0, 3.125, 0.597, 0.198, 0.1, 0.0378, 0.022, 0.01] | 0 | [75.0, 82.0, 90.0, 100.0, 124.0, 170.0, 200.0, 289.0] | [150.0, 170.0, 210.0, 250.0, 294.0, 400.0, 500.0, 711.0]
HV 31.5A | HV 31.5A | 31.5 | 0 | [10.0, 2.34, 0.722, 0.181, 0.1, 0.055, 0.0296, 0.01] | [10.0, 2.84, 0.368, 0.164, 0.1, 0.0621, 0.0378, 0.0195, 0.01] | 0 | [95.0, 110.0, 125.0, 150.0, 165.0, 200.0, 250.0, 390.0] | [189.0, 220.0, 300.0, 350.0, 393.0, 450.0, 530.0, 700.0, 960.0]
HV 40A | HV 40A | 40 | 0 | [10.0, 1.3, 0.161, 0.1, 0.0611, 0.0399, 0.0141, 0.01] | [10.0, 2.05, 0.369, 0.198, 0.1, 0.051, 0.0298, 0.01] | 0 | [120.0, 150.0, 200.0, 223.0, 260.0, 300.0, 450.0, 532.0] | [240.0, 300.0, 400.0, 450.0, 530.0, 650.0, 800.0, 1311.0]
HV 50A | HV 50A | 50 | 0 | [10.0, 3.215, 0.597, 0.198, 0.1, 0.0378, 0.022, 0.01] | [10.0, 3.64, 0.854, 0.281, 0.1, 0.0531, 0.022, 0.01] | 0 | [150.0, 170.0, 210.0, 250.0, 294.0, 400.0, 500.0, 711.0] | [300.0, 350.0, 450.0, 550.0, 700.0, 850.0, 1200.0, 1752.0]
HV 6.3A | HV 6.3A | 6.3 | 0 | [10.0, 1.39, 0.344, 0.168, 0.1, 0.056, 0.0263, 0.01] | [10.0, 1.711, 0.516, 0.198, 0.1, 0.0634, 0.0303, 0.01] | 0 | [19.0, 19.5, 20.4, 20.8, 22.0, 25.0, 32.0, 48.0] | [38.0, 40.0, 43.0, 48.0, 53.0, 60.0, 75.0, 118.0]
HV 63A | HV 63A | 63 | 0 | [10.0, 2.84, 0.368, 0.164, 0.1, 0.0621, 0.0378, 0.0195, 0.01] | [10.0, 1.82, 0.344, 0.1, 0.0467, 0.0269, 0.01] | 0 | [189.0, 220.0, 300.0, 350.0, 393.0, 450.0, 530.0, 700.0, 961.0] | [378.0, 500.0, 700.0, 934.0, 1200.0, 1500.0, 2366.0]
HV 80A | HV 80A | 80 | 0 | [10.0, 2.05, 0.369, 0.198, 0.1, 0.051, 0.0298, 0.01] | [10.0, 4.15, 1.03, 0.198, 0.1, 0.051, 0.0172, 0.01] | 0 | [240.0, 300.0, 400.0, 450.0, 530.0, 650.0, 800.0, 1311.0] | [480.0, 550.0, 700.0, 1000.0, 1260.0, 1600.0, 2500.0, 3227.0]
Siemens NH-1-100 | Siemens NH-1-100 | 100 | [5400.0, 2000.0, 400.0, 20.0, 1.0, 0.2, 0.012, 0.004] | 0 | 0 | [150.0, 190.0, 250.0, 430.0, 900.0, 1250.0, 2700.0, 3600.0] | 0 | 0
Siemens NH-1-125 | Siemens NH-1-125 | 125 | [4800.0, 120.0, 7.0, 0.1, 0.004] | 0 | 0 | [180.0, 400.0, 740.0, 2000.0, 4250.0] | 0 | 0
Siemens NH-1-16 | Siemens NH-1-16 | 16 | [4000.0, 400.0, 2.0, 0.1, 0.04, 0.01] | 0 | 0 | [26.0, 35.0, 75.0, 150.0, 200.0, 300.0] | 0 | 0
Siemens NH-1-160 | Siemens NH-1-160 | 160 | [4800.0, 120.0, 7.0, 0.1, 0.004] | 0 | 0 | [210.0, 500.0, 900.0, 2300.0, 5000.0] | 0 | 0
Siemens NH-1-25 | Siemens NH-1-25 | 25 | [4000.0, 1000.0, 10.0, 0.2, 0.02, 0.01] | 0 | 0 | [40.0, 50.0, 100.0, 210.0, 400.0, 500.0] | 0 | 0
Siemens NH-1-50 | Siemens NH-1-50 | 50 | [4000.0, 40.0, 4.0, 1.0, 0.02, 0.01] | 0 | 0 | [86.0, 200.0, 300.0, 400.0, 1000.0, 1280.0] | 0 | 0
Siemens NH-1-63 | Siemens NH-1-63 | 63 | [4000.0, 100.0, 10.0, 2.0, 0.04, 0.01] | 0 | 0 | [100.0, 200.0, 300.0, 400.0, 1000.0, 1500.0] | 0 | 0
Siemens NH-1-80 | Siemens NH-1-80 | 80 | [4800.0, 120.0, 7.0, 0.1, 0.01] | 0 | 0 | [150.58, 250.0, 450.0, 1150.0, 2470.0] | 0 | 0
Siemens NH-2-1000 | Siemens NH-2-1000 | 1000 | [4800.0, 120.0, 7.0, 0.1, 0.004] | 0 | 0 | [1900.0, 3500.0, 8400.0, 24000.0, 52000.0] | 0 | 0
Siemens NH-2-200 | Siemens NH-2-200 | 200 | [4800.0, 120.0, 7.0, 0.1, 0.004] | 0 | 0 | [280.0, 650.0, 1200.0, 3000.0, 7000.0] | 0 | 0
Siemens NH-2-224 | Siemens NH-2-224 | 224 | [4800.0, 120.0, 7.0, 0.2, 0.04, 0.004] | 0 | 0 | [400.0, 750.0, 1453.0, 3025.0, 4315.0, 7600.0] | 0 | 0
Siemens NH-2-250 | Siemens NH-2-250 | 250 | [4800.0, 120.0, 7.0, 0.1, 0.004] | 0 | 0 | [450.0, 800.0, 1650.0, 4000.0, 8500.0] | 0 | 0
Siemens NH-2-315 | Siemens NH-2-315 | 315 | [4800.0, 120.0, 7.0, 0.1, 0.004] | 0 | 0 | [550.0, 920.0, 1900.0, 5000.0, 11000.0] | 0 | 0
Siemens NH-2-355 | Siemens NH-2-355 | 355 | [4800.0, 120.0, 6.0, 0.1, 0.004] | 0 | 0 | [650.0, 1116.27, 2350.0, 5840.0, 12790.0] | 0 | 0
Siemens NH-2-400 | Siemens NH-2-400 | 400 | [4800.0, 120.0, 7.0, 0.1, 0.004] | 0 | 0 | [720.0, 1350.0, 2800.0, 6500.0, 15000.0] | 0 | 0
Siemens NH-2-425 | Siemens NH-2-425 | 425 | [4800.0, 120.0, 7.0, 0.1, 0.004] | 0 | 0 | [850.0, 1500.0, 3050.0, 7500.0, 16500.0] | 0 | 0
Siemens NH-2-630 | Siemens NH-2-630 | 630 | [4800.0, 120.0, 7.0, 0.1, 0.004] | 0 | 0 | [1200.0, 2000.0, 4800.0, 12000.0, 26000.0] | 0 | 0

## res_bus
| vm_pu | va_degree | p_mw | q_mvar
0 | 0.98118 | -0.36138 | 0.0014068 | 0.00035257
1 | 0.98129 | -0.35924 | 0.0021204 | 0.00053141
2 | 0.98104 | -0.36416 | 0.0018273 | 0.00045797
3 | 0.98134 | -0.35833 | 0.0020287 | 0.00050844
4 | 0.98088 | -0.36717 | 0.0019907 | 0.00049891
5 | 0.98155 | -0.35411 | 0.0020135 | 0.00050463
6 | 0.9808 | -0.36876 | 0.0024021 | 0.00060201
7 | 0.98169 | -0.35139 | 0.0025255 | 0.00063295
8 | 0.98077 | -0.36933 | 0.0012754 | 0.00031965
9 | 0.97084 | -0.56344 | 0.0017472 | 0.00043789
10 | 0.971 | -0.56042 | 0.00066433 | 0.0001665
11 | 0.97083 | -0.56373 | 0.00056172 | 0.00014078
12 | 0.97102 | -0.56005 | 0.00060048 | 0.0001505
13 | 0.97061 | -0.56818 | 0.0015952 | 0.0003998
14 | 0.97126 | -0.55518 | 0.00060058 | 0.00015052
15 | 0.97058 | -0.56878 | 0.0013782 | 0.00034542
16 | 0.97007 | -0.57882 | 0.012199 | 0.0030573
17 | 0.9713 | -0.55454 | 0.00036503 | 9.1486e-05
18 | 0.97052 | -0.56996 | 0.00078602 | 0.000197
19 | 0.97632 | -0.45597 | 0.00136 | 0.00034086
20 | 0.97622 | -0.458 | 0.0017304 | 0.00043367
21 | 0.97645 | -0.4535 | 0.00068516 | 0.00017172
22 | 0.97613 | -0.45976 | 0.0011245 | 0.00028183
23 | 0.97654 | -0.45178 | 0.0011958 | 0.0002997
24 | 0.97586 | -0.46515 | 0 | 0
25 | 0.97681 | -0.44631 | 0.0018723 | 0.00046924
26 | 0.97579 | -0.4664 | 0.0041695 | 0.001045
27 | 0.97685 | -0.44568 | 0.0026036 | 0.00065251
28 | 0.98275 | -0.33075 | 0.0025546 | 0.00064025
29 | 0.98253 | -0.33502 | 0.0011799 | 0.0002957
30 | 0.98278 | -0.32999 | 0.0017503 | 0.00043867
31 | 0.98228 | -0.33987 | 0.0017176 | 0.00043047
32 | 0.98334 | -0.31919 | 0.0055268 | 0.0013851
33 | 0.98221 | -0.34115 | 0.0021784 | 0.00054597
34 | 0.9836 | -0.31401 | 0.0012399 | 0.00031074
35 | 0.98197 | -0.34585 | 0.0018752 | 0.00046997
36 | 0.98389 | -0.30845 | 0.00095122 | 0.0002384
37 | 0.97865 | -0.41086 | 0.0019751 | 0.00049502
38 | 0.97865 | -0.4109 | 0.0019675 | 0.00049311
39 | 0.97898 | -0.40434 | 0 | 0
40 | 0.97861 | -0.41162 | 0.0019648 | 0.00049241
41 | 0.97925 | -0.39914 | 0 | 0
42 | 0.97836 | -0.41662 | 0.0019869 | 0.00049797
43 | 0.97908 | -0.40242 | 0 | 0
44 | 0.98034 | -0.37768 | 0.001198 | 0.00030024
45 | 0.97923 | -0.39954 | 0.0028782 | 0.00072134
46 | 0.97883 | -0.40741 | 0.0019916 | 0.00049913
47 | 0.97836 | -0.41665 | 0.00198 | 0.00049623
48 | 0.98038 | -0.377 | 0.0024661 | 0.00061805
49 | 0.97869 | -0.41004 | 0.0019833 | 0.00049707
50 | 0.97834 | -0.41703 | 0.0019846 | 0.00049738
51 | 0.97822 | -0.41929 | 0.0012221 | 0.00030628
52 | 0.97822 | -0.4193 | 0.0012259 | 0.00030723
53 | 0.97821 | -0.41943 | 0.0012186 | 0.0003054
54 | 0.97821 | -0.41943 | 0.0012212 | 0.00030607
55 | 0.97406 | -0.50049 | 0.0036245 | 0.00090838
56 | 0.97356 | -0.51027 | 0.0016782 | 0.00042059
57 | 0.97449 | -0.492 | 0 | 0
58 | 0.97324 | -0.51656 | 0 | 0
59 | 0.97524 | -0.47721 | 0.0013723 | 0.00034393
60 | 0.97398 | -0.50194 | 0.0025371 | 0.00063585
61 | 0.97274 | -0.52641 | 0.0018168 | 0.00045532
62 | 0.97319 | -0.51764 | 0.001486 | 0.00037243
63 | 0.97616 | -0.45901 | 0.0017155 | 0.00042995
64 | 0.97374 | -0.50679 | 0.0018479 | 0.00046312
65 | 0.97269 | -0.52757 | 0.0017796 | 0.00044602
66 | 0.97262 | -0.5289 | 0 | 0
67 | 0.9731 | -0.5193 | 0.002157 | 0.00054059
68 | 0.97732 | -0.43626 | 0 | 0
69 | 0.97363 | -0.50898 | 0 | 0
70 | 0.98672 | -0.25319 | 0.0011564 | 0.00028982
71 | 0.98672 | -0.2533 | 0.0015055 | 0.00037732
72 | 0.98676 | -0.25244 | 0 | 0
73 | 0.98679 | -0.25179 | 0 | 0
74 | 0.98668 | -0.25399 | 0.0011228 | 0.0002814
75 | 0.99436 | -0.10693 | 0.0024214 | 0.00060687
76 | 0.99437 | -0.10672 | 0.0024507 | 0.0006142
77 | 0.9864 | -0.25947 | 0 | 0
78 | 0.98847 | -0.21943 | 0.0044978 | 0.0011273
79 | 0.98554 | -0.27611 | 0.0028409 | 0.000712
80 | 0.98473 | -0.2918 | 0.0027105 | 0.00067932
81 | 0.9866 | -0.25556 | 0.0022705 | 0.00056905
82 | 0.99448 | -0.10461 | 0.0019508 | 0.00048892
83 | 0.98955 | -0.19864 | 0.001536 | 0.00038497
84 | 0.98437 | -0.29865 | 0.0027175 | 0.00068107
85 | 0.98248 | -0.33562 | 0 | 0
86 | 0.9866 | -0.25567 | 0.0011551 | 0.0002895
87 | 0.99451 | -0.10404 | 0.0020628 | 0.00051699
88 | 0.99455 | -0.10329 | 0.0019506 | 0.00048886
89 | 0.99297 | -0.13345 | 0.0016127 | 0.00040418
90 | 0.99311 | -0.13074 | 0.0024418 | 0.00061197
91 | 0.99284 | -0.13589 | 0.0020877 | 0.00052323
92 | 0.99325 | -0.12805 | 0 | 0
93 | 0.99279 | -0.13696 | 0.0026621 | 0.00066718
94 | 0.99348 | -0.12367 | 0 | 0
95 | 0.99222 | -0.14768 | 0.0035775 | 0.00089661
96 | 0.99532 | -0.088479 | 0.0071372 | 0.0017887
97 | 0.99694 | -0.057776 | 0 | 0
98 | 1 | 0 | -0.545 | -0.13983
99 | 0.9965 | -0.066043 | 0 | 0
100 | 0.99061 | -0.17846 | 0 | 0
101 | 0.98329 | -0.31956 | 0.0019364 | 0.0004853
102 | 0.98278 | -0.3295 | 0.0054695 | 0.0013708
103 | 0.98336 | -0.31827 | 0.0054652 | 0.0013697
104 | 0.98244 | -0.33613 | 0.010472 | 0.0026246
105 | 0.98374 | -0.31097 | 0.0019235 | 0.00048207
106 | 0.98235 | -0.33781 | 0.0033827 | 0.00084779
107 | 0.98398 | -0.30619 | 0.0040451 | 0.0010138
108 | 0.9818 | -0.34868 | 0.00294 | 0.00073682
109 | 0.98147 | -0.35546 | 0.0010983 | 0.00027525
110 | 0.98148 | -0.35522 | 0.001026 | 0.00025713
111 | 0.98146 | -0.35561 | 0.00094528 | 0.00023691
112 | 0.98151 | -0.35469 | 0.0010928 | 0.00027388
113 | 0.98146 | -0.3557 | 0.00096643 | 0.00024221
114 | 0.98153 | -0.35422 | 0.0015384 | 0.00038557
115 | 0.98156 | -0.35374 | 0.001566 | 0.00039248
116 | 0.98009 | -0.38199 | 0.0017955 | 0.00045
117 | 0.97963 | -0.39098 | 0.0014012 | 0.00035118
118 | 0.98088 | -0.36659 | 0 | 0
119 | 0.97924 | -0.39851 | 0.0047784 | 0.0011976
120 | 0.9787 | -0.40914 | 0.0077829 | 0.0019506
121 | 0.97923 | -0.39865 | 0.0014167 | 0.00035506
122 | 0.97794 | -0.42411 | 0.0091538 | 0.0022942
123 | 0.97887 | -0.40574 | 0.0014464 | 0.00036249
124 | 0.97794 | -0.4242 | 0 | 0
125 | 0.98158 | -0.35324 | 0.00117 | 0.00029323
126 | 0.98171 | -0.35068 | 0.0011452 | 0.00028701
127 | 0.98186 | -0.34772 | 0.002096 | 0.0005253
128 | 0.98197 | -0.34574 | 0.003072 | 0.00076991
129 | 0.97721 | -0.43814 | 0.0020323 | 0.00050934
130 | 0.97718 | -0.43881 | 0.0025039 | 0.00062754
131 | 0.97721 | -0.43813 | 0.0020173 | 0.00050558
132 | 0.97714 | -0.43966 | 0.0020162 | 0.00050532
133 | 0.9773 | -0.4364 | 0.0020249 | 0.00050748
134 | 0.97564 | -0.46898 | 0.007784 | 0.0019508
135 | 0.9773 | -0.43639 | 0.0020837 | 0.00052222
136 | 0.97508 | -0.48001 | 0 | 0
137 | 0.97751 | -0.43234 | 0.0077585 | 0.0019445
138 | 0.97898 | -0.40391 | 0.0013329 | 0.00033405
139 | 0.97916 | -0.40033 | 0 | 0
140 | 0.97864 | -0.4105 | 0 | 0
141 | 0.97897 | -0.40407 | 0 | 0
142 | 0.97976 | -0.38865 | 0.0019288 | 0.00048339
143 | 0.97862 | -0.41084 | 0.0015509 | 0.0003887
144 | 0.97854 | -0.41248 | 0.0012237 | 0.0003067
145 | 0.9787 | -0.40931 | 0.0021001 | 0.00052634
146 | 0.97877 | -0.40794 | 0.0046057 | 0.0011543
147 | 0.9804 | -0.3761 | 0.007235 | 0.0018133
148 | 0.9784 | -0.41532 | 0.0019756 | 0.00049514
149 | 0.97862 | -0.41086 | 0.00087878 | 0.00022024
150 | 0.98145 | -0.35552 | 0.0032055 | 0.00080336
151 | 0.97839 | -0.41544 | 0.0016456 | 0.00041243
152 | 0.98072 | -0.36997 | 0.0032951 | 0.00082582
153 | 0.98083 | -0.36781 | 0 | 0
154 | 0.97801 | -0.42313 | 0 | 0
155 | 0.98105 | -0.3635 | 0 | 0
156 | 0.97752 | -0.43282 | 0 | 0
157 | 0.97673 | -0.44823 | 0.011335 | 0.0028407
158 | 0.98133 | -0.35807 | 0.0017943 | 0.0004497
159 | 0.98177 | -0.34944 | 0.00092744 | 0.00023244
160 | 0.98064 | -0.37186 | 0.01009 | 0.0025287
161 | 0.9808 | -0.36877 | 0.0020276 | 0.00050816
162 | 0.98221 | -0.3412 | 0.012444 | 0.0031188
163 | 0.98296 | -0.32646 | 0 | 0
164 | 0.97711 | -0.44039 | 0.00040184 | 0.00010071
165 | 0.97711 | -0.44035 | 0.00040027 | 0.00010032
166 | 0.97712 | -0.44027 | 0.0077538 | 0.0019433
167 | 0.97717 | -0.43931 | 0.0015168 | 0.00038015
168 | 0.97722 | -0.43832 | 0.0015178 | 0.00038039
169 | 0.98787 | -0.23135 | 0.0010072 | 0.00025243
170 | 0.98775 | -0.23349 | 0.001926 | 0.00048269
171 | 0.98937 | -0.20239 | 0.002339 | 0.0005862
172 | 0.9859 | -0.26937 | 0.0052864 | 0.0013249
173 | 0.98992 | -0.19169 | 0.0015506 | 0.00038862
174 | 0.98974 | -0.19522 | 0 | 0
175 | 0.98917 | -0.20614 | 0.0012828 | 0.0003215
176 | 0.97433 | -0.49477 | 0 | 0
177 | 0.99067 | -0.17731 | 0.0023976 | 0.00060091
178 | 0.9916 | -0.15949 | 0.0034358 | 0.0008611
179 | 0.99209 | -0.15007 | 0.0033142 | 0.00083063
180 | 0.98437 | -0.29915 | 0.0030478 | 0.00076384
181 | 0.98452 | -0.29605 | 0.00094797 | 0.00023758
182 | 0.98484 | -0.28994 | 0.0012124 | 0.00030387
183 | 0.98544 | -0.27833 | 0 | 0
184 | 0.98642 | -0.25926 | 0 | 0
185 | 0.98538 | -0.27935 | 0 | 0
186 | 0.9739 | -0.50317 | 0.002046 | 0.00051278
187 | 0.9731 | -0.51891 | 0.00041361 | 0.00010366
188 | 0.97274 | -0.52601 | 0 | 0
189 | 0.97233 | -0.53418 | 0.00043941 | 0.00011013
190 | 0.97272 | -0.5263 | 0.00052366 | 0.00013124
191 | 0.9723 | -0.5346 | 0.00043294 | 0.00010851
192 | 0.97272 | -0.52639 | 0.00063287 | 0.00015861
193 | 0.97194 | -0.54181 | 0.00063453 | 0.00015903
194 | 0.98069 | -0.37105 | 0.00076496 | 0.00019172
195 | 0.97851 | -0.41365 | 0.003047 | 0.00076366
196 | 0.98628 | -0.26193 | 0.0032903 | 0.00082464
197 | 0.98635 | -0.26056 | 0 | 0
198 | 0.98528 | -0.28143 | 0 | 0
199 | 0.98524 | -0.28215 | 0 | 0
200 | 0.98727 | -0.24268 | 0 | 0
201 | 0.98729 | -0.24246 | 0 | 0
202 | 0.98725 | -0.24318 | 0.0015294 | 0.00038331
203 | 0.98656 | -0.25644 | 0 | 0
204 | 0.98516 | -0.28376 | 0.0019675 | 0.00049311
205 | 0.98514 | -0.28409 | 0 | 0
206 | 0.98511 | -0.28475 | 0.0014489 | 0.00036313
207 | 0.97049 | -0.57042 | 0.0012784 | 0.00032039
208 | 0.97051 | -0.57016 | 0.00052949 | 0.0001327
209 | 0.98516 | -0.28354 | 0.0074332 | 0.0018629
210 | 0.98176 | -0.35009 | 0.0014152 | 0.00035467
211 | 0.98658 | -0.256 | 0.0010957 | 0.00027462
212 | 0.98657 | -0.25619 | 0.0011588 | 0.00029043
213 | 0.98655 | -0.25647 | 0.0017584 | 0.0004407
214 | 0.97253 | -0.53063 | 0.0016988 | 0.00042575
215 | 0.97253 | -0.53066 | 0.0016235 | 0.00040688
216 | 0.97253 | -0.53069 | 0.0014182 | 0.00035544
217 | 0.97258 | -0.52974 | 0.0019006 | 0.00047634
218 | 0.97253 | -0.53072 | 0.0011313 | 0.00028352
219 | 0.97248 | -0.53169 | 0.0015086 | 0.0003781
220 | 0.97246 | -0.53201 | 0.0011299 | 0.00028319
221 | 0.97734 | -0.43591 | 0.0015368 | 0.00038517
222 | 0.97741 | -0.4346 | 0.0015436 | 0.00038685
223 | 0.97761 | -0.43054 | 0.0023327 | 0.00058464
224 | 0.97321 | -0.51725 | 0.0018668 | 0.00046786
225 | 0.97321 | -0.51732 | 0.0014182 | 0.00035542
226 | 0.97325 | -0.51644 | 0 | 0
227 | 0.97328 | -0.51588 | 0.0014055 | 0.00035225
228 | 0.97347 | -0.51211 | 0.0018924 | 0.00047428
229 | 0.98214 | -0.3423 | 0 | 0
230 | 0.98204 | -0.34417 | 0.00091023 | 0.00022812
231 | 0.98225 | -0.34007 | 0.00091315 | 0.00022886
232 | 0.98197 | -0.34568 | 0.00091139 | 0.00022841
233 | 0.98197 | -0.34555 | 0.0011507 | 0.00028839
234 | 0.98194 | -0.34629 | 0.0012195 | 0.00030564
235 | 0.97833 | -0.41655 | 0.002681 | 0.00067193
236 | 0.97145 | -0.55146 | 0.00069508 | 0.0001742
237 | 0.97146 | -0.55126 | 0.00052025 | 0.00013039
238 | 0.97172 | -0.54615 | 0.00058253 | 0.000146
239 | 0.97175 | -0.54555 | 0.00077818 | 0.00019503
240 | 0.99495 | -0.095578 | 0 | 0
241 | 0.99498 | -0.094912 | 0 | 0
242 | 0.97244 | -0.53247 | 0.0011324 | 0.00028381
243 | 0.97243 | -0.53257 | 0.00094264 | 0.00023625
244 | 0.9783 | -0.41717 | 0.0012629 | 0.00031651
245 | 0.97804 | -0.42225 | 0.0023048 | 0.00057764
246 | 0.97764 | -0.43013 | 0 | 0
247 | 0.97759 | -0.43097 | 0.0015218 | 0.00038139
248 | 0.98413 | -0.30347 | 0 | 0
249 | 0.977 | -0.44267 | 0.0015885 | 0.00039811
250 | 0.97701 | -0.44241 | 0.0024904 | 0.00062415
251 | 0.97699 | -0.44288 | 0.0015606 | 0.00039113
252 | 0.99576 | -0.080152 | 0.001194 | 0.00029925
253 | 0.9819 | -0.34698 | 0.00077355 | 0.00019387
254 | 0.9819 | -0.34707 | 0.00077737 | 0.00019483
255 | 0.9819 | -0.34695 | 0.00080953 | 0.00020289
256 | 0.98192 | -0.34669 | 0.00091364 | 0.00022898
257 | 0.97193 | -0.54204 | 0.00056584 | 0.00014181
258 | 0.97758 | -0.4312 | 0.0019133 | 0.00047951
259 | 0.97722 | -0.43835 | 0.0066027 | 0.0016548
260 | 0.97726 | -0.43755 | 0.0065502 | 0.0016416
261 | 0.97746 | -0.43356 | 0 | 0
262 | 0.97739 | -0.43491 | 0.0026436 | 0.00066255
263 | 0.98061 | -0.37262 | 0.0019806 | 0.00049638
264 | 0.9806 | -0.37276 | 0.001697 | 0.00042531
265 | 0.98036 | -0.37735 | 0.0067659 | 0.0016957
266 | 0.98059 | -0.373 | 0 | 0
267 | 0.98057 | -0.37325 | 0.00074333 | 0.0001863
268 | 0.98326 | -0.32062 | 0.0047503 | 0.0011905
269 | 0.98344 | -0.31699 | 0.0016293 | 0.00040834
270 | 0.98307 | -0.32426 | 0.0056317 | 0.0014114
271 | 0.98353 | -0.31518 | 0.002152 | 0.00053934
272 | 0.98344 | -0.31709 | 0.0013283 | 0.00033289
273 | 0.98364 | -0.31304 | 0.0015456 | 0.00038735
274 | 0.98397 | -0.30672 | 0.0015921 | 0.00039901
275 | 0.98213 | -0.34246 | 0.0014872 | 0.00037272
276 | 0.98395 | -0.30698 | 0.001589 | 0.00039823
277 | 0.97831 | -0.41705 | 0.0011124 | 0.0002788
278 | 0.9783 | -0.41715 | 0.0014835 | 0.00037179
279 | 0.97829 | -0.41749 | 0.0021697 | 0.00054379
280 | 0.99343 | -0.12449 | 0.0047612 | 0.0011933
281 | 0.97355 | -0.5106 | 0.0023202 | 0.0005815
282 | 0.97353 | -0.51093 | 0.0015966 | 0.00040014
283 | 0.99998 | 149.9956 | 0 | 0

## res_line
| p_from_mw | q_from_mvar | p_to_mw | q_to_mvar | pl_mw | ql_mvar | i_from_ka | i_to_ka | i_ka | vm_from_pu | va_from_degree | vm_to_pu | va_to_degree | loading_percent
0 | -0.020864 | -0.0052311 | 0.020866 | 0.0052324 | 2.1312e-06 | 1.2923e-06 | 0.031642 | 0.031642 | 0.031642 | 0.98118 | -0.36138 | 0.98129 | -0.35924 | 8.6929
1 | 0.019457 | 0.0048785 | -0.019455 | -0.004877 | 2.5739e-06 | 1.5478e-06 | 0.029509 | 0.029509 | 0.029509 | 0.98118 | -0.36138 | 0.98104 | -0.36416 | 8.1068
2 | -0.022986 | -0.0057638 | 0.022987 | 0.0057644 | 9.9961e-07 | 6.1204e-07 | 0.034857 | 0.034857 | 0.034857 | 0.98129 | -0.35924 | 0.98134 | -0.35833 | 9.5762
3 | 0.017627 | 0.004419 | -0.017625 | -0.0044175 | 2.5261e-06 | 1.4978e-06 | 0.026737 | 0.026737 | 0.026737 | 0.98104 | -0.36416 | 0.98088 | -0.36717 | 7.3454
4 | -0.025016 | -0.0062729 | 0.025021 | 0.006276 | 5.0328e-06 | 3.1032e-06 | 0.037934 | 0.037934 | 0.037934 | 0.98134 | -0.35833 | 0.98155 | -0.35411 | 10.4213
5 | 0.015634 | 0.0039186 | -0.015633 | -0.0039179 | 1.1834e-06 | 6.8657e-07 | 0.023717 | 0.023717 | 0.023717 | 0.98088 | -0.36717 | 0.9808 | -0.36876 | 6.5158
6 | -0.027035 | -0.0067806 | 0.027038 | 0.0067828 | 3.4972e-06 | 2.168e-06 | 0.040986 | 0.040986 | 0.040986 | 0.98155 | -0.35411 | 0.98169 | -0.35139 | 11.2599
7 | 0.013231 | 0.0033159 | -0.013231 | -0.0033157 | 3.6299e-07 | 2.02e-07 | 0.020073 | 0.020073 | 0.020073 | 0.9808 | -0.36876 | 0.98077 | -0.36933 | 5.5146
8 | -0.029564 | -0.0074157 | 0.029566 | 0.0074169 | 1.8383e-06 | 1.1457e-06 | 0.044814 | 0.044814 | 0.044814 | 0.98169 | -0.35139 | 0.98176 | -0.35009 | 12.3116
9 | 0.011955 | 0.002996 | -0.011954 | -0.0029955 | 9.7634e-07 | 5.25e-07 | 0.018138 | 0.018138 | 0.018138 | 0.98077 | -0.36933 | 0.98069 | -0.37105 | 4.983
10 | -0.020086 | -0.0050367 | 0.020089 | 0.0050384 | 2.8961e-06 | 1.7527e-06 | 0.030786 | 0.030786 | 0.030786 | 0.97084 | -0.56344 | 0.971 | -0.56042 | 8.4578
11 | 0.018339 | 0.0045988 | -0.018338 | -0.0045986 | 2.5085e-07 | 1.5007e-07 | 0.028108 | 0.028108 | 0.028108 | 0.97084 | -0.56344 | 0.97083 | -0.56373 | 7.7221
12 | -0.020753 | -0.0052049 | 0.020753 | 0.0052051 | 3.6862e-07 | 2.239e-07 | 0.031804 | 0.031804 | 0.031804 | 0.971 | -0.56042 | 0.97102 | -0.56005 | 8.7375
13 | 0.017777 | 0.0044578 | -0.017773 | -0.0044556 | 3.7694e-06 | 2.245e-06 | 0.027247 | 0.027248 | 0.027248 | 0.97083 | -0.56373 | 0.97061 | -0.56818 | 7.4856
14 | -0.021354 | -0.0053556 | 0.021359 | 0.0053587 | 4.9498e-06 | 3.0154e-06 | 0.032725 | 0.032725 | 0.032725 | 0.97102 | -0.56005 | 0.97126 | -0.55518 | 8.9903
15 | 0.0039724 | 0.00099509 | -0.0039723 | -0.00099511 | 1.1369e-07 | -2.827e-08 | 0.0060899 | 0.0060899 | 0.0060899 | 0.97061 | -0.56818 | 0.97058 | -0.56878 | 1.6731
16 | 0.012205 | 0.0030607 | -0.012199 | -0.0030573 | 6.1857e-06 | 3.3769e-06 | 0.018712 | 0.018712 | 0.018712 | 0.97061 | -0.56818 | 0.97007 | -0.57882 | 5.1407
17 | -0.021959 | -0.0055092 | 0.02196 | 0.0055096 | 6.7687e-07 | 4.1346e-07 | 0.033645 | 0.033645 | 0.033645 | 0.97126 | -0.55518 | 0.9713 | -0.55454 | 9.243
18 | 0.0025941 | 0.00064969 | -0.0025939 | -0.0006499 | 1.4562e-07 | -2.1022e-07 | 0.0039769 | 0.003977 | 0.003977 | 0.97058 | -0.56878 | 0.97052 | -0.56996 | 1.0926
19 | -0.022325 | -0.0056011 | 0.022328 | 0.0056031 | 3.2783e-06 | 2.0056e-06 | 0.034204 | 0.034204 | 0.034204 | 0.9713 | -0.55454 | 0.97145 | -0.55146 | 9.3967
20 | 0.0018079 | 0.00045291 | -0.0018079 | -0.00045297 | 1.7246e-08 | -6.2926e-08 | 0.0027718 | 0.0027719 | 0.0027719 | 0.97052 | -0.56996 | 0.97051 | -0.57016 | 0.7615
21 | 0.0070268 | 0.0017605 | -0.0070261 | -0.0017603 | 6.7915e-07 | 2.3721e-07 | 0.010709 | 0.010709 | 0.010709 | 0.97632 | -0.45597 | 0.97622 | -0.458 | 2.9421
22 | -0.0083868 | -0.0021014 | 0.0083878 | 0.0021018 | 9.8943e-07 | 4.3126e-07 | 0.012782 | 0.012782 | 0.012782 | 0.97632 | -0.45597 | 0.97645 | -0.4535 | 3.5116
23 | 0.0052957 | 0.0013266 | -0.0052953 | -0.0013265 | 4.437e-07 | 5.6943e-08 | 0.0080718 | 0.0080719 | 0.0080719 | 0.97622 | -0.458 | 0.97613 | -0.45976 | 2.2176
24 | -0.009073 | -0.0022735 | 0.0090737 | 0.0022739 | 7.4392e-07 | 3.4629e-07 | 0.013826 | 0.013826 | 0.013826 | 0.97645 | -0.4535 | 0.97654 | -0.45178 | 3.7984
25 | 0.0041708 | 0.0010447 | -0.0041697 | -0.0010449 | 1.0697e-06 | -1.9728e-07 | 0.0063577 | 0.006358 | 0.006358 | 0.97613 | -0.45976 | 0.97586 | -0.46515 | 1.7467
26 | -0.010269 | -0.0025736 | 0.010272 | 0.0025749 | 2.6722e-06 | 1.346e-06 | 0.015648 | 0.015648 | 0.015648 | 0.97654 | -0.45178 | 0.97681 | -0.44631 | 4.299
27 | 0.0041697 | 0.0010449 | -0.0041695 | -0.001045 | 2.4829e-07 | -4.5705e-08 | 0.006358 | 0.0063581 | 0.0063581 | 0.97586 | -0.46515 | 0.97579 | -0.4664 | 1.7467
28 | -0.012144 | -0.0030441 | 0.012145 | 0.0030443 | 3.6805e-07 | 1.9966e-07 | 0.0185 | 0.0185 | 0.0185 | 0.97681 | -0.44631 | 0.97685 | -0.44568 | 5.0825
29 | -0.014748 | -0.0036969 | 0.01475 | 0.003698 | 1.9682e-06 | 1.1294e-06 | 0.022466 | 0.022466 | 0.022466 | 0.97685 | -0.44568 | 0.97699 | -0.44288 | 6.172
30 | 0.037964 | 0.0095337 | -0.037956 | -0.0095289 | 7.7283e-06 | 4.8671e-06 | 0.057489 | 0.05749 | 0.05749 | 0.98275 | -0.33075 | 0.98253 | -0.33502 | 15.7938
31 | -0.040518 | -0.010174 | 0.04052 | 0.010175 | 1.4679e-06 | 9.2627e-07 | 0.061358 | 0.061358 | 0.061358 | 0.98275 | -0.33075 | 0.98278 | -0.32999 | 16.8565
32 | 0.036776 | 0.0092332 | -0.036768 | -0.0092278 | 8.5069e-06 | 5.3519e-06 | 0.055703 | 0.055703 | 0.055703 | 0.98253 | -0.33502 | 0.98228 | -0.33987 | 15.3029
33 | -0.04227 | -0.010614 | 0.042292 | 0.010627 | 2.1784e-05 | 1.3762e-05 | 0.064008 | 0.064008 | 0.064008 | 0.98278 | -0.32999 | 0.98334 | -0.31919 | 17.5845
34 | 0.03505 | 0.0087973 | -0.035048 | -0.008796 | 2.1438e-06 | 1.3464e-06 | 0.053101 | 0.053101 | 0.053101 | 0.98228 | -0.33987 | 0.98221 | -0.34115 | 14.5881
35 | -0.047819 | -0.012012 | 0.047831 | 0.01202 | 1.1837e-05 | 7.4995e-06 | 0.072371 | 0.072371 | 0.072371 | 0.98334 | -0.31919 | 0.9836 | -0.31401 | 19.8821
36 | 0.03287 | 0.00825 | -0.032862 | -0.0082454 | 7.3654e-06 | 4.6136e-06 | 0.0498 | 0.049801 | 0.049801 | 0.98221 | -0.34115 | 0.98197 | -0.34585 | 13.6815
37 | -0.04907 | -0.012331 | 0.049084 | 0.012339 | 1.3024e-05 | 8.2552e-06 | 0.074247 | 0.074246 | 0.074247 | 0.9836 | -0.31401 | 0.98389 | -0.30845 | 20.3974
38 | 0.030987 | 0.0077754 | -0.030981 | -0.0077715 | 6.2643e-06 | 3.9134e-06 | 0.046959 | 0.046959 | 0.046959 | 0.98197 | -0.34585 | 0.98176 | -0.35009 | 12.9008
39 | -0.050035 | -0.012577 | 0.050057 | 0.012591 | 2.2234e-05 | 1.4098e-05 | 0.075685 | 0.075685 | 0.075685 | 0.98389 | -0.30845 | 0.98437 | -0.29915 | 20.7926
40 | 0.014775 | 0.0037037 | -0.014775 | -0.0037037 | 3.0725e-08 | 1.7625e-08 | 0.022466 | 0.022466 | 0.022466 | 0.97865 | -0.41086 | 0.97865 | -0.4109 | 6.1719
41 | -0.01675 | -0.0041987 | 0.016756 | 0.0042018 | 5.2027e-06 | 3.0609e-06 | 0.025469 | 0.025469 | 0.025469 | 0.97865 | -0.41086 | 0.97898 | -0.40434 | 6.9969
42 | 0.012808 | 0.0032106 | -0.012807 | -0.0032104 | 4.4035e-07 | 2.4292e-07 | 0.019474 | 0.019474 | 0.019474 | 0.97865 | -0.4109 | 0.97861 | -0.41162 | 5.35
43 | -0.016756 | -0.0042018 | 0.01676 | 0.0042043 | 4.1561e-06 | 2.445e-06 | 0.025469 | 0.025469 | 0.025469 | 0.97898 | -0.40434 | 0.97925 | -0.39914 | 6.9969
44 | 0.010843 | 0.0027179 | -0.01084 | -0.0027166 | 2.5824e-06 | 1.3345e-06 | 0.016487 | 0.016487 | 0.016487 | 0.97861 | -0.41162 | 0.97836 | -0.41662 | 4.5293
45 | 0.0070259 | 0.0017604 | -0.0070248 | -0.00176 | 1.0986e-06 | 3.798e-07 | 0.010676 | 0.010676 | 0.010676 | 0.97925 | -0.39914 | 0.97908 | -0.40242 | 2.933
46 | -0.026664 | -0.0066859 | 0.026691 | 0.0067028 | 2.7298e-05 | 1.6912e-05 | 0.040518 | 0.040518 | 0.040518 | 0.97925 | -0.39914 | 0.98034 | -0.37768 | 11.1314
47 | 0.0028782 | 0.00072127 | -0.0028782 | -0.00072134 | 5.5938e-08 | -6.2303e-08 | 0.0043736 | 0.0043736 | 0.0043736 | 0.97925 | -0.39914 | 0.97923 | -0.39954 | 1.2015
48 | 0.008853 | 0.0022186 | -0.008853 | -0.0022186 | 1.0249e-08 | 4.6662e-09 | 0.013465 | 0.013465 | 0.013465 | 0.97836 | -0.41662 | 0.97836 | -0.41665 | 3.6991
49 | 0.0070248 | 0.00176 | -0.0070231 | -0.0017594 | 1.671e-06 | 5.7791e-07 | 0.010676 | 0.010676 | 0.010676 | 0.97908 | -0.40242 | 0.97883 | -0.40741 | 2.933
50 | -0.027889 | -0.0070031 | 0.02789 | 0.0070036 | 8.9956e-07 | 5.5884e-07 | 0.042336 | 0.042336 | 0.042336 | 0.98034 | -0.37768 | 0.98038 | -0.377 | 11.6309
51 | 0.0050315 | 0.0012603 | -0.0050309 | -0.0012602 | 6.2777e-07 | 4.2147e-08 | 0.0076487 | 0.0076488 | 0.0076488 | 0.97883 | -0.40741 | 0.97869 | -0.41004 | 2.1013
52 | 0.006873 | 0.0017224 | -0.0068729 | -0.0017224 | 1.2657e-07 | 4.2216e-08 | 0.010453 | 0.010453 | 0.010453 | 0.97836 | -0.41665 | 0.97834 | -0.41703 | 2.8718
53 | -0.030356 | -0.0076217 | 0.030364 | 0.0076263 | 7.4443e-06 | 4.6464e-06 | 0.046079 | 0.046079 | 0.046079 | 0.98038 | -0.377 | 0.98064 | -0.37186 | 12.6592
54 | 0.0030476 | 0.00076318 | -0.003047 | -0.00076366 | 5.2458e-07 | -4.829e-07 | 0.0046333 | 0.0046336 | 0.0046336 | 0.97869 | -0.41004 | 0.97851 | -0.41365 | 1.273
55 | 0.0048883 | 0.001225 | -0.0048878 | -0.001225 | 5.2618e-07 | 1.8056e-08 | 0.0074349 | 0.007435 | 0.007435 | 0.97834 | -0.41703 | 0.97822 | -0.41929 | 2.0426
56 | 0.0036657 | 0.00091868 | -0.0036657 | -0.00091868 | 1.5888e-09 | -6.9494e-10 | 0.005576 | 0.005576 | 0.005576 | 0.97822 | -0.41929 | 0.97822 | -0.4193 | 1.5319
57 | 0.0024398 | 0.00061144 | -0.0024398 | -0.00061147 | 1.4815e-08 | -2.6526e-08 | 0.0037113 | 0.0037113 | 0.0037113 | 0.97822 | -0.4193 | 0.97821 | -0.41943 | 1.0196
58 | 0.0012212 | 0.00030607 | -0.0012212 | -0.00030607 | 3.0166e-10 | -2.734e-09 | 0.0018577 | 0.0018577 | 0.0018577 | 0.97821 | -0.41943 | 0.97821 | -0.41943 | 0.51036
59 | 0.02143 | 0.0053782 | -0.02142 | -0.0053721 | 9.9902e-06 | 6.0845e-06 | 0.03274 | 0.032741 | 0.032741 | 0.97406 | -0.50049 | 0.97356 | -0.51027 | 8.9947
60 | -0.025055 | -0.0062866 | 0.025065 | 0.0062928 | 1.0149e-05 | 6.2653e-06 | 0.038277 | 0.038277 | 0.038277 | 0.97406 | -0.50049 | 0.97449 | -0.492 | 10.5158
61 | 0.019742 | 0.0049515 | -0.019736 | -0.004948 | 5.9129e-06 | 3.569e-06 | 0.030176 | 0.030176 | 0.030176 | 0.97356 | -0.51027 | 0.97324 | -0.51656 | 8.29
62 | -0.039963 | -0.010029 | 0.039991 | 0.010047 | 2.8202e-05 | 1.7798e-05 | 0.061027 | 0.061027 | 0.061027 | 0.97449 | -0.492 | 0.97524 | -0.47721 | 16.7657
63 | 0.014898 | 0.0037365 | -0.014891 | -0.0037325 | 7.0569e-06 | 4.0637e-06 | 0.02275 | 0.02275 | 0.02275 | 0.97449 | -0.492 | 0.97398 | -0.50194 | 6.25
64 | 0.016093 | 0.0040354 | -0.016085 | -0.004031 | 7.5546e-06 | 4.4216e-06 | 0.024605 | 0.024606 | 0.024606 | 0.97324 | -0.51656 | 0.97274 | -0.52641 | 6.7598
65 | 0.0036434 | 0.00091253 | -0.0036432 | -0.00091261 | 1.8745e-07 | -8.0216e-08 | 0.0055702 | 0.0055703 | 0.0055703 | 0.97324 | -0.51656 | 0.97319 | -0.51764 | 1.5303
66 | -0.041363 | -0.010391 | 0.041399 | 0.010414 | 3.5965e-05 | 2.2717e-05 | 0.063121 | 0.063121 | 0.063121 | 0.97524 | -0.47721 | 0.97616 | -0.45901 | 17.3409
67 | 0.012354 | 0.0030966 | -0.012351 | -0.0030951 | 2.8538e-06 | 1.5606e-06 | 0.018874 | 0.018874 | 0.018874 | 0.97398 | -0.50194 | 0.97374 | -0.50679 | 5.1852
68 | 0.0017797 | 0.00044564 | -0.0017796 | -0.00044602 | 9.8178e-08 | -3.7566e-07 | 0.0027223 | 0.0027225 | 0.0027225 | 0.97274 | -0.52641 | 0.97269 | -0.52757 | 0.74793
69 | 0.012489 | 0.00313 | -0.012487 | -0.0031292 | 1.4841e-06 | 8.1523e-07 | 0.019104 | 0.019104 | 0.019104 | 0.97274 | -0.52641 | 0.97262 | -0.5289 | 5.2484
70 | 0.0021572 | 0.00054018 | -0.002157 | -0.00054059 | 1.7069e-07 | -4.1059e-07 | 0.0032982 | 0.0032983 | 0.0032983 | 0.97319 | -0.51764 | 0.9731 | -0.5193 | 0.90614
71 | -0.043115 | -0.010844 | 0.043162 | 0.010873 | 4.69e-05 | 2.9654e-05 | 0.065736 | 0.065736 | 0.065736 | 0.97616 | -0.45901 | 0.97732 | -0.43626 | 18.0593
72 | 0.010503 | 0.0026319 | -0.010502 | -0.0026314 | 1.0962e-06 | 5.6045e-07 | 0.01605 | 0.01605 | 0.01605 | 0.97374 | -0.50679 | 0.97363 | -0.50898 | 4.4094
73 | 0.006615 | 0.0016575 | -0.0066148 | -0.0016575 | 2.6361e-07 | 8.3535e-08 | 0.01012 | 0.01012 | 0.01012 | 0.97262 | -0.5289 | 0.97258 | -0.52974 | 2.7803
74 | 0.0058722 | 0.0014717 | -0.0058717 | -0.0014716 | 4.8321e-07 | 1.1114e-07 | 0.008984 | 0.008984 | 0.008984 | 0.97262 | -0.5289 | 0.97253 | -0.53063 | 2.4681
75 | -0.059478 | -0.014966 | 0.059495 | 0.014976 | 1.7442e-05 | 1.0878e-05 | 0.090579 | 0.090579 | 0.090579 | 0.97732 | -0.43626 | 0.97764 | -0.43013 | 12.4421
76 | 0.016316 | 0.0040921 | -0.016311 | -0.0040891 | 5.1422e-06 | 3.0127e-06 | 0.024843 | 0.024843 | 0.024843 | 0.97732 | -0.43626 | 0.97699 | -0.44288 | 6.825
77 | 0.0039171 | 0.00098142 | -0.0039168 | -0.00098151 | 3.0252e-07 | -8.6306e-08 | 0.0059865 | 0.0059866 | 0.0059866 | 0.97363 | -0.50898 | 0.97355 | -0.5106 | 1.6447
78 | 0.0065849 | 0.00165 | -0.0065839 | -0.0016496 | 9.814e-07 | 3.0679e-07 | 0.010064 | 0.010064 | 0.010064 | 0.97363 | -0.50898 | 0.97347 | -0.51211 | 2.7648
79 | 0.0015055 | 0.00037728 | -0.0015055 | -0.00037732 | 7.5659e-09 | -4.5152e-08 | 0.0022704 | 0.0022704 | 0.0022704 | 0.98672 | -0.25319 | 0.98672 | -0.2533 | 0.62374
80 | -0.0026619 | -0.00066709 | 0.002662 | 0.00066695 | 9.5599e-08 | -1.409e-07 | 0.0040143 | 0.0040142 | 0.0040143 | 0.98672 | -0.25319 | 0.98676 | -0.25244 | 1.1028
81 | -0.011225 | -0.002813 | 0.011225 | 0.0028132 | 3.4887e-07 | 1.818e-07 | 0.016927 | 0.016927 | 0.016927 | 0.98676 | -0.25244 | 0.98679 | -0.25179 | 4.6502
82 | 0.0085628 | 0.002146 | -0.0085622 | -0.0021458 | 6.3282e-07 | 2.7573e-07 | 0.012913 | 0.012913 | 0.012913 | 0.98676 | -0.25244 | 0.98668 | -0.25399 | 3.5474
83 | 0.21045 | 0.053364 | -0.21037 | -0.053315 | 7.7651e-05 | 4.9277e-05 | 0.31757 | 0.31757 | 0.31757 | 0.98679 | -0.25179 | 0.9864 | -0.25947 | 21.811
84 | -0.22168 | -0.056177 | 0.22202 | 0.056397 | 0.00034528 | 0.00021929 | 0.33449 | 0.33449 | 0.33449 | 0.98679 | -0.25179 | 0.98847 | -0.21943 | 22.9735
85 | 0.0074393 | 0.0018644 | -0.0074388 | -0.0018642 | 5.5565e-07 | 2.0528e-07 | 0.011219 | 0.011219 | 0.011219 | 0.98668 | -0.25399 | 0.9866 | -0.25556 | 3.0822
86 | -0.0024214 | -0.00060687 | 0.0024214 | 0.00060682 | 2.4002e-08 | -4.7873e-08 | 0.0036235 | 0.0036235 | 0.0036235 | 0.99436 | -0.10693 | 0.99437 | -0.10672 | 0.99548
87 | -0.0048721 | -0.001221 | 0.0048726 | 0.001221 | 4.8995e-07 | -5.3144e-09 | 0.0072908 | 0.0072907 | 0.0072908 | 0.99437 | -0.10672 | 0.99448 | -0.10461 | 2.003
88 | 0.16598 | 0.042104 | -0.16584 | -0.04202 | 0.00013272 | 8.3789e-05 | 0.25056 | 0.25056 | 0.25056 | 0.9864 | -0.25947 | 0.98554 | -0.27611 | 17.209
89 | 0.044398 | 0.011211 | -0.044329 | -0.011168 | 6.866e-05 | 4.3422e-05 | 0.067006 | 0.067006 | 0.067006 | 0.9864 | -0.25947 | 0.98473 | -0.2918 | 18.4083
90 | -0.22652 | -0.057524 | 0.22675 | 0.057668 | 0.00022688 | 0.00014414 | 0.34126 | 0.34126 | 0.34126 | 0.98847 | -0.21943 | 0.98955 | -0.19864 | 23.4385
91 | 0.163 | 0.041308 | -0.16283 | -0.041196 | 0.00017633 | 0.00011127 | 0.24627 | 0.24627 | 0.24627 | 0.98554 | -0.27611 | 0.98437 | -0.29865 | 16.9144
92 | 0.041619 | 0.010489 | -0.041532 | -0.010434 | 8.7059e-05 | 5.4973e-05 | 0.062911 | 0.062911 | 0.062911 | 0.98473 | -0.2918 | 0.98248 | -0.33562 | 17.2832
93 | 0.0051682 | 0.0012951 | -0.0051682 | -0.0012951 | 2.7543e-08 | 2.1906e-09 | 0.0077948 | 0.0077948 | 0.0077948 | 0.9866 | -0.25556 | 0.9866 | -0.25567 | 2.1414
94 | -0.0068235 | -0.0017099 | 0.0068236 | 0.00171 | 1.8679e-07 | 5.7544e-08 | 0.01021 | 0.01021 | 0.01021 | 0.99448 | -0.10461 | 0.99451 | -0.10404 | 2.8049
95 | -0.22828 | -0.058053 | 0.22852 | 0.058202 | 0.00023483 | 0.0001492 | 0.34357 | 0.34357 | 0.34357 | 0.98955 | -0.19864 | 0.99067 | -0.17731 | 23.5971
96 | 0.16011 | 0.040515 | -0.16005 | -0.040479 | 5.7921e-05 | 3.6534e-05 | 0.24217 | 0.24217 | 0.24217 | 0.98437 | -0.29865 | 0.98398 | -0.30619 | 16.6323
97 | 0.017793 | 0.004463 | -0.017789 | -0.0044607 | 3.7772e-06 | 2.2418e-06 | 0.02695 | 0.02695 | 0.02695 | 0.98248 | -0.33562 | 0.98225 | -0.34007 | 7.4037
98 | 0.023739 | 0.0059707 | -0.023731 | -0.0059661 | 7.5697e-06 | 4.647e-06 | 0.035961 | 0.035961 | 0.035961 | 0.98248 | -0.33562 | 0.98214 | -0.3423 | 9.8795
99 | 0.0040131 | 0.0010056 | -0.004013 | -0.0010056 | 6.2854e-08 | -1.8198e-08 | 0.0060526 | 0.0060526 | 0.0060526 | 0.9866 | -0.25567 | 0.98658 | -0.256 | 1.6628
100 | -0.0088865 | -0.002227 | 0.0088868 | 0.0022271 | 3.1728e-07 | 1.4095e-07 | 0.013296 | 0.013296 | 0.013296 | 0.99451 | -0.10404 | 0.99455 | -0.10329 | 3.6528
101 | -0.010837 | -0.002716 | 0.010841 | 0.002718 | 3.9818e-06 | 2.0241e-06 | 0.016214 | 0.016214 | 0.016214 | 0.99455 | -0.10329 | 0.99495 | -0.095578 | 4.4545
102 | -0.0063632 | -0.0015944 | 0.006364 | 0.0015946 | 8.2068e-07 | 2.1384e-07 | 0.0095354 | 0.0095353 | 0.0095354 | 0.99297 | -0.13345 | 0.99311 | -0.13074 | 2.6196
103 | 0.0047505 | 0.0011902 | -0.0047499 | -0.0011902 | 5.5376e-07 | -2.2474e-08 | 0.0071187 | 0.0071189 | 0.0071189 | 0.99297 | -0.13345 | 0.99284 | -0.13589 | 1.9557
104 | -0.0088058 | -0.0022065 | 0.0088069 | 0.002207 | 1.1288e-06 | 4.9868e-07 | 0.013194 | 0.013194 | 0.013194 | 0.99311 | -0.13074 | 0.99325 | -0.12805 | 3.6247
105 | 0.0026622 | 0.00066697 | -0.0026621 | -0.00066718 | 1.3496e-07 | -2.0596e-07 | 0.0039899 | 0.00399 | 0.00399 | 0.99284 | -0.13589 | 0.99279 | -0.13696 | 1.0962
106 | -0.27787 | -0.07086 | 0.27792 | 0.070898 | 5.8738e-05 | 3.7405e-05 | 0.41671 | 0.41671 | 0.41671 | 0.99325 | -0.12805 | 0.99348 | -0.12367 | 28.6205
107 | 0.26906 | 0.068653 | -0.2688 | -0.068491 | 0.0002549 | 0.00016227 | 0.40352 | 0.40352 | 0.40352 | 0.99325 | -0.12805 | 0.99222 | -0.14768 | 27.7144
108 | -0.27792 | -0.070898 | 0.2784 | 0.071199 | 0.00047324 | 0.00030137 | 0.41671 | 0.41671 | 0.41671 | 0.99348 | -0.12367 | 0.99532 | -0.088479 | 28.6205
109 | 0.26523 | 0.067594 | -0.26483 | -0.067344 | 0.00039333 | 0.00025037 | 0.39816 | 0.39816 | 0.39816 | 0.99222 | -0.14768 | 0.99061 | -0.17846 | 27.3459
110 | -0.28553 | -0.072988 | 0.28585 | 0.073185 | 0.00031026 | 0.00019762 | 0.42738 | 0.42738 | 0.42738 | 0.99532 | -0.088479 | 0.9965 | -0.066043 | 29.3533
111 | -0.54183 | -0.13886 | 0.54335 | 0.13983 | 0.001522 | 0.0009728 | 0.80981 | 0.80981 | 0.80981 | 0.99694 | -0.057776 | 1 | 0 | 55.6191
112 | 0.54183 | 0.13886 | -0.54161 | -0.13872 | 0.00021703 | 0.00013871 | 0.80981 | 0.80981 | 0.80981 | 0.99694 | -0.057776 | 0.9965 | -0.066043 | 55.6191
113 | 0.25577 | 0.065535 | -0.25559 | -0.065424 | 0.00017476 | 0.00011119 | 0.38243 | 0.38243 | 0.38243 | 0.9965 | -0.066043 | 0.99576 | -0.080152 | 26.2658
114 | 0.19882 | 0.050581 | -0.1987 | -0.050501 | 0.00012667 | 8.0289e-05 | 0.29892 | 0.29892 | 0.29892 | 0.99061 | -0.17846 | 0.98992 | -0.19169 | 20.5305
115 | 0.06601 | 0.016762 | -0.065934 | -0.016714 | 7.5934e-05 | 4.8334e-05 | 0.099232 | 0.099233 | 0.099233 | 0.99061 | -0.17846 | 0.98937 | -0.20239 | 27.2617
116 | 0.14658 | 0.037066 | -0.14651 | -0.037022 | 6.9798e-05 | 4.3904e-05 | 0.22194 | 0.22194 | 0.22194 | 0.98329 | -0.31956 | 0.98278 | -0.3295 | 15.2431
117 | -0.14852 | -0.037551 | 0.14853 | 0.037557 | 9.1741e-06 | 5.7732e-06 | 0.22487 | 0.22487 | 0.22487 | 0.98329 | -0.31956 | 0.98336 | -0.31827 | 15.4444
118 | 0.14104 | 0.035651 | -0.141 | -0.035623 | 4.4866e-05 | 2.8183e-05 | 0.21366 | 0.21366 | 0.21366 | 0.98278 | -0.3295 | 0.98244 | -0.33613 | 14.6744
119 | -0.15399 | -0.038926 | 0.15405 | 0.03896 | 5.393e-05 | 3.3978e-05 | 0.23314 | 0.23314 | 0.23314 | 0.98336 | -0.31827 | 0.98374 | -0.31097 | 16.0123
120 | 0.13053 | 0.032998 | -0.13051 | -0.032992 | 1.0488e-05 | 6.5677e-06 | 0.1978 | 0.1978 | 0.1978 | 0.98244 | -0.33613 | 0.98235 | -0.33781 | 13.585
121 | -0.15597 | -0.039442 | 0.15601 | 0.039465 | 3.579e-05 | 2.2558e-05 | 0.23605 | 0.23605 | 0.23605 | 0.98374 | -0.31097 | 0.98398 | -0.30619 | 16.2122
122 | 0.12713 | 0.032144 | -0.12707 | -0.032102 | 6.6292e-05 | 4.1885e-05 | 0.19267 | 0.19267 | 0.19267 | 0.98235 | -0.33781 | 0.9818 | -0.34868 | 17.6441
123 | 0.12413 | 0.031365 | -0.12402 | -0.031297 | 0.00010644 | 6.8022e-05 | 0.18822 | 0.18822 | 0.18822 | 0.9818 | -0.34868 | 0.98088 | -0.36659 | 51.7083
124 | -0.00301 | -0.00075426 | 0.00301 | 0.00075423 | 3.492e-08 | -3.4162e-08 | 0.0045634 | 0.0045634 | 0.0045634 | 0.98147 | -0.35546 | 0.98148 | -0.35522 | 1.2537
125 | 0.0019117 | 0.00047902 | -0.0019117 | -0.00047906 | 1.3392e-08 | -4.5152e-08 | 0.0028984 | 0.0028984 | 0.0028984 | 0.98147 | -0.35546 | 0.98146 | -0.35561 | 0.79626
126 | -0.004036 | -0.0010114 | 0.0040361 | 0.0010113 | 1.018e-07 | -2.6483e-08 | 0.0061189 | 0.0061189 | 0.0061189 | 0.98148 | -0.35522 | 0.98151 | -0.35469 | 1.681
127 | 0.00096644 | 0.00024215 | -0.00096643 | -0.00024221 | 3.9597e-09 | -5.9621e-08 | 0.0014652 | 0.0014652 | 0.0014652 | 0.98146 | -0.35561 | 0.98146 | -0.3557 | 0.40254
128 | -0.0051289 | -0.0012852 | 0.005129 | 0.0012852 | 1.1491e-07 | 9.4855e-09 | 0.0077756 | 0.0077756 | 0.0077756 | 0.98151 | -0.35469 | 0.98153 | -0.35422 | 2.1362
129 | -0.0066674 | -0.0016708 | 0.0066676 | 0.0016708 | 1.5198e-07 | 4.7129e-08 | 0.010108 | 0.010108 | 0.010108 | 0.98153 | -0.35422 | 0.98156 | -0.35374 | 2.7769
130 | -0.0082336 | -0.0020633 | 0.0082338 | 0.0020634 | 1.9548e-07 | 8.2815e-08 | 0.012482 | 0.012482 | 0.012482 | 0.98156 | -0.35374 | 0.98158 | -0.35324 | 3.4291
131 | 0.06819 | 0.017223 | -0.06816 | -0.017204 | 2.9353e-05 | 1.8694e-05 | 0.10358 | 0.10358 | 0.10358 | 0.98009 | -0.38199 | 0.97963 | -0.39098 | 28.4551
132 | -0.069985 | -0.017673 | 0.070037 | 0.017706 | 5.1691e-05 | 3.2928e-05 | 0.1063 | 0.1063 | 0.1063 | 0.98009 | -0.38199 | 0.98088 | -0.36659 | 29.204
133 | 0.066759 | 0.016853 | -0.066735 | -0.016838 | 2.4081e-05 | 1.5333e-05 | 0.10145 | 0.10145 | 0.10145 | 0.97963 | -0.39098 | 0.97924 | -0.39851 | 27.8704
134 | 0.053983 | 0.013591 | -0.053873 | -0.013521 | 0.00010958 | 6.958e-05 | 0.081916 | 0.081916 | 0.081916 | 0.98088 | -0.36659 | 0.9787 | -0.40914 | 22.5043
135 | 0.061956 | 0.01564 | -0.061956 | -0.01564 | 4.1089e-07 | 2.6142e-07 | 0.094187 | 0.094187 | 0.094187 | 0.97924 | -0.39851 | 0.97923 | -0.39865 | 25.8756
136 | 0.04609 | 0.011571 | -0.046057 | -0.01155 | 3.2874e-05 | 2.0815e-05 | 0.070083 | 0.070083 | 0.070083 | 0.9787 | -0.40914 | 0.97794 | -0.42411 | 19.2535
137 | 0.060539 | 0.015285 | -0.060519 | -0.015272 | 2.056e-05 | 1.3077e-05 | 0.092035 | 0.092035 | 0.092035 | 0.97923 | -0.39865 | 0.97887 | -0.40574 | 25.2842
138 | 0.036904 | 0.0092559 | -0.036903 | -0.0092558 | 1.5374e-07 | 9.6763e-08 | 0.056154 | 0.056154 | 0.056154 | 0.97794 | -0.42411 | 0.97794 | -0.4242 | 15.427
139 | 0.059072 | 0.014909 | -0.058997 | -0.014862 | 7.5158e-05 | 4.7789e-05 | 0.089836 | 0.089836 | 0.089836 | 0.97887 | -0.40574 | 0.97751 | -0.43234 | 24.6802
140 | 0.017015 | 0.0042676 | -0.017009 | -0.0042646 | 5.144e-06 | 3.0355e-06 | 0.02589 | 0.025891 | 0.025891 | 0.97794 | -0.4242 | 0.97761 | -0.43054 | 7.1128
141 | 0.019889 | 0.0049882 | -0.01988 | -0.0049829 | 8.8697e-06 | 5.3527e-06 | 0.030264 | 0.030264 | 0.030264 | 0.97794 | -0.4242 | 0.97746 | -0.43356 | 8.3143
142 | -0.0094038 | -0.0023566 | 0.009405 | 0.0023572 | 1.149e-06 | 5.4476e-07 | 0.014256 | 0.014255 | 0.014256 | 0.98158 | -0.35324 | 0.98171 | -0.35068 | 3.9164
143 | -0.01055 | -0.0026442 | 0.010552 | 0.0026449 | 1.4855e-06 | 7.5483e-07 | 0.015991 | 0.015991 | 0.015991 | 0.98171 | -0.35068 | 0.98186 | -0.34772 | 4.3932
144 | -0.012648 | -0.0031702 | 0.012649 | 0.0031709 | 1.1937e-06 | 6.544e-07 | 0.019168 | 0.019168 | 0.019168 | 0.98186 | -0.34772 | 0.98197 | -0.34574 | 5.2658
145 | -0.015721 | -0.0039408 | 0.015721 | 0.0039409 | 1.4294e-07 | 8.2985e-08 | 0.023823 | 0.023823 | 0.023823 | 0.98197 | -0.34574 | 0.98197 | -0.34555 | 6.5447
146 | 0.043067 | 0.010864 | -0.043065 | -0.010863 | 1.379e-06 | 8.7187e-07 | 0.065604 | 0.065604 | 0.065604 | 0.97721 | -0.43814 | 0.97718 | -0.43881 | 18.023
147 | -0.045099 | -0.011373 | 0.045099 | 0.011373 | 3.8785e-08 | 2.4542e-08 | 0.068698 | 0.068698 | 0.068698 | 0.97721 | -0.43814 | 0.97721 | -0.43813 | 18.8732
148 | 0.040561 | 0.010235 | -0.04056 | -0.010234 | 1.6503e-06 | 1.0417e-06 | 0.061791 | 0.061791 | 0.061791 | 0.97718 | -0.43881 | 0.97714 | -0.43966 | 16.9755
149 | -0.047116 | -0.011879 | 0.04712 | 0.011881 | 3.8833e-06 | 2.4601e-06 | 0.07177 | 0.07177 | 0.07177 | 0.97721 | -0.43813 | 0.9773 | -0.4364 | 19.7171
150 | 0.038544 | 0.0097291 | -0.03849 | -0.009695 | 5.4041e-05 | 3.4063e-05 | 0.05872 | 0.058721 | 0.058721 | 0.97714 | -0.43966 | 0.97564 | -0.46898 | 16.132
151 | -0.049145 | -0.012389 | 0.049145 | 0.012389 | 4.0545e-08 | 2.5704e-08 | 0.074853 | 0.074853 | 0.074853 | 0.9773 | -0.4364 | 0.9773 | -0.43639 | 20.564
152 | 0.030706 | 0.0077441 | -0.030689 | -0.007734 | 1.6205e-05 | 1.0125e-05 | 0.046849 | 0.046849 | 0.046849 | 0.97564 | -0.46898 | 0.97508 | -0.48001 | 12.8706
153 | -0.051229 | -0.012911 | 0.051239 | 0.012917 | 9.9207e-06 | 6.2948e-06 | 0.078026 | 0.078026 | 0.078026 | 0.9773 | -0.43639 | 0.97751 | -0.43234 | 21.4356
154 | 0.030689 | 0.007734 | -0.030668 | -0.0077205 | 2.1663e-05 | 1.3536e-05 | 0.046849 | 0.046849 | 0.046849 | 0.97508 | -0.48001 | 0.97433 | -0.49477 | 12.8706
155 | -0.0125 | -0.003134 | 0.012503 | 0.0031351 | 2.1324e-06 | 1.1667e-06 | 0.019001 | 0.019001 | 0.019001 | 0.97898 | -0.40391 | 0.97916 | -0.40033 | 5.22
156 | 0.011168 | 0.0027999 | -0.011164 | -0.0027981 | 3.5083e-06 | 1.8372e-06 | 0.016975 | 0.016975 | 0.016975 | 0.97898 | -0.40391 | 0.97864 | -0.4105 | 4.6634
157 | 0.076862 | 0.019363 | -0.076848 | -0.019354 | 1.3746e-05 | 8.2571e-06 | 0.11684 | 0.11684 | 0.11684 | 0.97916 | -0.40033 | 0.97897 | -0.40407 | 8.0249
158 | -0.089365 | -0.022498 | 0.089415 | 0.022528 | 4.9903e-05 | 3.0486e-05 | 0.13584 | 0.13584 | 0.13584 | 0.97916 | -0.40033 | 0.97976 | -0.38865 | 9.3298
159 | 0.001551 | 0.00038857 | -0.0015509 | -0.0003887 | 2.4503e-08 | -1.3195e-07 | 0.0023582 | 0.0023582 | 0.0023582 | 0.97864 | -0.4105 | 0.97862 | -0.41084 | 0.64787
160 | 0.0096131 | 0.0024095 | -0.0096122 | -0.0024091 | 9.0355e-07 | 4.3659e-07 | 0.014617 | 0.014617 | 0.014617 | 0.97864 | -0.4105 | 0.97854 | -0.41248 | 4.0156
161 | 0.072242 | 0.0182 | -0.072224 | -0.018189 | 1.8116e-05 | 1.0789e-05 | 0.10984 | 0.10984 | 0.10984 | 0.97897 | -0.40407 | 0.9787 | -0.40931 | 7.544
162 | 0.0046065 | 0.0011543 | -0.0046057 | -0.0011543 | 8.4884e-07 | -3.7146e-08 | 0.0070017 | 0.0070019 | 0.0070019 | 0.97897 | -0.40407 | 0.97877 | -0.40794 | 1.9236
163 | -0.091343 | -0.023012 | 0.091398 | 0.023045 | 5.4898e-05 | 3.3602e-05 | 0.13877 | 0.13877 | 0.13877 | 0.97976 | -0.38865 | 0.9804 | -0.3761 | 9.531
164 | 0.0083885 | 0.0021024 | -0.0083873 | -0.0021019 | 1.1349e-06 | 4.9271e-07 | 0.012756 | 0.012756 | 0.012756 | 0.97854 | -0.41248 | 0.9784 | -0.41532 | 3.5044
165 | 0.070124 | 0.017663 | -0.070118 | -0.01766 | 5.1675e-06 | 3.0636e-06 | 0.10665 | 0.10665 | 0.10665 | 0.9787 | -0.40931 | 0.97862 | -0.41086 | 7.3247
166 | -0.098633 | -0.024859 | 0.09873 | 0.024918 | 9.7191e-05 | 5.9868e-05 | 0.14975 | 0.14975 | 0.14975 | 0.9804 | -0.3761 | 0.98145 | -0.35552 | 10.2852
167 | 0.0064117 | 0.0016067 | -0.0064117 | -0.0016067 | 3.902e-08 | 1.123e-08 | 0.0097513 | 0.0097513 | 0.0097513 | 0.9784 | -0.41532 | 0.97839 | -0.41544 | 2.6789
168 | 0.06924 | 0.01744 | -0.069221 | -0.017429 | 1.8847e-05 | 1.1152e-05 | 0.10531 | 0.10531 | 0.10531 | 0.97862 | -0.41086 | 0.97833 | -0.41655 | 7.233
169 | -0.10194 | -0.025722 | 0.102 | 0.025761 | 6.3819e-05 | 3.9404e-05 | 0.15461 | 0.15461 | 0.15461 | 0.98145 | -0.35552 | 0.98213 | -0.34246 | 10.6189
170 | 0.0047661 | 0.0011943 | -0.0047657 | -0.0011943 | 3.6349e-07 | 9.7232e-10 | 0.0072485 | 0.0072486 | 0.0072486 | 0.97839 | -0.41544 | 0.97831 | -0.41705 | 1.9914
171 | -0.014672 | -0.0036889 | 0.014674 | 0.0036898 | 1.5134e-06 | 8.6583e-07 | 0.022266 | 0.022266 | 0.022266 | 0.98072 | -0.36997 | 0.98083 | -0.36781 | 6.1169
172 | 0.011377 | 0.0028631 | -0.011348 | -0.0028479 | 2.8835e-05 | 1.5209e-05 | 0.017266 | 0.017267 | 0.017267 | 0.98072 | -0.36997 | 0.97801 | -0.42313 | 4.7438
173 | -0.014674 | -0.0036898 | 0.014677 | 0.0036915 | 3.0182e-06 | 1.7267e-06 | 0.022266 | 0.022265 | 0.022266 | 0.98083 | -0.36781 | 0.98105 | -0.3635 | 6.1169
174 | 0.011348 | 0.0028479 | -0.011343 | -0.0028451 | 5.242e-06 | 2.7669e-06 | 0.017267 | 0.017268 | 0.017268 | 0.97801 | -0.42313 | 0.97752 | -0.43282 | 4.7438
175 | -0.014677 | -0.0036915 | 0.01468 | 0.0036937 | 3.8111e-06 | 2.1801e-06 | 0.022265 | 0.022265 | 0.022265 | 0.98105 | -0.3635 | 0.98133 | -0.35807 | 6.1169
176 | 0.011343 | 0.0028451 | -0.011335 | -0.0028407 | 8.3269e-06 | 4.3964e-06 | 0.017268 | 0.017268 | 0.017268 | 0.97752 | -0.43282 | 0.97673 | -0.44823 | 4.7439
177 | -0.016475 | -0.0041434 | 0.016482 | 0.0041474 | 6.7898e-06 | 3.9789e-06 | 0.024986 | 0.024986 | 0.024986 | 0.98133 | -0.35807 | 0.98177 | -0.34944 | 6.8643
178 | -0.017409 | -0.0043798 | 0.017415 | 0.0043833 | 5.9465e-06 | 3.5178e-06 | 0.026392 | 0.026392 | 0.026392 | 0.98177 | -0.34944 | 0.98214 | -0.3423 | 7.2505
179 | -0.040453 | -0.010155 | 0.040459 | 0.010159 | 5.9623e-06 | 3.7626e-06 | 0.061389 | 0.061389 | 0.061389 | 0.98064 | -0.37186 | 0.9808 | -0.36877 | 16.8652
180 | -0.042487 | -0.010667 | 0.042543 | 0.010702 | 5.5961e-05 | 3.5361e-05 | 0.064466 | 0.064465 | 0.064466 | 0.9808 | -0.36877 | 0.98221 | -0.3412 | 17.7103
181 | -0.054987 | -0.013821 | 0.055026 | 0.013846 | 3.8721e-05 | 2.4593e-05 | 0.083318 | 0.083318 | 0.083318 | 0.98221 | -0.3412 | 0.98296 | -0.32646 | 22.8896
182 | -0.055026 | -0.013846 | 0.055176 | 0.013941 | 0.00015058 | 9.5633e-05 | 0.083318 | 0.083318 | 0.083318 | 0.98296 | -0.32646 | 0.9859 | -0.26937 | 22.8896
183 | -0.00040184 | -0.00010071 | 0.00040184 | 0.00010064 | 7.6064e-10 | -6.7362e-08 | 0.00061195 | 0.00061192 | 0.00061195 | 0.97711 | -0.44039 | 0.97711 | -0.44035 | 0.16812
184 | -0.00080211 | -0.00020096 | 0.00080211 | 0.0002009 | 2.9166e-09 | -6.343e-08 | 0.0012215 | 0.0012215 | 0.0012215 | 0.97711 | -0.44035 | 0.97712 | -0.44027 | 0.33557
185 | -0.0085559 | -0.0021442 | 0.0085563 | 0.0021443 | 3.9017e-07 | 1.7294e-07 | 0.013029 | 0.013029 | 0.013029 | 0.97712 | -0.44027 | 0.97717 | -0.43931 | 3.5795
186 | -0.010073 | -0.0025245 | 0.010074 | 0.0025247 | 4.7772e-07 | 2.3791e-07 | 0.015339 | 0.015339 | 0.015339 | 0.97717 | -0.43931 | 0.97722 | -0.43832 | 4.214
187 | -0.011591 | -0.0029051 | 0.011593 | 0.0029058 | 1.3298e-06 | 7.0846e-07 | 0.01765 | 0.01765 | 0.01765 | 0.97722 | -0.43832 | 0.97734 | -0.43591 | 4.849
188 | 0.062499 | 0.015819 | -0.062493 | -0.015815 | 6.4173e-06 | 4.0824e-06 | 0.094198 | 0.094198 | 0.094198 | 0.98787 | -0.23135 | 0.98775 | -0.23349 | 25.8785
189 | -0.063506 | -0.016072 | 0.063595 | 0.016128 | 8.8399e-05 | 5.6245e-05 | 0.095715 | 0.095715 | 0.095715 | 0.98787 | -0.23135 | 0.98937 | -0.20239 | 26.2953
190 | 0.060567 | 0.015332 | -0.060463 | -0.015266 | 0.00010412 | 6.6209e-05 | 0.091296 | 0.091296 | 0.091296 | 0.98775 | -0.23349 | 0.9859 | -0.26937 | 25.0815
191 | 0.19715 | 0.050112 | -0.19711 | -0.050091 | 3.3535e-05 | 2.1253e-05 | 0.29659 | 0.29659 | 0.29659 | 0.98992 | -0.19169 | 0.98974 | -0.19522 | 20.3705
192 | 0.19711 | 0.050091 | -0.19701 | -0.050026 | 0.00010356 | 6.5631e-05 | 0.29659 | 0.29659 | 0.29659 | 0.98974 | -0.19522 | 0.98917 | -0.20614 | 20.3705
193 | 0.19573 | 0.049704 | -0.19538 | -0.049488 | 0.00034149 | 0.0002164 | 0.29466 | 0.29467 | 0.29467 | 0.98917 | -0.20614 | 0.98729 | -0.24246 | 20.238
194 | 0.030668 | 0.0077205 | -0.030655 | -0.0077128 | 1.2297e-05 | 7.684e-06 | 0.046849 | 0.046849 | 0.046849 | 0.97433 | -0.49477 | 0.9739 | -0.50317 | 12.8706
195 | -0.23092 | -0.058803 | 0.23111 | 0.058929 | 0.00019863 | 0.00012622 | 0.34718 | 0.34717 | 0.34718 | 0.99067 | -0.17731 | 0.9916 | -0.15949 | 23.8445
196 | -0.23455 | -0.05979 | 0.23466 | 0.059858 | 0.00010666 | 6.7789e-05 | 0.35233 | 0.35233 | 0.35233 | 0.9916 | -0.15949 | 0.99209 | -0.15007 | 24.1985
197 | -0.23797 | -0.060689 | 0.23827 | 0.060876 | 0.00029437 | 0.00018712 | 0.3573 | 0.3573 | 0.3573 | 0.99209 | -0.15007 | 0.99343 | -0.12449 | 24.5399
198 | -0.053105 | -0.013355 | 0.053113 | 0.01336 | 7.867e-06 | 4.9935e-06 | 0.080292 | 0.080292 | 0.080292 | 0.98437 | -0.29915 | 0.98452 | -0.29605 | 22.0583
199 | -0.054061 | -0.013598 | 0.054076 | 0.013608 | 1.5785e-05 | 1.0022e-05 | 0.081725 | 0.081725 | 0.081725 | 0.98452 | -0.29605 | 0.98484 | -0.28994 | 22.4519
200 | -0.055289 | -0.013912 | 0.055319 | 0.013931 | 3.0685e-05 | 1.9489e-05 | 0.083557 | 0.083557 | 0.083557 | 0.98484 | -0.28994 | 0.98544 | -0.27833 | 22.9552
201 | -0.058737 | -0.014786 | 0.05879 | 0.014821 | 5.3599e-05 | 3.4072e-05 | 0.088717 | 0.088717 | 0.088717 | 0.98544 | -0.27833 | 0.98642 | -0.25926 | 24.3727
202 | 0.0034174 | 0.00085524 | -0.0034172 | -0.00085534 | 1.6597e-07 | -1.0555e-07 | 0.0051598 | 0.0051599 | 0.0051599 | 0.98544 | -0.27833 | 0.98538 | -0.27935 | 1.4176
203 | -0.062081 | -0.015645 | 0.06209 | 0.01565 | 8.3559e-06 | 5.056e-06 | 0.093681 | 0.09368 | 0.093681 | 0.98642 | -0.25926 | 0.98656 | -0.25644 | 8.5788
204 | 0.0032908 | 0.00082433 | -0.0032906 | -0.00082448 | 2.0407e-07 | -1.5129e-07 | 0.004964 | 0.0049641 | 0.0049641 | 0.98642 | -0.25926 | 0.98635 | -0.26056 | 1.3638
205 | 0.0034172 | 0.00085534 | -0.0034169 | -0.00085556 | 3.3831e-07 | -2.1506e-07 | 0.0051599 | 0.0051601 | 0.0051601 | 0.98538 | -0.27935 | 0.98528 | -0.28143 | 1.4176
206 | 0.028609 | 0.0072 | -0.028588 | -0.0071866 | 2.1505e-05 | 1.339e-05 | 0.043723 | 0.043723 | 0.043723 | 0.9739 | -0.50317 | 0.9731 | -0.51891 | 12.0119
207 | 0.028174 | 0.007083 | -0.028165 | -0.007077 | 9.551e-06 | 5.9423e-06 | 0.043091 | 0.043091 | 0.043091 | 0.9731 | -0.51891 | 0.97274 | -0.52601 | 11.8381
208 | 0.027008 | 0.0067874 | -0.026998 | -0.0067809 | 1.0536e-05 | 6.5389e-06 | 0.041322 | 0.041322 | 0.041322 | 0.97274 | -0.52601 | 0.97233 | -0.53418 | 11.3521
209 | 0.0011565 | 0.0002896 | -0.0011565 | -0.00028976 | 1.6249e-08 | -1.6146e-07 | 0.0017691 | 0.0017691 | 0.0017691 | 0.97274 | -0.52601 | 0.97272 | -0.5263 | 0.48603
210 | 0.026558 | 0.0066708 | -0.026558 | -0.0066704 | 5.2537e-07 | 3.2572e-07 | 0.040649 | 0.040649 | 0.040649 | 0.97233 | -0.53418 | 0.9723 | -0.5346 | 11.1674
211 | 0.00063287 | 0.00015852 | -0.00063287 | -0.00015861 | 2.7087e-09 | -9.3935e-08 | 0.00096809 | 0.00096812 | 0.00096812 | 0.97272 | -0.5263 | 0.97272 | -0.52639 | 0.26597
212 | 0.026125 | 0.0065619 | -0.026116 | -0.0065564 | 8.992e-06 | 5.569e-06 | 0.039987 | 0.039987 | 0.039987 | 0.9723 | -0.5346 | 0.97194 | -0.54181 | 10.9854
213 | 0.025481 | 0.0063973 | -0.025481 | -0.0063972 | 2.7492e-07 | 1.6998e-07 | 0.039015 | 0.039015 | 0.039015 | 0.97194 | -0.54181 | 0.97193 | -0.54204 | 10.7185
214 | 0.0067679 | 0.0016963 | -0.0067659 | -0.0016957 | 2.0334e-06 | 6.5282e-07 | 0.010269 | 0.010269 | 0.010269 | 0.98069 | -0.37105 | 0.98036 | -0.37735 | 2.8212
215 | 0.0044213 | 0.0011075 | -0.0044209 | -0.0011075 | 3.3149e-07 | -3.5673e-08 | 0.0067083 | 0.0067084 | 0.0067084 | 0.98069 | -0.37105 | 0.98061 | -0.37262 | 1.843
216 | -0.0032903 | -0.00082464 | 0.0032906 | 0.00082448 | 2.1465e-07 | -1.5907e-07 | 0.0049642 | 0.0049641 | 0.0049642 | 0.98628 | -0.26193 | 0.98635 | -0.26056 | 1.3638
217 | 0.0034169 | 0.00085556 | -0.0034168 | -0.00085563 | 1.1714e-07 | -7.4439e-08 | 0.0051601 | 0.0051601 | 0.0051601 | 0.98528 | -0.28143 | 0.98524 | -0.28215 | 1.4176
218 | 0.0034168 | 0.00085563 | -0.0034165 | -0.0008558 | 2.6152e-07 | -1.6613e-07 | 0.0051601 | 0.0051602 | 0.0051602 | 0.98524 | -0.28215 | 0.98516 | -0.28376 | 1.4176
219 | -0.0015295 | -0.0003831 | 0.0015295 | 0.00038301 | 1.6219e-08 | -9.3711e-08 | 0.0023051 | 0.0023051 | 0.0023051 | 0.98727 | -0.24268 | 0.98729 | -0.24246 | 0.63327
220 | 0.0015295 | 0.0003831 | -0.0015294 | -0.00038331 | 3.6014e-08 | -2.0806e-07 | 0.0023051 | 0.0023052 | 0.0023052 | 0.98727 | -0.24268 | 0.98725 | -0.24318 | 0.63329
221 | 0.19386 | 0.049105 | -0.19373 | -0.049022 | 0.00013009 | 8.2431e-05 | 0.29236 | 0.29236 | 0.29236 | 0.98729 | -0.24246 | 0.98656 | -0.25644 | 20.0797
222 | 0.13164 | 0.033372 | -0.13146 | -0.033265 | 0.00017116 | 0.00010718 | 0.19868 | 0.19868 | 0.19868 | 0.98656 | -0.25644 | 0.98516 | -0.28354 | 13.6457
223 | 0.001449 | 0.00036268 | -0.0014489 | -0.00036284 | 2.3338e-08 | -1.5052e-07 | 0.0021884 | 0.0021885 | 0.0021885 | 0.98516 | -0.28376 | 0.98514 | -0.28409 | 0.60123
224 | 0.0014489 | 0.00036284 | -0.0014489 | -0.00036313 | 4.5282e-08 | -2.92e-07 | 0.0021885 | 0.0021886 | 0.0021886 | 0.98514 | -0.28409 | 0.98511 | -0.28475 | 0.60126
225 | -0.0012784 | -0.00032039 | 0.0012784 | 0.00032027 | 1.5695e-08 | -1.2457e-07 | 0.0019601 | 0.00196 | 0.0019601 | 0.97049 | -0.57042 | 0.97051 | -0.57016 | 0.53848
226 | 0.12403 | 0.031402 | -0.12391 | -0.031328 | 0.00011858 | 7.4062e-05 | 0.18745 | 0.18745 | 0.18745 | 0.98516 | -0.28354 | 0.98413 | -0.30347 | 12.8746
227 | 0.0029173 | 0.000731 | -0.0029173 | -0.00073103 | 2.6738e-08 | -2.9917e-08 | 0.0044 | 0.0044 | 0.0044 | 0.98658 | -0.256 | 0.98657 | -0.25619 | 1.2088
228 | 0.0017584 | 0.0004406 | -0.0017584 | -0.0004407 | 2.2824e-08 | -9.5882e-08 | 0.0026521 | 0.0026522 | 0.0026522 | 0.98657 | -0.25619 | 0.98655 | -0.25647 | 0.72862
229 | 0.004173 | 0.0010458 | -0.004173 | -0.0010458 | 4.7886e-09 | -8.2175e-10 | 0.0063848 | 0.0063849 | 0.0063849 | 0.97253 | -0.53063 | 0.97253 | -0.53066 | 1.7541
230 | 0.0025495 | 0.00063894 | -0.0025495 | -0.00063895 | 3.7727e-09 | -5.7893e-09 | 0.0039008 | 0.0039008 | 0.0039008 | 0.97253 | -0.53066 | 0.97253 | -0.53069 | 1.0717
231 | 0.0011313 | 0.00028351 | -0.0011313 | -0.00028352 | 1.5759e-09 | -1.6396e-08 | 0.0017309 | 0.0017309 | 0.0017309 | 0.97253 | -0.53069 | 0.97253 | -0.53072 | 0.47552
232 | 0.0047142 | 0.0011811 | -0.0047137 | -0.0011811 | 4.3768e-07 | 1.7139e-09 | 0.0072124 | 0.0072125 | 0.0072125 | 0.97258 | -0.52974 | 0.97248 | -0.53169 | 1.9815
233 | 0.0032051 | 0.00080302 | -0.003205 | -0.00080306 | 4.9292e-08 | -3.6261e-08 | 0.0049041 | 0.0049041 | 0.0049041 | 0.97248 | -0.53169 | 0.97246 | -0.53201 | 1.3473
234 | 0.0020751 | 0.00051987 | -0.0020751 | -0.00051999 | 4.5539e-08 | -1.2029e-07 | 0.0031752 | 0.0031752 | 0.0031752 | 0.97246 | -0.53201 | 0.97244 | -0.53247 | 0.87231
235 | -0.01313 | -0.003291 | 0.01313 | 0.0032915 | 8.1786e-07 | 4.5503e-07 | 0.01999 | 0.01999 | 0.01999 | 0.97734 | -0.43591 | 0.97741 | -0.4346 | 5.4918
236 | -0.014674 | -0.0036783 | 0.014677 | 0.0036799 | 2.8414e-06 | 1.6282e-06 | 0.02234 | 0.02234 | 0.02234 | 0.97741 | -0.4346 | 0.97761 | -0.43054 | 6.1374
237 | 0.0014182 | 0.0003554 | -0.0014182 | -0.00035542 | 4.5635e-09 | -2.924e-08 | 0.0021683 | 0.0021683 | 0.0021683 | 0.97321 | -0.51725 | 0.97321 | -0.51732 | 0.5957
238 | -0.0032849 | -0.00082325 | 0.0032851 | 0.00082317 | 1.2774e-07 | -8.6045e-08 | 0.0050226 | 0.0050225 | 0.0050226 | 0.97321 | -0.51725 | 0.97325 | -0.51644 | 1.3798
239 | -0.0032851 | -0.00082317 | 0.0032852 | 0.00082311 | 8.6692e-08 | -5.8404e-08 | 0.0050225 | 0.0050225 | 0.0050225 | 0.97325 | -0.51644 | 0.97328 | -0.51588 | 1.3798
240 | -0.0046907 | -0.0011754 | 0.0046915 | 0.0011754 | 8.4308e-07 | -3.8247e-09 | 0.0071714 | 0.0071712 | 0.0071714 | 0.97328 | -0.51588 | 0.97347 | -0.51211 | 1.9702
241 | 0.0063164 | 0.0015827 | -0.0063158 | -0.0015826 | 5.6231e-07 | 1.5269e-07 | 0.0095697 | 0.0095698 | 0.0095698 | 0.98214 | -0.3423 | 0.98204 | -0.34417 | 2.6291
242 | 0.0054056 | 0.0013545 | -0.0054052 | -0.0013544 | 3.9066e-07 | 5.3562e-08 | 0.0081906 | 0.0081906 | 0.0081906 | 0.98204 | -0.34417 | 0.98197 | -0.34568 | 2.2502
243 | 0.016876 | 0.0042319 | -0.016872 | -0.0042293 | 4.4062e-06 | 2.5925e-06 | 0.025566 | 0.025566 | 0.025566 | 0.98225 | -0.34007 | 0.98197 | -0.34555 | 7.0237
244 | 0.0044938 | 0.001126 | -0.0044937 | -0.001126 | 1.2951e-07 | -1.1329e-08 | 0.0068096 | 0.0068096 | 0.0068096 | 0.98197 | -0.34568 | 0.98194 | -0.34629 | 1.8708
245 | 0.0032742 | 0.00082037 | -0.0032741 | -0.00082042 | 6.2484e-08 | -4.5627e-08 | 0.0049616 | 0.0049616 | 0.0049616 | 0.98194 | -0.34629 | 0.98192 | -0.34669 | 1.3631
246 | 0.06654 | 0.016757 | -0.066538 | -0.016755 | 1.9627e-06 | 1.1535e-06 | 0.10123 | 0.10123 | 0.10123 | 0.97833 | -0.41655 | 0.9783 | -0.41717 | 6.9529
247 | -0.023023 | -0.0057773 | 0.023024 | 0.0057774 | 2.2123e-07 | 1.3571e-07 | 0.035269 | 0.035269 | 0.035269 | 0.97145 | -0.55146 | 0.97146 | -0.55126 | 9.6892
248 | -0.023544 | -0.0059078 | 0.02355 | 0.0059113 | 5.7385e-06 | 3.5269e-06 | 0.036065 | 0.036065 | 0.036065 | 0.97146 | -0.55126 | 0.97172 | -0.54615 | 9.9081
249 | -0.024132 | -0.0060573 | 0.024133 | 0.0060577 | 6.8157e-07 | 4.1972e-07 | 0.036957 | 0.036957 | 0.036957 | 0.97172 | -0.54615 | 0.97175 | -0.54555 | 10.1531
250 | -0.024911 | -0.0062528 | 0.024915 | 0.0062554 | 4.1751e-06 | 2.5773e-06 | 0.038149 | 0.038149 | 0.038149 | 0.97175 | -0.54555 | 0.97193 | -0.54204 | 10.4805
251 | -0.010841 | -0.002718 | 0.010842 | 0.0027182 | 3.4427e-07 | 1.7498e-07 | 0.016214 | 0.016214 | 0.016214 | 0.99495 | -0.095578 | 0.99498 | -0.094912 | 4.4545
252 | -0.25422 | -0.065009 | 0.2544 | 0.065124 | 0.0001817 | 0.00011559 | 0.38065 | 0.38065 | 0.38065 | 0.99498 | -0.094912 | 0.99576 | -0.080152 | 26.1433
253 | 0.24337 | 0.062291 | -0.24303 | -0.062069 | 0.00034801 | 0.00022128 | 0.36443 | 0.36443 | 0.36443 | 0.99498 | -0.094912 | 0.99343 | -0.12449 | 25.0297
254 | 0.00094265 | 0.00023618 | -0.00094264 | -0.00023625 | 4.2807e-09 | -6.5327e-08 | 0.0014424 | 0.0014424 | 0.0014424 | 0.97244 | -0.53247 | 0.97243 | -0.53257 | 0.39627
255 | 0.065275 | 0.016439 | -0.065259 | -0.01643 | 1.5861e-05 | 9.2897e-06 | 0.099313 | 0.099314 | 0.099314 | 0.9783 | -0.41717 | 0.97804 | -0.42225 | 6.821
256 | 0.062954 | 0.015852 | -0.06293 | -0.015837 | 2.3708e-05 | 1.4828e-05 | 0.095807 | 0.095807 | 0.095807 | 0.97804 | -0.42225 | 0.97764 | -0.43013 | 13.1603
257 | 0.0034352 | 0.00086075 | -0.003435 | -0.00086083 | 1.3749e-07 | -8.0169e-08 | 0.0052285 | 0.0052285 | 0.0052285 | 0.97764 | -0.43013 | 0.97759 | -0.43097 | 1.4364
258 | 0.0019133 | 0.00047944 | -0.0019133 | -0.00047951 | 2.1349e-08 | -7.0498e-08 | 0.0029122 | 0.0029122 | 0.0029122 | 0.97759 | -0.43097 | 0.97758 | -0.4312 | 0.80007
259 | 0.10523 | 0.026641 | -0.10518 | -0.026611 | 4.8347e-05 | 2.9908e-05 | 0.1592 | 0.1592 | 0.1592 | 0.98413 | -0.30347 | 0.98364 | -0.31304 | 10.9341
260 | 0.018686 | 0.0046867 | -0.018683 | -0.004685 | 2.8922e-06 | 1.7283e-06 | 0.028254 | 0.028254 | 0.028254 | 0.98413 | -0.30347 | 0.98397 | -0.30672 | 7.7622
261 | -0.0015885 | -0.00039811 | 0.0015885 | 0.000398 | 2.0121e-08 | -1.0192e-07 | 0.0024193 | 0.0024193 | 0.0024193 | 0.977 | -0.44267 | 0.97701 | -0.44241 | 0.66464
262 | -0.0040789 | -0.0010222 | 0.0040796 | 0.001022 | 7.8714e-07 | -1.7755e-07 | 0.0062122 | 0.0062119 | 0.0062122 | 0.97701 | -0.44241 | 0.97722 | -0.43835 | 1.7066
263 | 0.00077737 | 0.00019475 | -0.00077737 | -0.00019483 | 3.1643e-09 | -7.4881e-08 | 0.001178 | 0.0011781 | 0.0011781 | 0.9819 | -0.34698 | 0.9819 | -0.34707 | 0.32364
264 | -0.0015509 | -0.00038862 | 0.0015509 | 0.00038861 | 2.7896e-09 | -1.5248e-08 | 0.0023503 | 0.0023503 | 0.0023503 | 0.9819 | -0.34698 | 0.9819 | -0.34695 | 0.64569
265 | -0.0023605 | -0.0005915 | 0.0023605 | 0.00059144 | 2.9085e-08 | -5.8057e-08 | 0.0035771 | 0.0035771 | 0.0035771 | 0.9819 | -0.34695 | 0.98192 | -0.34669 | 0.98272
266 | -0.010682 | -0.0026768 | 0.010683 | 0.002677 | 4.0993e-07 | 2.1059e-07 | 0.016266 | 0.016266 | 0.016266 | 0.97722 | -0.43835 | 0.97726 | -0.43755 | 4.4687
267 | -0.017233 | -0.0043186 | 0.017236 | 0.0043206 | 3.2783e-06 | 1.939e-06 | 0.02624 | 0.02624 | 0.02624 | 0.97726 | -0.43755 | 0.97746 | -0.43356 | 7.2087
268 | 0.0026438 | 0.00066231 | -0.0026436 | -0.00066255 | 1.7037e-07 | -2.4251e-07 | 0.0040246 | 0.0040247 | 0.0040247 | 0.97746 | -0.43356 | 0.97739 | -0.43491 | 1.1057
269 | 0.0024404 | 0.00061113 | -0.0024404 | -0.00061116 | 1.662e-08 | -3.0138e-08 | 0.003703 | 0.003703 | 0.003703 | 0.98061 | -0.37262 | 0.9806 | -0.37276 | 1.0173
270 | 0.00074335 | 0.00018585 | -0.00074334 | -0.00018606 | 8.2064e-09 | -2.1176e-07 | 0.0011278 | 0.0011279 | 0.0011279 | 0.9806 | -0.37276 | 0.98059 | -0.373 | 0.30987
271 | 0.00074334 | 0.00018606 | -0.00074333 | -0.0001863 | 9.0662e-09 | -2.339e-07 | 0.0011279 | 0.001128 | 0.001128 | 0.98059 | -0.373 | 0.98057 | -0.37325 | 0.30989
272 | -0.010383 | -0.0026022 | 0.010385 | 0.0026031 | 1.7945e-06 | 9.0259e-07 | 0.015713 | 0.015713 | 0.015713 | 0.98326 | -0.32062 | 0.98344 | -0.31699 | 4.3168
273 | 0.0056327 | 0.0014116 | -0.0056317 | -0.0014114 | 9.7838e-07 | 1.7085e-07 | 0.0085243 | 0.0085244 | 0.0085244 | 0.98326 | -0.32062 | 0.98307 | -0.32426 | 2.3419
274 | -0.013342 | -0.0033442 | 0.013344 | 0.0033449 | 1.1472e-06 | 6.3893e-07 | 0.020188 | 0.020188 | 0.020188 | 0.98344 | -0.31699 | 0.98353 | -0.31518 | 5.5462
275 | 0.0013283 | 0.00033284 | -0.0013283 | -0.00033289 | 6.6122e-09 | -5.116e-08 | 0.0020097 | 0.0020097 | 0.0020097 | 0.98344 | -0.31699 | 0.98344 | -0.31709 | 0.55213
276 | -0.015495 | -0.0038842 | 0.015502 | 0.0038878 | 6.2538e-06 | 3.6172e-06 | 0.023444 | 0.023444 | 0.023444 | 0.98353 | -0.31518 | 0.98397 | -0.30672 | 6.4406
277 | 0.10363 | 0.026224 | -0.10349 | -0.026134 | 0.00014608 | 9.028e-05 | 0.15686 | 0.15686 | 0.15686 | 0.98364 | -0.31304 | 0.98213 | -0.34246 | 10.7736
278 | 0.001589 | 0.00039813 | -0.001589 | -0.00039823 | 1.9735e-08 | -1.0313e-07 | 0.0024029 | 0.002403 | 0.002403 | 0.98397 | -0.30672 | 0.98395 | -0.30698 | 0.66016
279 | 0.0036532 | 0.00091548 | -0.0036532 | -0.00091549 | 1.8709e-08 | -8.3156e-09 | 0.0055566 | 0.0055566 | 0.0055566 | 0.97831 | -0.41705 | 0.9783 | -0.41715 | 1.5265
280 | 0.0021698 | 0.0005437 | -0.0021697 | -0.00054379 | 3.4872e-08 | -8.4884e-08 | 0.0033002 | 0.0033003 | 0.0033003 | 0.9783 | -0.41715 | 0.97829 | -0.41749 | 0.90667
281 | 0.0015966 | 0.00040001 | -0.0015966 | -0.00040014 | 2.5215e-08 | -1.2426e-07 | 0.0024403 | 0.0024403 | 0.0024403 | 0.97355 | -0.5106 | 0.97353 | -0.51093 | 0.67042

## res_trafo
| p_hv_mw | q_hv_mvar | p_lv_mw | q_lv_mvar | pl_mw | ql_mvar | i_hv_ka | i_lv_ka | vm_hv_pu | va_hv_degree | vm_lv_pu | va_lv_degree | loading_percent
0 | -1.2729e-15 | -1.3162e-15 | 0.00165 | 1.2699e-07 | 0.00165 | 1.2699e-07 | 5.2857e-17 | 0.0023815 | 0.99998 | 149.9956 | 1 | 0 | 0.2619

## res_ext_grid
| p_mw | q_mvar
0 | 0.54906 | 0.14085

## res_load
| p_mw | q_mvar
0 | 0.0014068 | 0.00035257
1 | 0.0021204 | 0.00053141
2 | 0.0018273 | 0.00045797
3 | 0.0020287 | 0.00050844
4 | 0.0019907 | 0.00049891
5 | 0.0020135 | 0.00050463
6 | 0.0024021 | 0.00060201
7 | 0.0025255 | 0.00063295
8 | 0.0012754 | 0.00031965
9 | 0.0017472 | 0.00043789
10 | 0.00066433 | 0.0001665
11 | 0.00056172 | 0.00014078
12 | 0.00060048 | 0.0001505
13 | 0.0015952 | 0.0003998
14 | 0.00060058 | 0.00015052
15 | 0.0013782 | 0.00034542
16 | 0.012199 | 0.0030573
17 | 0.00036503 | 9.1486e-05
18 | 0.00078602 | 0.000197
19 | 0.00136 | 0.00034086
20 | 0.0017304 | 0.00043367
21 | 0.00068516 | 0.00017172
22 | 0.0011245 | 0.00028183
23 | 0.0011958 | 0.0002997
24 | 0.0018723 | 0.00046924
25 | 0.0041695 | 0.001045
26 | 0.0026036 | 0.00065251
27 | 0.0025546 | 0.00064025
28 | 0.0011799 | 0.0002957
29 | 0.0017503 | 0.00043867
30 | 0.0017176 | 0.00043047
31 | 0.0055268 | 0.0013851
32 | 0.0021784 | 0.00054597
33 | 0.0012399 | 0.00031074
34 | 0.0018752 | 0.00046997
35 | 0.00095122 | 0.0002384
36 | 0.0019751 | 0.00049502
37 | 0.0019675 | 0.00049311
38 | 0.0019648 | 0.00049241
39 | 0.0019869 | 0.00049797
40 | 0.001198 | 0.00030024
41 | 0.0028782 | 0.00072134
42 | 0.0019916 | 0.00049913
43 | 0.00198 | 0.00049623
44 | 0.0024661 | 0.00061805
45 | 0.0019833 | 0.00049707
46 | 0.0019846 | 0.00049738
47 | 0.0012221 | 0.00030628
48 | 0.0012259 | 0.00030723
49 | 0.0012186 | 0.0003054
50 | 0.0012212 | 0.00030607
51 | 0.0036245 | 0.00090838
52 | 0.0016782 | 0.00042059
53 | 0.0013723 | 0.00034393
54 | 0.0025371 | 0.00063585
55 | 0.0018168 | 0.00045532
56 | 0.001486 | 0.00037243
57 | 0.0017155 | 0.00042995
58 | 0.0018479 | 0.00046312
59 | 0.0017796 | 0.00044602
60 | 0.002157 | 0.00054059
61 | 0.0011564 | 0.00028982
62 | 0.0015055 | 0.00037732
63 | 0.0011228 | 0.0002814
64 | 0.0024214 | 0.00060687
65 | 0.0024507 | 0.0006142
66 | 0.0044978 | 0.0011273
67 | 0.0028409 | 0.000712
68 | 0.0027105 | 0.00067932
69 | 0.0022705 | 0.00056905
70 | 0.0019508 | 0.00048892
71 | 0.001536 | 0.00038497
72 | 0.0027175 | 0.00068107
73 | 0.0011551 | 0.0002895
74 | 0.0020628 | 0.00051699
75 | 0.0019506 | 0.00048886
76 | 0.0016127 | 0.00040418
77 | 0.0024418 | 0.00061197
78 | 0.0020877 | 0.00052323
79 | 0.0026621 | 0.00066718
80 | 0.0035775 | 0.00089661
81 | 0.0071372 | 0.0017887
82 | 0.0040597 | 0.0010174
83 | 0.0019364 | 0.0004853
84 | 0.0054695 | 0.0013708
85 | 0.0054652 | 0.0013697
86 | 0.010472 | 0.0026246
87 | 0.0019235 | 0.00048207
88 | 0.0033827 | 0.00084779
89 | 0.0040451 | 0.0010138
90 | 0.00294 | 0.00073682
91 | 0.0010983 | 0.00027525
92 | 0.001026 | 0.00025713
93 | 0.00094528 | 0.00023691
94 | 0.0010928 | 0.00027388
95 | 0.00096643 | 0.00024221
96 | 0.0015384 | 0.00038557
97 | 0.001566 | 0.00039248
98 | 0.0017955 | 0.00045
99 | 0.0014012 | 0.00035118
100 | 0.0047784 | 0.0011976
101 | 0.0077829 | 0.0019506
102 | 0.0014167 | 0.00035506
103 | 0.0091538 | 0.0022942
104 | 0.0014464 | 0.00036249
105 | 0.00117 | 0.00029323
106 | 0.0011452 | 0.00028701
107 | 0.002096 | 0.0005253
108 | 0.003072 | 0.00076991
109 | 0.0020323 | 0.00050934
110 | 0.0025039 | 0.00062754
111 | 0.0020173 | 0.00050558
112 | 0.0020162 | 0.00050532
113 | 0.0020249 | 0.00050748
114 | 0.007784 | 0.0019508
115 | 0.0020837 | 0.00052222
116 | 0.0077585 | 0.0019445
117 | 0.0013329 | 0.00033405
118 | 0.0019288 | 0.00048339
119 | 0.0015509 | 0.0003887
120 | 0.0012237 | 0.0003067
121 | 0.0021001 | 0.00052634
122 | 0.0046057 | 0.0011543
123 | 0.007235 | 0.0018133
124 | 0.0019756 | 0.00049514
125 | 0.00087878 | 0.00022024
126 | 0.0032055 | 0.00080336
127 | 0.0016456 | 0.00041243
128 | 0.0032951 | 0.00082582
129 | 0.011335 | 0.0028407
130 | 0.0017943 | 0.0004497
131 | 0.00092744 | 0.00023244
132 | 0.01009 | 0.0025287
133 | 0.0020276 | 0.00050816
134 | 0.012444 | 0.0031188
135 | 0.00040184 | 0.00010071
136 | 0.00040027 | 0.00010032
137 | 0.0077538 | 0.0019433
138 | 0.0015168 | 0.00038015
139 | 0.0015178 | 0.00038039
140 | 0.0010072 | 0.00025243
141 | 0.001926 | 0.00048269
142 | 0.002339 | 0.0005862
143 | 0.0052864 | 0.0013249
144 | 0.0015506 | 0.00038862
145 | 0.0012828 | 0.0003215
146 | 0.0023976 | 0.00060091
147 | 0.0034358 | 0.0008611
148 | 0.0033142 | 0.00083063
149 | 0.0030478 | 0.00076384
150 | 0.00094797 | 0.00023758
151 | 0.0012124 | 0.00030387
152 | 0.002046 | 0.00051278
153 | 0.00041361 | 0.00010366
154 | 0.00043941 | 0.00011013
155 | 0.00052366 | 0.00013124
156 | 0.00043294 | 0.00010851
157 | 0.00063287 | 0.00015861
158 | 0.00063453 | 0.00015903
159 | 0.00076496 | 0.00019172
160 | 0.003047 | 0.00076366
161 | 0.0032903 | 0.00082464
162 | 0.0015294 | 0.00038331
163 | 0.0019675 | 0.00049311
164 | 0.0014489 | 0.00036313
165 | 0.0012784 | 0.00032039
166 | 0.00052949 | 0.0001327
167 | 0.0074332 | 0.0018629
168 | 0.0014152 | 0.00035467
169 | 0.0010957 | 0.00027462
170 | 0.0011588 | 0.00029043
171 | 0.0017584 | 0.0004407
172 | 0.0016988 | 0.00042575
173 | 0.0016235 | 0.00040688
174 | 0.0014182 | 0.00035544
175 | 0.0019006 | 0.00047634
176 | 0.0011313 | 0.00028352
177 | 0.0015086 | 0.0003781
178 | 0.0011299 | 0.00028319
179 | 0.0015368 | 0.00038517
180 | 0.0015436 | 0.00038685
181 | 0.0023327 | 0.00058464
182 | 0.0018668 | 0.00046786
183 | 0.0014182 | 0.00035542
184 | 0.0014055 | 0.00035225
185 | 0.0018924 | 0.00047428
186 | 0.00091023 | 0.00022812
187 | 0.00091315 | 0.00022886
188 | 0.00091139 | 0.00022841
189 | 0.0011507 | 0.00028839
190 | 0.0012195 | 0.00030564
191 | 0.002681 | 0.00067193
192 | 0.00069508 | 0.0001742
193 | 0.00052025 | 0.00013039
194 | 0.00058253 | 0.000146
195 | 0.00077818 | 0.00019503
196 | 0.0011324 | 0.00028381
197 | 0.00094264 | 0.00023625
198 | 0.0012629 | 0.00031651
199 | 0.0023048 | 0.00057764
200 | 0.0015218 | 0.00038139
201 | 0.0015885 | 0.00039811
202 | 0.0024904 | 0.00062415
203 | 0.0015606 | 0.00039113
204 | 0.001194 | 0.00029925
205 | 0.00077355 | 0.00019387
206 | 0.00077737 | 0.00019483
207 | 0.00080953 | 0.00020289
208 | 0.00091364 | 0.00022898
209 | 0.00056584 | 0.00014181
210 | 0.0019133 | 0.00047951
211 | 0.0066027 | 0.0016548
212 | 0.0065502 | 0.0016416
213 | 0.0026436 | 0.00066255
214 | 0.0019806 | 0.00049638
215 | 0.001697 | 0.00042531
216 | 0.0067659 | 0.0016957
217 | 0.00074333 | 0.0001863
218 | 0.0047503 | 0.0011905
219 | 0.0016293 | 0.00040834
220 | 0.0056317 | 0.0014114
221 | 0.002152 | 0.00053934
222 | 0.0013283 | 0.00033289
223 | 0.0015456 | 0.00038735
224 | 0.0015921 | 0.00039901
225 | 0.0014872 | 0.00037272
226 | 0.001589 | 0.00039823
227 | 0.0011124 | 0.0002788
228 | 0.0014835 | 0.00037179
229 | 0.0021697 | 0.00054379
230 | 0.0047612 | 0.0011933
231 | 0.0023202 | 0.0005815
232 | 0.0015966 | 0.00040014

## dtypes
| element | column | dtype
0 | bus | name | object
1 | bus | vn_kv | float64
2 | bus | type | object
3 | bus | zone | object
4 | bus | in_service | bool
5 | load | name | object
6 | load | bus | uint32
7 | load | p_mw | float64
8 | load | q_mvar | float64
9 | load | const_z_percent | float64
10 | load | const_i_percent | float64
11 | load | sn_mva | float64
12 | load | scaling | float64
13 | load | in_service | bool
14 | load | type | object
15 | ext_grid | name | object
16 | ext_grid | bus | uint32
17 | ext_grid | vm_pu | float64
18 | ext_grid | va_degree | float64
19 | ext_grid | slack_weight | float64
20 | ext_grid | in_service | bool
21 | line | name | object
22 | line | std_type | object
23 | line | from_bus | uint32
24 | line | to_bus | uint32
25 | line | length_km | float64
26 | line | r_ohm_per_km | float64
27 | line | x_ohm_per_km | float64
28 | line | c_nf_per_km | float64
29 | line | g_us_per_km | float64
30 | line | max_i_ka | float64
31 | line | df | float64
32 | line | parallel | uint32
33 | line | type | object
34 | line | in_service | bool
35 | trafo | name | object
36 | trafo | std_type | object
37 | trafo | hv_bus | uint32
38 | trafo | lv_bus | uint32
39 | trafo | sn_mva | float64
40 | trafo | vn_hv_kv | float64
41 | trafo | vn_lv_kv | float64
42 | trafo | vk_percent | float64
43 | trafo | vkr_percent | float64
44 | trafo | pfe_kw | float64
45 | trafo | i0_percent | float64
46 | trafo | shift_degree | float64
47 | trafo | tap_side | object
48 | trafo | tap_neutral | int32
49 | trafo | tap_min | int32
50 | trafo | tap_max | int32
51 | trafo | tap_step_percent | float64
52 | trafo | tap_step_degree | float64
53 | trafo | tap_pos | int32
54 | trafo | tap_phase_shifter | bool
55 | trafo | parallel | uint32
56 | trafo | df | float64
57 | trafo | in_service | bool
58 | line_geodata | coords | object
59 | bus_geodata | x | float64
60 | bus_geodata | y | float64
61 | bus_geodata | coords | object
62 | res_bus | vm_pu | float64
63 | res_bus | va_degree | float64
64 | res_bus | p_mw | float64
65 | res_bus | q_mvar | float64
66 | res_line | p_from_mw | float64
67 | res_line | q_from_mvar | float64
68 | res_line | p_to_mw | float64
69 | res_line | q_to_mvar | float64
70 | res_line | pl_mw | float64
71 | res_line | ql_mvar | float64
72 | res_line | i_from_ka | float64
73 | res_line | i_to_ka | float64
74 | res_line | i_ka | float64
75 | res_line | vm_from_pu | float64
76 | res_line | va_from_degree | float64
77 | res_line | vm_to_pu | float64
78 | res_line | va_to_degree | float64
79 | res_line | loading_percent | float64
80 | res_trafo | p_hv_mw | float64
81 | res_trafo | q_hv_mvar | float64
82 | res_trafo | p_lv_mw | float64
83 | res_trafo | q_lv_mvar | float64
84 | res_trafo | pl_mw | float64
85 | res_trafo | ql_mvar | float64
86 | res_trafo | i_hv_ka | float64
87 | res_trafo | i_lv_ka | float64
88 | res_trafo | vm_hv_pu | float64
89 | res_trafo | va_hv_degree | float64
90 | res_trafo | vm_lv_pu | float64
91 | res_trafo | va_lv_degree | float64
92 | res_trafo | loading_percent | float64
93 | res_ext_grid | p_mw | float64
94 | res_ext_grid | q_mvar | float64
95 | res_load | p_mw | float64
96 | res_load | q_mvar | float64

## parameters
| version | format_version | converged | OPF_converged | name | f_hz | sn_mva
0 | 2.14.6 | 2.14.0 | TRUE | FALSE |  | 50 | 1