## bus
| name | vn_kv | type | zone | in_service
0 | bus_LV_2586-3_0_5_node_0 | 0.4 | n |  | TRUE
1 | bus_LV_2586-3_0_5_node_1 | 0.4 | n |  | TRUE
2 | bus_LV_2586-3_0_5_node_2 | 0.4 | n |  | TRUE
3 | bus_LV_2586-3_0_5_node_3 | 0.4 | n |  | TRUE
4 | bus_LV_2586-3_0_5_node_4 | 0.4 | n |  | TRUE
5 | bus_LV_2586-3_0_5_node_5 | 0.4 | n |  | TRUE
6 | bus_LV_2586-3_0_5_node_20 | 0.4 | n |  | TRUE
7 | bus_LV_2586-3_0_5_node_9 | 0.4 | n |  | TRUE
8 | bus_LV_2586-3_0_5_node_78 | 0.4 | n |  | TRUE
9 | bus_LV_2586-3_0_5_node_6 | 0.4 | n |  | TRUE
10 | bus_LV_2586-3_0_5_node_128 | 0.4 | n |  | TRUE
11 | bus_LV_2586-3_0_5_node_91 | 0.4 | n |  | TRUE
12 | bus_LV_2586-3_0_5_node_18 | 0.4 | n |  | TRUE
13 | bus_LV_2586-3_0_5_node_7 | 0.4 | n |  | TRUE
14 | bus_LV_2586-3_0_5_node_30 | 0.4 | n |  | TRUE
15 | bus_LV_2586-3_0_5_node_28 | 0.4 | n |  | TRUE
16 | bus_LV_2586-3_0_5_node_79 | 0.4 | n |  | TRUE
17 | bus_LV_2586-3_0_5_node_127 | 0.4 | n |  | TRUE
18 | bus_LV_2586-3_0_5_node_8 | 0.4 | n |  | TRUE
19 | bus_LV_2586-3_0_5_node_10 | 0.4 | n |  | TRUE
20 | bus_LV_2586-3_0_5_node_121 | 0.4 | n |  | TRUE
21 | bus_LV_2586-3_0_5_node_36 | 0.4 | n |  | TRUE
22 | bus_LV_2586-3_0_5_node_140 | 0.4 | n |  | TRUE
23 | bus_LV_2586-3_0_5_node_35 | 0.4 | n |  | TRUE
24 | bus_LV_2586-3_0_5_node_11 | 0.4 | n |  | TRUE
25 | bus_LV_2586-3_0_5_node_12 | 0.4 | n |  | TRUE
26 | bus_LV_2586-3_0_5_node_13 | 0.4 | n |  | TRUE
27 | bus_LV_2586-3_0_5_node_14 | 0.4 | n |  | TRUE
28 | bus_LV_2586-3_0_5_node_15 | 0.4 | n |  | TRUE
29 | bus_LV_2586-3_0_5_node_110 | 0.4 | n |  | TRUE
30 | bus_LV_2586-3_0_5_node_27 | 0.4 | n |  | TRUE
31 | bus_LV_2586-3_0_5_node_111 | 0.4 | n |  | TRUE
32 | bus_LV_2586-3_0_5_node_90 | 0.4 | n |  | TRUE
33 | bus_LV_2586-3_0_5_node_16 | 0.4 | n |  | TRUE
34 | bus_LV_2586-3_0_5_node_17 | 0.4 | n |  | TRUE
35 | bus_LV_2586-3_0_5_node_19 | 0.4 | n |  | TRUE
36 | bus_LV_2586-3_0_5_node_21 | 0.4 | n |  | TRUE
37 | bus_LV_2586-3_0_5_node_64 | 0.4 | n |  | TRUE
38 | bus_LV_2586-3_0_5_node_25 | 0.4 | n |  | TRUE
39 | bus_LV_2586-3_0_5_node_23 | 0.4 | n |  | TRUE
40 | bus_LV_2586-3_0_5_node_92 | 0.4 | n |  | TRUE
41 | bus_LV_2586-3_0_5_node_22 | 0.4 | n |  | TRUE
42 | bus_LV_2586-3_0_5_node_24 | 0.4 | n |  | TRUE
43 | bus_LV_2586-3_0_5_node_26 | 0.4 | n |  | TRUE
44 | bus_LV_2586-3_0_5_node_54 | 0.4 | n |  | TRUE
45 | bus_LV_2586-3_0_5_node_129 | 0.4 | n |  | TRUE
46 | bus_LV_2586-3_0_5_node_56 | 0.4 | n |  | TRUE
47 | bus_LV_2586-3_0_5_node_53 | 0.4 | n |  | TRUE
48 | bus_LV_2586-3_0_5_node_130 | 0.4 | n |  | TRUE
49 | bus_LV_2586-3_0_5_node_29 | 0.4 | n |  | TRUE
50 | bus_LV_2586-3_0_5_node_31 | 0.4 | n |  | TRUE
51 | bus_LV_2586-3_0_5_node_32 | 0.4 | n |  | TRUE
52 | bus_LV_2586-3_0_5_node_34 | 0.4 | n |  | TRUE
53 | bus_LV_2586-3_0_5_node_75 | 0.4 | n |  | TRUE
54 | bus_LV_2586-3_0_5_node_76 | 0.4 | n |  | TRUE
55 | bus_LV_2586-3_0_5_node_37 | 0.4 | n |  | TRUE
56 | bus_LV_2586-3_0_5_node_38 | 0.4 | n |  | TRUE
57 | bus_LV_2586-3_0_5_node_39 | 0.4 | n |  | TRUE
58 | bus_LV_2586-3_0_5_node_41 | 0.4 | n |  | TRUE
59 | bus_LV_2586-3_0_5_node_42 | 0.4 | n |  | TRUE
60 | bus_LV_2586-3_0_5_node_98 | 0.4 | n |  | TRUE
61 | bus_LV_2586-3_0_5_node_132 | 0.4 | n |  | TRUE
62 | bus_LV_2586-3_0_5_node_148 | 0.4 | n |  | TRUE
63 | bus_LV_2586-3_0_5_node_96 | 0.4 | n |  | TRUE
64 | bus_LV_2586-3_0_5_node_119 | 0.4 | n |  | TRUE
65 | bus_LV_2586-3_0_5_node_43 | 0.4 | n |  | TRUE
66 | bus_LV_2586-3_0_5_node_44 | 0.4 | n |  | TRUE
67 | bus_LV_2586-3_0_5_node_46 | 0.4 | n |  | TRUE
68 | bus_LV_2586-3_0_5_node_45 | 0.4 | n |  | TRUE
69 | bus_LV_2586-3_0_5_node_47 | 0.4 | n |  | TRUE
70 | bus_LV_2586-3_0_5_node_48 | 0.4 | n |  | TRUE
71 | bus_LV_2586-3_0_5_node_80 | 0.4 | n |  | TRUE
72 | bus_LV_2586-3_0_5_node_81 | 0.4 | n |  | TRUE
73 | bus_LV_2586-3_0_5_node_118 | 0.4 | n |  | TRUE
74 | bus_LV_2586-3_0_5_node_74 | 0.4 | n |  | TRUE
75 | bus_LV_2586-3_0_5_node_82 | 0.4 | n |  | TRUE
76 | bus_LV_2586-3_0_5_node_120 | 0.4 | n |  | TRUE
77 | bus_LV_2586-3_0_5_node_49 | 0.4 | n |  | TRUE
78 | bus_LV_2586-3_0_5_node_50 | 0.4 | n |  | TRUE
79 | bus_LV_2586-3_0_5_node_51 | 0.4 | n |  | TRUE
80 | bus_LV_2586-3_0_5_node_52 | 0.4 | n |  | TRUE
81 | bus_LV_2586-3_0_5_node_65 | 0.4 | n |  | TRUE
82 | bus_LV_2586-3_0_5_node_66 | 0.4 | n |  | TRUE
83 | bus_LV_2586-3_0_5_node_55 | 0.4 | n |  | TRUE
84 | bus_LV_2586-3_0_5_node_57 | 0.4 | n |  | TRUE
85 | bus_LV_2586-3_0_5_node_58 | 0.4 | n |  | TRUE
86 | bus_LV_2586-3_0_5_node_112 | 0.4 | n |  | TRUE
87 | bus_LV_2586-3_0_5_node_83 | 0.4 | n |  | TRUE
88 | bus_LV_2586-3_0_5_node_103 | 0.4 | n |  | TRUE
89 | bus_LV_2586-3_0_5_node_67 | 0.4 | n |  | TRUE
90 | bus_LV_2586-3_0_5_node_84 | 0.4 | n |  | TRUE
91 | bus_LV_2586-3_0_5_node_104 | 0.4 | n |  | TRUE
92 | bus_LV_2586-3_0_5_node_59 | 0.4 | n |  | TRUE
93 | bus_LV_2586-3_0_5_node_60 | 0.4 | n |  | TRUE
94 | bus_LV_2586-3_0_5_node_61 | 0.4 | n |  | TRUE
95 | bus_LV_2586-3_0_5_node_62 | 0.4 | n |  | TRUE
96 | bus_LV_2586-3_0_5_node_63 | 0.4 | n |  | TRUE
97 | bus_LV_2586-3_0_5_node_117 | 0.4 | n |  | TRUE
98 | bus_LV_2586-3_0_5_node_133 | 0.4 | n |  | TRUE
99 | bus_LV_2586-3_0_5_node_109 | 0.4 | n |  | TRUE
100 | bus_LV_2586-3_0_5_node_134 | 0.4 | n |  | TRUE
101 | bus_LV_2586-3_0_5_node_100 | 0.4 | n |  | TRUE
102 | bus_LV_2586-3_0_5_node_99 | 0.4 | n |  | TRUE
103 | bus_LV_2586-3_0_5_node_68 | 0.4 | n |  | TRUE
104 | bus_LV_2586-3_0_5_node_116 | 0.4 | n |  | TRUE
105 | bus_LV_2586-3_0_5_node_72 | 0.4 | n |  | TRUE
106 | bus_LV_2586-3_0_5_node_69 | 0.4 | n |  | TRUE
107 | bus_LV_2586-3_0_5_node_70 | 0.4 | n |  | TRUE
108 | bus_LV_2586-3_0_5_node_71 | 0.4 | n |  | TRUE
109 | bus_LV_2586-3_0_5_node_73 | 0.4 | n |  | TRUE
110 | bus_LV_2586-3_0_5_node_153 | 0.4 | n |  | TRUE
111 | bus_LV_2586-3_0_5_node_151 | 0.4 | n |  | TRUE
112 | bus_LV_2586-3_0_5_node_150 | 0.4 | n |  | TRUE
113 | bus_LV_2586-3_0_5_node_77 | 0.4 | n |  | TRUE
114 | bus_LV_2586-3_0_5_node_147 | 0.4 | n |  | TRUE
115 | bus_LV_2586-3_0_5_node_101 | 0.4 | n |  | TRUE
116 | bus_LV_2586-3_0_5_node_85 | 0.4 | n |  | TRUE
117 | bus_LV_2586-3_0_5_node_144 | 0.4 | n |  | TRUE
118 | bus_LV_2586-3_0_5_node_86 | 0.4 | n |  | TRUE
119 | bus_LV_2586-3_0_5_node_87 | 0.4 | n |  | TRUE
120 | bus_LV_2586-3_0_5_node_89 | 0.4 | n |  | TRUE
121 | bus_LV_2586-3_0_5_node_115 | 0.4 | n |  | TRUE
122 | bus_LV_2586-3_0_5_node_97 | 0.4 | n |  | TRUE
123 | bus_LV_2586-3_0_5_node_93 | 0.4 | n |  | TRUE
124 | bus_LV_2586-3_0_5_node_102 | 0.4 | n |  | TRUE
125 | bus_LV_2586-3_0_5_node_113 | 0.4 | n |  | TRUE
126 | bus_LV_2586-3_0_5_node_94 | 0.4 | n |  | TRUE
127 | bus_LV_2586-3_0_5_node_95 | 0.4 | n |  | TRUE
128 | bus_LV_2586-3_0_5_node_114 | 0.4 | n |  | TRUE
129 | bus_LV_2586-3_0_5_node_126 | 0.4 | n |  | TRUE
130 | bus_LV_2586-3_0_5_node_146 | 0.4 | n |  | TRUE
131 | bus_LV_2586-3_0_5_node_105 | 0.4 | n |  | TRUE
132 | bus_LV_2586-3_0_5_node_106 | 0.4 | n |  | TRUE
133 | bus_LV_2586-3_0_5_node_107 | 0.4 | n |  | TRUE
134 | bus_LV_2586-3_0_5_node_108 | 0.4 | n |  | TRUE
135 | bus_LV_2586-3_0_5_node_138 | 0.4 | n |  | TRUE
136 | bus_LV_2586-3_0_5_node_135 | 0.4 | n |  | TRUE
137 | bus_LV_2586-3_0_5_node_145 | 0.4 | n |  | TRUE
138 | bus_LV_2586-3_0_5_node_136 | 0.4 | n |  | TRUE
139 | bus_LV_2586-3_0_5_node_124 | 0.4 | n |  | TRUE
140 | bus_LV_2586-3_0_5_node_141 | 0.4 | n |  | TRUE
141 | bus_LV_2586-3_0_5_node_122 | 0.4 | n |  | TRUE
142 | bus_LV_2586-3_0_5_node_123 | 0.4 | n |  | TRUE
143 | bus_LV_2586-3_0_5_node_137 | 0.4 | n |  | TRUE
144 | bus_LV_2586-3_0_5_node_142 | 0.4 | n |  | TRUE
145 | bus_LV_2586-3_0_5_node_143 | 0.4 | n |  | TRUE
146 | bus_LV_2586-3_0_5_node_152 | 0.4 | n |  | TRUE
147 | bus_MV_480_0_node_80 | 20 | n |  | TRUE

## load
| name | bus | p_mw | q_mvar | const_z_percent | const_i_percent | sn_mva | scaling | in_service | type
0 | LV_2586-3_0_5_load_0 | 0 | 0.003219 | 0.00080675 | 0 | 0 |  | 1 | TRUE | wye
1 | LV_2586-3_0_5_load_1 | 1 | 0.0079548 | 0.0019937 | 0 | 0 |  | 1 | TRUE | wye
2 | LV_2586-3_0_5_load_3 | 3 | 0.0025749 | 0.00064533 | 0 | 0 |  | 1 | TRUE | wye
3 | LV_2586-3_0_5_load_5 | 5 | 0.0022283 | 0.00055847 | 0 | 0 |  | 1 | TRUE | wye
4 | LV_2586-3_0_5_load_9 | 7 | 0.0025217 | 0.00063201 | 0 | 0 |  | 1 | TRUE | wye
5 | LV_2586-3_0_5_load_78 | 8 | 0.0053486 | 0.0013405 | 0 | 0 |  | 1 | TRUE | wye
6 | LV_2586-3_0_5_load_6 | 9 | 0.0031869 | 0.0007987 | 0 | 0 |  | 1 | TRUE | wye
7 | LV_2586-3_0_5_load_128 | 10 | 0.025819 | 0.0064709 | 0 | 0 |  | 1 | TRUE | wye
8 | LV_2586-3_0_5_load_91 | 11 | 0.0038957 | 0.00097635 | 0 | 0 |  | 1 | TRUE | wye
9 | LV_2586-3_0_5_load_7 | 13 | 0.00076706 | 0.00019224 | 0 | 0 |  | 1 | TRUE | wye
10 | LV_2586-3_0_5_load_30 | 14 | 0.0035643 | 0.0008933 | 0 | 0 |  | 1 | TRUE | wye
11 | LV_2586-3_0_5_load_79 | 16 | 0.0012433 | 0.0003116 | 0 | 0 |  | 1 | TRUE | wye
12 | LV_2586-3_0_5_load_127 | 17 | 0.013474 | 0.003377 | 0 | 0 |  | 1 | TRUE | wye
13 | LV_2586-3_0_5_load_8 | 18 | 0.003019 | 0.00075663 | 0 | 0 |  | 1 | TRUE | wye
14 | LV_2586-3_0_5_load_121 | 20 | 0.0009558 | 0.00023955 | 0 | 0 |  | 1 | TRUE | wye
15 | LV_2586-3_0_5_load_36 | 21 | 0.001304 | 0.00032682 | 0 | 0 |  | 1 | TRUE | wye
16 | LV_2586-3_0_5_load_140 | 22 | 0.0015865 | 0.00039761 | 0 | 0 |  | 1 | TRUE | wye
17 | LV_2586-3_0_5_load_35 | 23 | 0.0016123 | 0.00040408 | 0 | 0 |  | 1 | TRUE | wye
18 | LV_2586-3_0_5_load_11 | 24 | 0.0040581 | 0.0010171 | 0 | 0 |  | 1 | TRUE | wye
19 | LV_2586-3_0_5_load_12 | 25 | 0.0014309 | 0.00035862 | 0 | 0 |  | 1 | TRUE | wye
20 | LV_2586-3_0_5_load_13 | 26 | 0.013225 | 0.0033144 | 0 | 0 |  | 1 | TRUE | wye
21 | LV_2586-3_0_5_load_14 | 27 | 0.0042618 | 0.0010681 | 0 | 0 |  | 1 | TRUE | wye
22 | LV_2586-3_0_5_load_15 | 28 | 0.0075097 | 0.0018821 | 0 | 0 |  | 1 | TRUE | wye
23 | LV_2586-3_0_5_load_110 | 29 | 0.0022593 | 0.00056624 | 0 | 0 |  | 1 | TRUE | wye
24 | LV_2586-3_0_5_load_27 | 30 | 0.010477 | 0.0026258 | 0 | 0 |  | 1 | TRUE | wye
25 | LV_2586-3_0_5_load_111 | 31 | 0.0017602 | 0.00044115 | 0 | 0 |  | 1 | TRUE | wye
26 | LV_2586-3_0_5_load_90 | 32 | 0.0012233 | 0.0003066 | 0 | 0 |  | 1 | TRUE | wye
27 | LV_2586-3_0_5_load_16 | 33 | 0.007182 | 0.0018 | 0 | 0 |  | 1 | TRUE | wye
28 | LV_2586-3_0_5_load_17 | 34 | 0.079703 | 0.019975 | 0 | 0 |  | 1 | TRUE | wye
29 | LV_2586-3_0_5_load_21 | 36 | 0.0052065 | 0.0013049 | 0 | 0 |  | 1 | TRUE | wye
30 | LV_2586-3_0_5_load_64 | 37 | 0.0019406 | 0.00048637 | 0 | 0 |  | 1 | TRUE | wye
31 | LV_2586-3_0_5_load_25 | 38 | 0.014566 | 0.0036505 | 0 | 0 |  | 1 | TRUE | wye
32 | LV_2586-3_0_5_load_23 | 39 | 0.0029498 | 0.00073929 | 0 | 0 |  | 1 | TRUE | wye
33 | LV_2586-3_0_5_load_92 | 40 | 0.0056468 | 0.0014152 | 0 | 0 |  | 1 | TRUE | wye
34 | LV_2586-3_0_5_load_22 | 41 | 0.0027141 | 0.00068022 | 0 | 0 |  | 1 | TRUE | wye
35 | LV_2586-3_0_5_load_24 | 42 | 0.0039239 | 0.00098341 | 0 | 0 |  | 1 | TRUE | wye
36 | LV_2586-3_0_5_load_129 | 45 | 0.0058912 | 0.0014765 | 0 | 0 |  | 1 | TRUE | wye
37 | LV_2586-3_0_5_load_56 | 46 | 0.0069698 | 0.0017468 | 0 | 0 |  | 1 | TRUE | wye
38 | LV_2586-3_0_5_load_53 | 47 | 0.0073511 | 0.0018424 | 0 | 0 |  | 1 | TRUE | wye
39 | LV_2586-3_0_5_load_130 | 48 | 0.010844 | 0.0027177 | 0 | 0 |  | 1 | TRUE | wye
40 | LV_2586-3_0_5_load_29 | 49 | 0.0013005 | 0.00032594 | 0 | 0 |  | 1 | TRUE | wye
41 | LV_2586-3_0_5_load_31 | 50 | 0.0022462 | 0.00056295 | 0 | 0 |  | 1 | TRUE | wye
42 | LV_2586-3_0_5_load_32 | 51 | 0.0032353 | 0.00081085 | 0 | 0 |  | 1 | TRUE | wye
43 | LV_2586-3_0_5_load_34 | 52 | 0.0028346 | 0.00071042 | 0 | 0 |  | 1 | TRUE | wye
44 | LV_2586-3_0_5_load_75 | 53 | 0.0020097 | 0.00050368 | 0 | 0 |  | 1 | TRUE | wye
45 | LV_2586-3_0_5_load_37 | 55 | 0.0018747 | 0.00046985 | 0 | 0 |  | 1 | TRUE | wye
46 | LV_2586-3_0_5_load_38 | 56 | 0.0012645 | 0.00031691 | 0 | 0 |  | 1 | TRUE | wye
47 | LV_2586-3_0_5_load_42 | 59 | 0.0016071 | 0.00040279 | 0 | 0 |  | 1 | TRUE | wye
48 | LV_2586-3_0_5_load_98 | 60 | 0.0015079 | 0.00037792 | 0 | 0 |  | 1 | TRUE | wye
49 | LV_2586-3_0_5_load_132 | 61 | 0.0015199 | 0.00038091 | 0 | 0 |  | 1 | TRUE | wye
50 | LV_2586-3_0_5_load_148 | 62 | 0.0010502 | 0.00026319 | 0 | 0 |  | 1 | TRUE | wye
51 | LV_2586-3_0_5_load_96 | 63 | 0.0026633 | 0.00066749 | 0 | 0 |  | 1 | TRUE | wye
52 | LV_2586-3_0_5_load_119 | 64 | 0.0044435 | 0.0011137 | 0 | 0 |  | 1 | TRUE | wye
53 | LV_2586-3_0_5_load_43 | 65 | 0.001435 | 0.00035963 | 0 | 0 |  | 1 | TRUE | wye
54 | LV_2586-3_0_5_load_44 | 66 | 0.0023178 | 0.00058091 | 0 | 0 |  | 1 | TRUE | wye
55 | LV_2586-3_0_5_load_46 | 67 | 0.001387 | 0.00034762 | 0 | 0 |  | 1 | TRUE | wye
56 | LV_2586-3_0_5_load_47 | 69 | 0.0029568 | 0.00074105 | 0 | 0 |  | 1 | TRUE | wye
57 | LV_2586-3_0_5_load_48 | 70 | 0.0032462 | 0.00081358 | 0 | 0 |  | 1 | TRUE | wye
58 | LV_2586-3_0_5_load_81 | 72 | 0.0019786 | 0.00049588 | 0 | 0 |  | 1 | TRUE | wye
59 | LV_2586-3_0_5_load_74 | 74 | 0.00102 | 0.00025562 | 0 | 0 |  | 1 | TRUE | wye
60 | LV_2586-3_0_5_load_82 | 75 | 0.0020047 | 0.00050241 | 0 | 0 |  | 1 | TRUE | wye
61 | LV_2586-3_0_5_load_120 | 76 | 0.0010695 | 0.00026803 | 0 | 0 |  | 1 | TRUE | wye
62 | LV_2586-3_0_5_load_49 | 77 | 0.00091608 | 0.00022959 | 0 | 0 |  | 1 | TRUE | wye
63 | LV_2586-3_0_5_load_50 | 78 | 0.00086961 | 0.00021795 | 0 | 0 |  | 1 | TRUE | wye
64 | LV_2586-3_0_5_load_51 | 79 | 0.0095846 | 0.0024021 | 0 | 0 |  | 1 | TRUE | wye
65 | LV_2586-3_0_5_load_52 | 80 | 0.0026757 | 0.0006706 | 0 | 0 |  | 1 | TRUE | wye
66 | LV_2586-3_0_5_load_65 | 81 | 0.0017895 | 0.00044848 | 0 | 0 |  | 1 | TRUE | wye
67 | LV_2586-3_0_5_load_57 | 84 | 0.0053608 | 0.0013435 | 0 | 0 |  | 1 | TRUE | wye
68 | LV_2586-3_0_5_load_58 | 85 | 0.0054476 | 0.0013653 | 0 | 0 |  | 1 | TRUE | wye
69 | LV_2586-3_0_5_load_112 | 86 | 0.0022777 | 0.00057085 | 0 | 0 |  | 1 | TRUE | wye
70 | LV_2586-3_0_5_load_83 | 87 | 0.0022987 | 0.00057611 | 0 | 0 |  | 1 | TRUE | wye
71 | LV_2586-3_0_5_load_67 | 89 | 0.0018473 | 0.00046297 | 0 | 0 |  | 1 | TRUE | wye
72 | LV_2586-3_0_5_load_84 | 90 | 0.0022081 | 0.00055339 | 0 | 0 |  | 1 | TRUE | wye
73 | LV_2586-3_0_5_load_59 | 92 | 0.0012191 | 0.00030554 | 0 | 0 |  | 1 | TRUE | wye
74 | LV_2586-3_0_5_load_60 | 93 | 0.0098367 | 0.0024653 | 0 | 0 |  | 1 | TRUE | wye
75 | LV_2586-3_0_5_load_62 | 95 | 0.0010799 | 0.00027065 | 0 | 0 |  | 1 | TRUE | wye
76 | LV_2586-3_0_5_load_63 | 96 | 0.0019241 | 0.00048221 | 0 | 0 |  | 1 | TRUE | wye
77 | LV_2586-3_0_5_load_117 | 97 | 0.002178 | 0.00054585 | 0 | 0 |  | 1 | TRUE | wye
78 | LV_2586-3_0_5_load_109 | 99 | 0.0083442 | 0.0020913 | 0 | 0 |  | 1 | TRUE | wye
79 | LV_2586-3_0_5_load_134 | 100 | 0.0018595 | 0.00046603 | 0 | 0 |  | 1 | TRUE | wye
80 | LV_2586-3_0_5_load_100 | 101 | 0.0077707 | 0.0019475 | 0 | 0 |  | 1 | TRUE | wye
81 | LV_2586-3_0_5_load_99 | 102 | 0.0036708 | 0.00091998 | 0 | 0 |  | 1 | TRUE | wye
82 | LV_2586-3_0_5_load_68 | 103 | 0.0029019 | 0.00072729 | 0 | 0 |  | 1 | TRUE | wye
83 | LV_2586-3_0_5_load_116 | 104 | 0.00086758 | 0.00021744 | 0 | 0 |  | 1 | TRUE | wye
84 | LV_2586-3_0_5_load_72 | 105 | 0.0052425 | 0.0013139 | 0 | 0 |  | 1 | TRUE | wye
85 | LV_2586-3_0_5_load_69 | 106 | 0.0013901 | 0.00034838 | 0 | 0 |  | 1 | TRUE | wye
86 | LV_2586-3_0_5_load_70 | 107 | 0.0018847 | 0.00047234 | 0 | 0 |  | 1 | TRUE | wye
87 | LV_2586-3_0_5_load_153 | 110 | 0.0077231 | 0.0019356 | 0 | 0 |  | 1 | TRUE | wye
88 | LV_2586-3_0_5_load_151 | 111 | 0.0018597 | 0.00046609 | 0 | 0 |  | 1 | TRUE | wye
89 | LV_2586-3_0_5_load_150 | 112 | 0.0064995 | 0.0016289 | 0 | 0 |  | 1 | TRUE | wye
90 | LV_2586-3_0_5_load_147 | 114 | 0.0030017 | 0.00075229 | 0 | 0 |  | 1 | TRUE | wye
91 | LV_2586-3_0_5_load_101 | 115 | 0.0032705 | 0.00081967 | 0 | 0 |  | 1 | TRUE | wye
92 | LV_2586-3_0_5_load_85 | 116 | 0.0030516 | 0.00076481 | 0 | 0 |  | 1 | TRUE | wye
93 | LV_2586-3_0_5_load_144 | 117 | 0.0064554 | 0.0016179 | 0 | 0 |  | 1 | TRUE | wye
94 | LV_2586-3_0_5_load_86 | 118 | 0.0022251 | 0.00055766 | 0 | 0 |  | 1 | TRUE | wye
95 | LV_2586-3_0_5_load_87 | 119 | 0.0013632 | 0.00034165 | 0 | 0 |  | 1 | TRUE | wye
96 | LV_2586-3_0_5_load_89 | 120 | 0.002292 | 0.00057443 | 0 | 0 |  | 1 | TRUE | wye
97 | LV_2586-3_0_5_load_115 | 121 | 0.0046043 | 0.0011539 | 0 | 0 |  | 1 | TRUE | wye
98 | LV_2586-3_0_5_load_97 | 122 | 0.001778 | 0.00044562 | 0 | 0 |  | 1 | TRUE | wye
99 | LV_2586-3_0_5_load_93 | 123 | 0.0023729 | 0.00059469 | 0 | 0 |  | 1 | TRUE | wye
100 | LV_2586-3_0_5_load_113 | 125 | 0.0076822 | 0.0019253 | 0 | 0 |  | 1 | TRUE | wye
101 | LV_2586-3_0_5_load_94 | 126 | 0.0025418 | 0.00063704 | 0 | 0 |  | 1 | TRUE | wye
102 | LV_2586-3_0_5_load_95 | 127 | 0.0027244 | 0.00068279 | 0 | 0 |  | 1 | TRUE | wye
103 | LV_2586-3_0_5_load_126 | 129 | 0.0027682 | 0.00069379 | 0 | 0 |  | 1 | TRUE | wye
104 | LV_2586-3_0_5_load_146 | 130 | 0.0091971 | 0.002305 | 0 | 0 |  | 1 | TRUE | wye
105 | LV_2586-3_0_5_load_105 | 131 | 0.0082476 | 0.002067 | 0 | 0 |  | 1 | TRUE | wye
106 | LV_2586-3_0_5_load_106 | 132 | 0.0111 | 0.0027819 | 0 | 0 |  | 1 | TRUE | wye
107 | LV_2586-3_0_5_load_107 | 133 | 0.0048828 | 0.0012237 | 0 | 0 |  | 1 | TRUE | wye
108 | LV_2586-3_0_5_load_138 | 135 | 0.017802 | 0.0044615 | 0 | 0 |  | 1 | TRUE | wye
109 | LV_2586-3_0_5_load_135 | 136 | 0.0020307 | 0.00050893 | 0 | 0 |  | 1 | TRUE | wye
110 | LV_2586-3_0_5_load_145 | 137 | 0.0020711 | 0.00051906 | 0 | 0 |  | 1 | TRUE | wye
111 | LV_2586-3_0_5_load_136 | 138 | 0.0021848 | 0.00054756 | 0 | 0 |  | 1 | TRUE | wye
112 | LV_2586-3_0_5_load_141 | 140 | 0.00073133 | 0.00018329 | 0 | 0 |  | 1 | TRUE | wye
113 | LV_2586-3_0_5_load_122 | 141 | 0.0063322 | 0.001587 | 0 | 0 |  | 1 | TRUE | wye
114 | LV_2586-3_0_5_load_123 | 142 | 0.0029717 | 0.00074478 | 0 | 0 |  | 1 | TRUE | wye
115 | LV_2586-3_0_5_load_137 | 143 | 0.0022028 | 0.00055208 | 0 | 0 |  | 1 | TRUE | wye
116 | LV_2586-3_0_5_load_142 | 144 | 0.0023479 | 0.00058844 | 0 | 0 |  | 1 | TRUE | wye
117 | LV_2586-3_0_5_load_143 | 145 | 0.0070098 | 0.0017568 | 0 | 0 |  | 1 | TRUE | wye
118 | LV_2586-3_0_5_load_152 | 146 | 0.007624 | 0.0019108 | 0 | 0 |  | 1 | TRUE | wye

## ext_grid
| name | bus | vm_pu | va_degree | slack_weight | in_service
0 |  | 5 | 1 | 0 | 1 | TRUE

## line
| name | std_type | from_bus | to_bus | length_km | r_ohm_per_km | x_ohm_per_km | c_nf_per_km | g_us_per_km | max_i_ka | df | parallel | type | in_service
0 | LV_2586-3_0_5_line_0 |  | 0 | 1 | 0.024513 | 0.125 | 0.08 | 261 | 0 | 0.364 | 1 | 4 | cs | TRUE
1 | LV_2586-3_0_5_line_1 |  | 0 | 2 | 0.028925 | 0.125 | 0.08 | 261 | 0 | 0.364 | 1 | 4 | cs | TRUE
2 | LV_2586-3_0_5_line_2 |  | 1 | 3 | 0.015518 | 0.125 | 0.08 | 261 | 0 | 0.364 | 1 | 4 | cs | TRUE
3 | LV_2586-3_0_5_line_3 |  | 2 | 4 | 0.019259 | 0.125 | 0.08 | 261 | 0 | 0.364 | 1 | 4 | cs | TRUE
4 | LV_2586-3_0_5_line_4 |  | 2 | 5 | 0.015895 | 0.125 | 0.08 | 261 | 0 | 0.364 | 1 | 4 | cs | TRUE
5 | LV_2586-3_0_5_line_5 |  | 3 | 6 | 0.021208 | 0.125 | 0.08 | 261 | 0 | 0.364 | 1 | 4 | cs | TRUE
6 | LV_2586-3_0_5_line_6 |  | 4 | 7 | 0.0083218 | 0.125 | 0.08 | 261 | 0 | 0.364 | 1 | 4 | cs | TRUE
7 | LV_2586-3_0_5_line_7 |  | 5 | 8 | 0.00045835 | 0.125 | 0.08 | 261 | 0 | 0.364 | 1 | 1 | cs | TRUE
8 | LV_2586-3_0_5_line_8 |  | 6 | 11 | 0.02956 | 0.125 | 0.08 | 261 | 0 | 0.364 | 1 | 1 | cs | TRUE
9 | LV_2586-3_0_5_line_9 |  | 6 | 12 | 0.012757 | 0.125 | 0.08 | 261 | 0 | 0.364 | 1 | 4 | cs | TRUE
10 | LV_2586-3_0_5_line_10 |  | 7 | 13 | 0.00083091 | 0.125 | 0.08 | 261 | 0 | 0.364 | 1 | 4 | cs | TRUE
11 | LV_2586-3_0_5_line_11 |  | 8 | 16 | 0.014914 | 0.125 | 0.08 | 261 | 0 | 0.364 | 1 | 1 | cs | TRUE
12 | LV_2586-3_0_5_line_12 |  | 9 | 10 | 0.016639 | 0.125 | 0.08 | 261 | 0 | 0.364 | 1 | 1 | cs | TRUE
13 | LV_2586-3_0_5_line_13 |  | 10 | 17 | 0.018437 | 0.125 | 0.08 | 261 | 0 | 0.364 | 1 | 1 | cs | TRUE
14 | LV_2586-3_0_5_line_14 |  | 11 | 40 | 0.0033528 | 0.125 | 0.08 | 261 | 0 | 0.364 | 1 | 1 | cs | TRUE
15 | LV_2586-3_0_5_line_15 |  | 12 | 36 | 0.0041646 | 0.125 | 0.08 | 261 | 0 | 0.364 | 1 | 1 | cs | TRUE
16 | LV_2586-3_0_5_line_16 |  | 12 | 33 | 0.01382 | 0.125 | 0.08 | 261 | 0 | 0.364 | 1 | 4 | cs | TRUE
17 | LV_2586-3_0_5_line_17 |  | 13 | 18 | 0.010199 | 0.125 | 0.08 | 261 | 0 | 0.364 | 1 | 4 | cs | TRUE
18 | LV_2586-3_0_5_line_18 |  | 14 | 15 | 0.017983 | 0.125 | 0.08 | 261 | 0 | 0.364 | 1 | 1 | cs | TRUE
19 | LV_2586-3_0_5_line_19 |  | 15 | 49 | 0.017849 | 0.125 | 0.08 | 261 | 0 | 0.364 | 1 | 4 | cs | TRUE
20 | LV_2586-3_0_5_line_20 |  | 15 | 30 | 0.0074995 | 0.125 | 0.08 | 261 | 0 | 0.364 | 1 | 4 | cs | TRUE
21 | LV_2586-3_0_5_line_21 |  | 16 | 115 | 0.025499 | 0.125 | 0.08 | 261 | 0 | 0.364 | 1 | 1 | cs | TRUE
22 | LV_2586-3_0_5_line_22 |  | 17 | 125 | 0.012461 | 0.125 | 0.08 | 261 | 0 | 0.364 | 1 | 1 | cs | TRUE
23 | LV_2586-3_0_5_line_23 |  | 18 | 19 | 0.026131 | 0.125 | 0.08 | 261 | 0 | 0.364 | 1 | 4 | cs | TRUE
24 | LV_2586-3_0_5_line_24 |  | 19 | 20 | 0.0095983 | 0.125 | 0.08 | 261 | 0 | 0.364 | 1 | 1 | cs | TRUE
25 | LV_2586-3_0_5_line_25 |  | 19 | 21 | 0.016092 | 0.125 | 0.08 | 261 | 0 | 0.364 | 1 | 4 | cs | TRUE
26 | LV_2586-3_0_5_line_26 |  | 20 | 22 | 0.0018285 | 0.125 | 0.08 | 261 | 0 | 0.364 | 1 | 1 | cs | TRUE
27 | LV_2586-3_0_5_line_27 |  | 21 | 23 | 0.0022692 | 0.125 | 0.08 | 261 | 0 | 0.364 | 1 | 4 | cs | TRUE
28 | LV_2586-3_0_5_line_28 |  | 22 | 140 | 0.0069093 | 0.125 | 0.08 | 261 | 0 | 0.364 | 1 | 1 | cs | TRUE
29 | LV_2586-3_0_5_line_29 |  | 23 | 49 | 0.0096194 | 0.125 | 0.08 | 261 | 0 | 0.364 | 1 | 4 | cs | TRUE
30 | LV_2586-3_0_5_line_30 |  | 24 | 25 | 0.0051653 | 0.125 | 0.08 | 261 | 0 | 0.364 | 1 | 4 | cs | TRUE
31 | LV_2586-3_0_5_line_31 |  | 24 | 26 | 0.017488 | 0.125 | 0.08 | 261 | 0 | 0.364 | 1 | 4 | cs | TRUE
32 | LV_2586-3_0_5_line_32 |  | 25 | 27 | 0.013315 | 0.125 | 0.08 | 261 | 0 | 0.364 | 1 | 4 | cs | TRUE
33 | LV_2586-3_0_5_line_33 |  | 26 | 28 | 0.0088534 | 0.125 | 0.08 | 261 | 0 | 0.364 | 1 | 4 | cs | TRUE
34 | LV_2586-3_0_5_line_34 |  | 27 | 29 | 0.024199 | 0.125 | 0.08 | 261 | 0 | 0.364 | 1 | 4 | cs | TRUE
35 | LV_2586-3_0_5_line_35 |  | 28 | 30 | 0.0039952 | 0.125 | 0.08 | 261 | 0 | 0.364 | 1 | 4 | cs | TRUE
36 | LV_2586-3_0_5_line_36 |  | 29 | 31 | 0.028778 | 0.125 | 0.08 | 261 | 0 | 0.364 | 1 | 4 | cs | TRUE
37 | LV_2586-3_0_5_line_37 |  | 29 | 32 | 0.021674 | 0.125 | 0.08 | 261 | 0 | 0.364 | 1 | 1 | cs | TRUE
38 | LV_2586-3_0_5_line_38 |  | 31 | 100 | 0.021672 | 0.125 | 0.08 | 261 | 0 | 0.364 | 1 | 4 | cs | TRUE
39 | LV_2586-3_0_5_line_39 |  | 33 | 34 | 0.023969 | 0.125 | 0.08 | 261 | 0 | 0.364 | 1 | 4 | cs | TRUE
40 | LV_2586-3_0_5_line_40 |  | 34 | 35 | 0.0050533 | 0.125 | 0.08 | 261 | 0 | 0.364 | 1 | 4 | cs | TRUE
41 | LV_2586-3_0_5_line_41 |  | 35 | 37 | 0.017879 | 0.125 | 0.08 | 261 | 0 | 0.364 | 1 | 1 | cs | TRUE
42 | LV_2586-3_0_5_line_42 |  | 35 | 38 | 0.026335 | 0.125 | 0.08 | 261 | 0 | 0.364 | 1 | 4 | cs | TRUE
43 | LV_2586-3_0_5_line_43 |  | 38 | 39 | 0.013051 | 0.125 | 0.08 | 261 | 0 | 0.364 | 1 | 4 | cs | TRUE
44 | LV_2586-3_0_5_line_44 |  | 39 | 41 | 0.011022 | 0.125 | 0.08 | 261 | 0 | 0.364 | 1 | 4 | cs | TRUE
45 | LV_2586-3_0_5_line_45 |  | 40 | 123 | 0.016467 | 0.125 | 0.08 | 261 | 0 | 0.364 | 1 | 1 | cs | TRUE
46 | LV_2586-3_0_5_line_46 |  | 41 | 42 | 0.011814 | 0.125 | 0.08 | 261 | 0 | 0.364 | 1 | 4 | cs | TRUE
47 | LV_2586-3_0_5_line_47 |  | 42 | 43 | 0.031312 | 0.125 | 0.08 | 261 | 0 | 0.364 | 1 | 2 | cs | TRUE
48 | LV_2586-3_0_5_line_48 |  | 43 | 44 | 0.01183 | 0.125 | 0.08 | 261 | 0 | 0.364 | 1 | 1 | cs | TRUE
49 | LV_2586-3_0_5_line_49 |  | 43 | 45 | 0.0075419 | 0.125 | 0.08 | 261 | 0 | 0.364 | 1 | 1 | cs | TRUE
50 | LV_2586-3_0_5_line_50 |  | 44 | 46 | 0.057351 | 0.125 | 0.08 | 261 | 0 | 0.364 | 1 | 1 | cs | TRUE
51 | LV_2586-3_0_5_line_51 |  | 44 | 47 | 0.027551 | 0.125 | 0.08 | 261 | 0 | 0.364 | 1 | 1 | cs | TRUE
52 | LV_2586-3_0_5_line_52 |  | 45 | 48 | 0.025961 | 0.125 | 0.08 | 261 | 0 | 0.364 | 1 | 1 | cs | TRUE
53 | LV_2586-3_0_5_line_53 |  | 46 | 86 | 0.0081431 | 0.125 | 0.08 | 261 | 0 | 0.364 | 1 | 1 | cs | TRUE
54 | LV_2586-3_0_5_line_54 |  | 47 | 83 | 0.0068464 | 0.125 | 0.08 | 261 | 0 | 0.364 | 1 | 1 | cs | TRUE
55 | LV_2586-3_0_5_line_55 |  | 50 | 51 | 0.02243 | 0.125 | 0.08 | 261 | 0 | 0.364 | 1 | 1 | cs | TRUE
56 | LV_2586-3_0_5_line_56 |  | 51 | 52 | 0.011435 | 0.125 | 0.08 | 261 | 0 | 0.364 | 1 | 1 | cs | TRUE
57 | LV_2586-3_0_5_line_57 |  | 52 | 53 | 0.018979 | 0.125 | 0.08 | 261 | 0 | 0.364 | 1 | 1 | cs | TRUE
58 | LV_2586-3_0_5_line_58 |  | 53 | 54 | 0.013605 | 0.125 | 0.08 | 261 | 0 | 0.364 | 1 | 1 | cs | TRUE
59 | LV_2586-3_0_5_line_59 |  | 54 | 113 | 0.068836 | 0.125 | 0.08 | 261 | 0 | 0.364 | 1 | 1 | cs | TRUE
60 | LV_2586-3_0_5_line_60 |  | 55 | 56 | 0.034545 | 0.125 | 0.08 | 261 | 0 | 0.364 | 1 | 1 | cs | TRUE
61 | LV_2586-3_0_5_line_61 |  | 55 | 57 | 0.032416 | 0.125 | 0.08 | 261 | 0 | 0.364 | 1 | 1 | cs | TRUE
62 | LV_2586-3_0_5_line_62 |  | 57 | 58 | 0.024583 | 0.125 | 0.08 | 261 | 0 | 0.364 | 1 | 1 | cs | TRUE
63 | LV_2586-3_0_5_line_63 |  | 57 | 59 | 0.044313 | 0.125 | 0.08 | 261 | 0 | 0.364 | 1 | 1 | cs | TRUE
64 | LV_2586-3_0_5_line_64 |  | 58 | 60 | 0.015268 | 0.125 | 0.08 | 261 | 0 | 0.364 | 1 | 1 | cs | TRUE
65 | LV_2586-3_0_5_line_65 |  | 58 | 61 | 0.012059 | 0.125 | 0.08 | 261 | 0 | 0.364 | 1 | 1 | cs | TRUE
66 | LV_2586-3_0_5_line_66 |  | 59 | 62 | 0.017536 | 0.125 | 0.08 | 261 | 0 | 0.364 | 1 | 1 | cs | TRUE
67 | LV_2586-3_0_5_line_67 |  | 60 | 63 | 0.0056716 | 0.125 | 0.08 | 261 | 0 | 0.364 | 1 | 1 | cs | TRUE
68 | LV_2586-3_0_5_line_68 |  | 61 | 64 | 0.024762 | 0.125 | 0.08 | 261 | 0 | 0.364 | 1 | 1 | cs | TRUE
69 | LV_2586-3_0_5_line_69 |  | 63 | 126 | 0.012946 | 0.125 | 0.08 | 261 | 0 | 0.364 | 1 | 1 | cs | TRUE
70 | LV_2586-3_0_5_line_70 |  | 64 | 73 | 0.020802 | 0.125 | 0.08 | 261 | 0 | 0.364 | 1 | 1 | cs | TRUE
71 | LV_2586-3_0_5_line_71 |  | 65 | 66 | 0.010166 | 0.125 | 0.08 | 261 | 0 | 0.364 | 1 | 1 | cs | TRUE
72 | LV_2586-3_0_5_line_72 |  | 66 | 67 | 0.057717 | 0.125 | 0.08 | 261 | 0 | 0.364 | 1 | 1 | cs | TRUE
73 | LV_2586-3_0_5_line_73 |  | 67 | 71 | 0.0057863 | 0.125 | 0.08 | 261 | 0 | 0.364 | 1 | 1 | cs | TRUE
74 | LV_2586-3_0_5_line_74 |  | 68 | 69 | 0.010617 | 0.125 | 0.08 | 261 | 0 | 0.364 | 1 | 1 | cs | TRUE
75 | LV_2586-3_0_5_line_75 |  | 68 | 70 | 0.00011156 | 0.125 | 0.08 | 261 | 0 | 0.364 | 1 | 1 | cs | TRUE
76 | LV_2586-3_0_5_line_76 |  | 69 | 72 | 0.019356 | 0.125 | 0.08 | 261 | 0 | 0.364 | 1 | 1 | cs | TRUE
77 | LV_2586-3_0_5_line_77 |  | 70 | 73 | 0.012876 | 0.125 | 0.08 | 261 | 0 | 0.364 | 1 | 1 | cs | TRUE
78 | LV_2586-3_0_5_line_78 |  | 71 | 74 | 0.056997 | 0.125 | 0.08 | 261 | 0 | 0.364 | 1 | 1 | cs | TRUE
79 | LV_2586-3_0_5_line_79 |  | 72 | 75 | 0.026157 | 0.125 | 0.08 | 261 | 0 | 0.364 | 1 | 1 | cs | TRUE
80 | LV_2586-3_0_5_line_80 |  | 73 | 76 | 0.0096576 | 0.125 | 0.08 | 261 | 0 | 0.364 | 1 | 1 | cs | TRUE
81 | LV_2586-3_0_5_line_81 |  | 74 | 108 | 0.007796 | 0.125 | 0.08 | 261 | 0 | 0.364 | 1 | 1 | cs | TRUE
82 | LV_2586-3_0_5_line_82 |  | 76 | 140 | 0.018347 | 0.125 | 0.08 | 261 | 0 | 0.364 | 1 | 1 | cs | TRUE
83 | LV_2586-3_0_5_line_83 |  | 77 | 78 | 0.0064363 | 0.125 | 0.08 | 261 | 0 | 0.364 | 1 | 1 | cs | TRUE
84 | LV_2586-3_0_5_line_84 |  | 77 | 79 | 0.0026294 | 0.125 | 0.08 | 261 | 0 | 0.364 | 1 | 1 | cs | TRUE
85 | LV_2586-3_0_5_line_85 |  | 78 | 80 | 0.0028468 | 0.125 | 0.08 | 261 | 0 | 0.364 | 1 | 1 | cs | TRUE
86 | LV_2586-3_0_5_line_86 |  | 80 | 81 | 0.014351 | 0.125 | 0.08 | 261 | 0 | 0.364 | 1 | 1 | cs | TRUE
87 | LV_2586-3_0_5_line_87 |  | 81 | 82 | 0.047302 | 0.125 | 0.08 | 261 | 0 | 0.364 | 1 | 1 | cs | TRUE
88 | LV_2586-3_0_5_line_88 |  | 82 | 89 | 0.023347 | 0.125 | 0.08 | 261 | 0 | 0.364 | 1 | 1 | cs | TRUE
89 | LV_2586-3_0_5_line_89 |  | 82 | 103 | 0.017159 | 0.125 | 0.08 | 261 | 0 | 0.364 | 1 | 1 | cs | TRUE
90 | LV_2586-3_0_5_line_90 |  | 83 | 84 | 0.025305 | 0.125 | 0.08 | 261 | 0 | 0.364 | 1 | 1 | cs | TRUE
91 | LV_2586-3_0_5_line_91 |  | 83 | 85 | 0.031185 | 0.125 | 0.08 | 261 | 0 | 0.364 | 1 | 1 | cs | TRUE
92 | LV_2586-3_0_5_line_92 |  | 84 | 87 | 0.032988 | 0.125 | 0.08 | 261 | 0 | 0.364 | 1 | 1 | cs | TRUE
93 | LV_2586-3_0_5_line_93 |  | 85 | 88 | 0.0060491 | 0.125 | 0.08 | 261 | 0 | 0.364 | 1 | 1 | cs | TRUE
94 | LV_2586-3_0_5_line_94 |  | 86 | 89 | 0.014695 | 0.125 | 0.08 | 261 | 0 | 0.364 | 1 | 1 | cs | TRUE
95 | LV_2586-3_0_5_line_95 |  | 87 | 90 | 0.0019521 | 0.125 | 0.08 | 261 | 0 | 0.364 | 1 | 1 | cs | TRUE
96 | LV_2586-3_0_5_line_96 |  | 88 | 91 | 0.028403 | 0.125 | 0.08 | 261 | 0 | 0.364 | 1 | 1 | cs | TRUE
97 | LV_2586-3_0_5_line_97 |  | 90 | 116 | 0.020516 | 0.125 | 0.08 | 261 | 0 | 0.364 | 1 | 1 | cs | TRUE
98 | LV_2586-3_0_5_line_98 |  | 91 | 114 | 0.037732 | 0.125 | 0.08 | 261 | 0 | 0.364 | 1 | 1 | cs | TRUE
99 | LV_2586-3_0_5_line_99 |  | 92 | 93 | 0.023565 | 0.125 | 0.08 | 261 | 0 | 0.364 | 1 | 1 | cs | TRUE
100 | LV_2586-3_0_5_line_100 |  | 92 | 94 | 0.0024921 | 0.125 | 0.08 | 261 | 0 | 0.364 | 1 | 1 | cs | TRUE
101 | LV_2586-3_0_5_line_101 |  | 93 | 95 | 0.0094904 | 0.125 | 0.08 | 261 | 0 | 0.364 | 1 | 1 | cs | TRUE
102 | LV_2586-3_0_5_line_102 |  | 94 | 96 | 0.021401 | 0.125 | 0.08 | 261 | 0 | 0.364 | 1 | 1 | cs | TRUE
103 | LV_2586-3_0_5_line_103 |  | 95 | 97 | 0.0026916 | 0.125 | 0.08 | 261 | 0 | 0.364 | 1 | 1 | cs | TRUE
104 | LV_2586-3_0_5_line_104 |  | 96 | 98 | 0.042253 | 0.125 | 0.08 | 261 | 0 | 0.364 | 1 | 1 | cs | TRUE
105 | LV_2586-3_0_5_line_105 |  | 97 | 99 | 0.0134 | 0.125 | 0.08 | 261 | 0 | 0.364 | 1 | 1 | cs | TRUE
106 | LV_2586-3_0_5_line_106 |  | 98 | 100 | 0.038387 | 0.125 | 0.08 | 261 | 0 | 0.364 | 1 | 2 | cs | TRUE
107 | LV_2586-3_0_5_line_107 |  | 99 | 133 | 0.018814 | 0.125 | 0.08 | 261 | 0 | 0.364 | 1 | 1 | cs | TRUE
108 | LV_2586-3_0_5_line_108 |  | 101 | 102 | 0.0029695 | 0.125 | 0.08 | 261 | 0 | 0.364 | 1 | 1 | cs | TRUE
109 | LV_2586-3_0_5_line_109 |  | 102 | 115 | 0.00053464 | 0.125 | 0.08 | 261 | 0 | 0.364 | 1 | 1 | cs | TRUE
110 | LV_2586-3_0_5_line_110 |  | 103 | 104 | 0.0080665 | 0.125 | 0.08 | 261 | 0 | 0.364 | 1 | 1 | cs | TRUE
111 | LV_2586-3_0_5_line_111 |  | 104 | 105 | 0.036622 | 0.125 | 0.08 | 261 | 0 | 0.364 | 1 | 1 | cs | TRUE
112 | LV_2586-3_0_5_line_112 |  | 105 | 107 | 0.017048 | 0.125 | 0.08 | 261 | 0 | 0.364 | 1 | 1 | cs | TRUE
113 | LV_2586-3_0_5_line_113 |  | 106 | 107 | 0.0082071 | 0.125 | 0.08 | 261 | 0 | 0.364 | 1 | 1 | cs | TRUE
114 | LV_2586-3_0_5_line_114 |  | 106 | 108 | 0.0025377 | 0.125 | 0.08 | 261 | 0 | 0.364 | 1 | 1 | cs | TRUE
115 | LV_2586-3_0_5_line_115 |  | 108 | 109 | 0.019336 | 0.125 | 0.08 | 261 | 0 | 0.364 | 1 | 1 | cs | TRUE
116 | LV_2586-3_0_5_line_116 |  | 109 | 110 | 0.010744 | 0.125 | 0.08 | 261 | 0 | 0.364 | 1 | 1 | cs | TRUE
117 | LV_2586-3_0_5_line_117 |  | 109 | 111 | 0.0012224 | 0.125 | 0.08 | 261 | 0 | 0.364 | 1 | 1 | cs | TRUE
118 | LV_2586-3_0_5_line_118 |  | 111 | 112 | 0.019692 | 0.125 | 0.08 | 261 | 0 | 0.364 | 1 | 1 | cs | TRUE
119 | LV_2586-3_0_5_line_119 |  | 112 | 146 | 0.025635 | 0.125 | 0.08 | 261 | 0 | 0.364 | 1 | 1 | cs | TRUE
120 | LV_2586-3_0_5_line_120 |  | 113 | 114 | 0.0061349 | 0.125 | 0.08 | 261 | 0 | 0.364 | 1 | 1 | cs | TRUE
121 | LV_2586-3_0_5_line_121 |  | 116 | 117 | 0.020674 | 0.125 | 0.08 | 261 | 0 | 0.364 | 1 | 1 | cs | TRUE
122 | LV_2586-3_0_5_line_122 |  | 118 | 119 | 0.0036171 | 0.125 | 0.08 | 261 | 0 | 0.364 | 1 | 1 | cs | TRUE
123 | LV_2586-3_0_5_line_123 |  | 119 | 120 | 0.018324 | 0.125 | 0.08 | 261 | 0 | 0.364 | 1 | 1 | cs | TRUE
124 | LV_2586-3_0_5_line_124 |  | 120 | 121 | 0.0023734 | 0.125 | 0.08 | 261 | 0 | 0.364 | 1 | 1 | cs | TRUE
125 | LV_2586-3_0_5_line_125 |  | 121 | 122 | 0.018667 | 0.125 | 0.08 | 261 | 0 | 0.364 | 1 | 1 | cs | TRUE
126 | LV_2586-3_0_5_line_126 |  | 122 | 127 | 0.0014402 | 0.125 | 0.08 | 261 | 0 | 0.364 | 1 | 1 | cs | TRUE
127 | LV_2586-3_0_5_line_127 |  | 123 | 124 | 0.011096 | 0.125 | 0.08 | 261 | 0 | 0.364 | 1 | 1 | cs | TRUE
128 | LV_2586-3_0_5_line_128 |  | 124 | 125 | 0.024149 | 0.125 | 0.08 | 261 | 0 | 0.364 | 1 | 1 | cs | TRUE
129 | LV_2586-3_0_5_line_129 |  | 126 | 127 | 0.0083743 | 0.125 | 0.08 | 261 | 0 | 0.364 | 1 | 1 | cs | TRUE
130 | LV_2586-3_0_5_line_130 |  | 128 | 129 | 0.048468 | 0.125 | 0.08 | 261 | 0 | 0.364 | 1 | 1 | cs | TRUE
131 | LV_2586-3_0_5_line_131 |  | 128 | 130 | 0.018765 | 0.125 | 0.08 | 261 | 0 | 0.364 | 1 | 1 | cs | TRUE
132 | LV_2586-3_0_5_line_132 |  | 129 | 139 | 0.032687 | 0.125 | 0.08 | 261 | 0 | 0.364 | 1 | 1 | cs | TRUE
133 | LV_2586-3_0_5_line_133 |  | 130 | 137 | 0.0065224 | 0.125 | 0.08 | 261 | 0 | 0.364 | 1 | 1 | cs | TRUE
134 | LV_2586-3_0_5_line_134 |  | 131 | 132 | 0.015753 | 0.125 | 0.08 | 261 | 0 | 0.364 | 1 | 1 | cs | TRUE
135 | LV_2586-3_0_5_line_135 |  | 131 | 133 | 0.007109 | 0.125 | 0.08 | 261 | 0 | 0.364 | 1 | 1 | cs | TRUE
136 | LV_2586-3_0_5_line_136 |  | 132 | 134 | 0.0084768 | 0.125 | 0.08 | 261 | 0 | 0.364 | 1 | 1 | cs | TRUE
137 | LV_2586-3_0_5_line_137 |  | 134 | 135 | 0.015307 | 0.125 | 0.08 | 261 | 0 | 0.364 | 1 | 1 | cs | TRUE
138 | LV_2586-3_0_5_line_138 |  | 134 | 136 | 0.012108 | 0.125 | 0.08 | 261 | 0 | 0.364 | 1 | 1 | cs | TRUE
139 | LV_2586-3_0_5_line_139 |  | 135 | 137 | 0.022359 | 0.125 | 0.08 | 261 | 0 | 0.364 | 1 | 1 | cs | TRUE
140 | LV_2586-3_0_5_line_140 |  | 136 | 138 | 0.022743 | 0.125 | 0.08 | 261 | 0 | 0.364 | 1 | 1 | cs | TRUE
141 | LV_2586-3_0_5_line_141 |  | 138 | 143 | 0.0066377 | 0.125 | 0.08 | 261 | 0 | 0.364 | 1 | 1 | cs | TRUE
142 | LV_2586-3_0_5_line_142 |  | 139 | 141 | 0.023226 | 0.125 | 0.08 | 261 | 0 | 0.364 | 1 | 1 | cs | TRUE
143 | LV_2586-3_0_5_line_143 |  | 141 | 142 | 0.015897 | 0.125 | 0.08 | 261 | 0 | 0.364 | 1 | 1 | cs | TRUE
144 | LV_2586-3_0_5_line_144 |  | 143 | 144 | 0.00034364 | 0.125 | 0.08 | 261 | 0 | 0.364 | 1 | 1 | cs | TRUE
145 | LV_2586-3_0_5_line_145 |  | 144 | 145 | 0.0093007 | 0.125 | 0.08 | 261 | 0 | 0.364 | 1 | 1 | cs | TRUE

## trafo
| name | std_type | hv_bus | lv_bus | sn_mva | vn_hv_kv | vn_lv_kv | vk_percent | vkr_percent | pfe_kw | i0_percent | shift_degree | tap_side | tap_neutral | tap_min | tap_max | tap_step_percent | tap_step_degree | tap_pos | tap_phase_shifter | parallel | df | in_service
0 | LV_2586-3_0_5_trafo_5 | 0.63 MVA 20/0.4 kV | 147 | 5 | 0.63 | 20 | 0.4 | 6 | 1.206 | 1.65 | 0.2619 | 150 | hv | 0 | -2 | 2 | 2.5 | 0 | 0 | FALSE | 1 | 1 | TRUE

## line_geodata
| x0 | y0 | x1 | y1 | x2 | y2 | x3 | y3 | x4 | y4 | x5 | y5 | x6 | y6 | x7 | y7 | x8 | y8 | x9 | y9 | x10 | y10
0 | 2632481.3566 | 1243882.048 | 2632482.566 | 1243876.4506 | 2632492.2061 | 1243860.3263 | 2632492.2061 | 1243860.3263
1 | 2632476.9016 | 1243910.3971 | 2632479.8223 | 1243900.0397 | 2632479.7516 | 1243889.477 | 2632481.3566 | 1243882.048
2 | 2632493.0458 | 1243844.9992 | 2632493.837 | 1243849.5171 | 2632492.2061 | 1243860.3263
3 | 2632476.9016 | 1243910.3971 | 2632474.798 | 1243910.897 | 2632470.2028 | 1243913.796 | 2632467.6002 | 1243917.1061 | 2632466.9021 | 1243920.4044 | 2632467.1971 | 1243924.4976
4 | 2632476.9016 | 1243910.3971 | 2632476.4989 | 1243902.5009 | 2632475.649 | 1243894.5574
5 | 2632490.6203 | 1243824.2055 | 2632489.8176 | 1243830.027 | 2632491.5507 | 1243836.4629 | 2632493.0458 | 1243844.9992
6 | 2632467.1971 | 1243924.4976 | 2632464.7983 | 1243925.0959 | 2632462.0998 | 1243926.6044 | 2632460.102 | 1243928.5058
7 | 2632475.6002 | 1243894.1017 | 2632475.6002 | 1243894.1017 | 2632475.649 | 1243894.5574
8 | 2632490.6203 | 1243824.2055 | 2632495.103 | 1243826.6982 | 2632508.0999 | 1243832.4063 | 2632517.2308 | 1243837.0326
9 | 2632483.0422 | 1243815.6474 | 2632483.733 | 1243820.5988 | 2632490.6203 | 1243824.2055
10 | 2632459.5954 | 1243929.1644 | 2632460.102 | 1243928.5058 | 2632460.102 | 1243928.5058
11 | 2632477.859 | 1243879.3728 | 2632476.904 | 1243883.7021 | 2632475.6002 | 1243894.1017
12 | 2632521.921 | 1243897.0465 | 2632519.9029 | 1243898.8026 | 2632515.4976 | 1243901.5024 | 2632508.8975 | 1243904.8018 | 2632507.5683 | 1243905.2962
13 | 2632521.921 | 1243897.0465 | 2632523.6994 | 1243895.499 | 2632527.0037 | 1243891.0031 | 2632529.1988 | 1243886.2009 | 2632529.9749 | 1243881.0393
14 | 2632517.2308 | 1243837.0326 | 2632520.2216 | 1243838.5479
15 | 2632483.0422 | 1243815.6474 | 2632483.2613 | 1243811.4886
16 | 2632483.0422 | 1243815.6474 | 2632472.7258 | 1243817.2365 | 2632469.3439 | 1243817.2509
17 | 2632459.5954 | 1243929.1644 | 2632453.8002 | 1243936.6989 | 2632453.4057 | 1243937.2698
18 | 2632485.4986 | 1243967.5031 | 2632481.8968 | 1243951.8066 | 2632481.1406 | 1243950.0874
19 | 2632485.4986 | 1243967.5031 | 2632481.8001 | 1243968.1055 | 2632478.7984 | 1243968.4003 | 2632474.9019 | 1243967.9009 | 2632469.4989 | 1243966.5039 | 2632468.0068 | 1243965.9956
20 | 2632485.4986 | 1243967.5031 | 2632487.2043 | 1243974.806
21 | 2632471.4027 | 1243855.7867 | 2632475.0034 | 1243862.3002 | 2632478.0031 | 1243867.8979 | 2632478.9004 | 1243871.0048 | 2632478.8025 | 1243875.0958 | 2632477.859 | 1243879.3728
22 | 2632529.9749 | 1243881.0393 | 2632530.1007 | 1243880.202 | 2632529.8991 | 1243870.1055 | 2632529.8714 | 1243868.5902
23 | 2632441.0995 | 1243959.8 | 2632441.2973 | 1243956.7991 | 2632441.7994 | 1243954.8006 | 2632442.6032 | 1243952.9037 | 2632453.4057 | 1243937.2698
24 | 2632441.0995 | 1243959.8 | 2632437.1002 | 1243961.5014 | 2632433.0992 | 1243964.904
25 | 2632441.0995 | 1243959.8 | 2632444.201 | 1243959.2054 | 2632448.7016 | 1243959.797 | 2632454.504 | 1243961.3964 | 2632456.7531 | 1243962.1625
26 | 2632431.8614 | 1243966.2498 | 2632433.0992 | 1243964.904
27 | 2632456.7531 | 1243962.1625 | 2632458.9011 | 1243962.8941
28 | 2632431.8614 | 1243966.2498 | 2632427.1841 | 1243971.3352
29 | 2632468.0068 | 1243965.9956 | 2632458.9011 | 1243962.8941
30 | 2632496.1906 | 1244009.0894 | 2632494.5008 | 1244004.3983 | 2632494.4488 | 1244004.2269
31 | 2632489.7092 | 1243987.408 | 2632490.4034 | 1243990.9005 | 2632494.4488 | 1244004.2269
32 | 2632496.1906 | 1244009.0894 | 2632500.2994 | 1244020.4959 | 2632500.6716 | 1244021.6273
33 | 2632487.9832 | 1243978.7245 | 2632489.7092 | 1243987.408
34 | 2632504.9016 | 1244045.3038 | 2632504.7013 | 1244039.0987 | 2632503.1983 | 1244029.3063 | 2632500.6716 | 1244021.6273
35 | 2632487.9832 | 1243978.7245 | 2632487.2043 | 1243974.806
36 | 2632504.9016 | 1244045.3038 | 2632509.6955 | 1244044.763 | 2632515.8015 | 1244046.0972 | 2632532.1416 | 1244052.9099
37 | 2632504.9016 | 1244045.3038 | 2632505.1984 | 1244053.1994 | 2632504.1341 | 1244066.9311
38 | 2632552.1794 | 1244061.1648 | 2632536.2032 | 1244054.6033 | 2632532.1416 | 1244052.9099
39 | 2632445.5996 | 1243814.327 | 2632464.7304 | 1243817.2706 | 2632469.3439 | 1243817.2509
40 | 2632440.5985 | 1243813.6031 | 2632445.4009 | 1243814.2964 | 2632445.5996 | 1243814.327
41 | 2632440.5985 | 1243813.6031 | 2632440.1975 | 1243820.6054 | 2632440.5978 | 1243823.3983 | 2632442.1976 | 1243825.1971 | 2632446.608 | 1243828.7066
42 | 2632440.5985 | 1243813.6031 | 2632430.5041 | 1243811.9024 | 2632415.0619 | 1243807.3526
43 | 2632402.5431 | 1243803.6641 | 2632415.0619 | 1243807.3526
44 | 2632391.9704 | 1243800.549 | 2632402.5431 | 1243803.6641
45 | 2632520.2216 | 1243838.5479 | 2632522.6971 | 1243839.8021 | 2632534.7036 | 1243846.3839
46 | 2632380.6144 | 1243797.2913 | 2632388.404 | 1243799.4982 | 2632391.9704 | 1243800.549
47 | 2632361.1809 | 1243776.4683 | 2632365.3018 | 1243789.8994 | 2632369.8007 | 1243793.6041 | 2632376.3995 | 1243796.0972 | 2632380.6144 | 1243797.2913
48 | 2632349.5606 | 1243776.0381 | 2632355.6439 | 1243777.4388 | 2632361.1809 | 1243776.4683
49 | 2632361.1809 | 1243776.4683 | 2632364.4279 | 1243774.1512 | 2632366.6793 | 1243771.4027
50 | 2632349.5606 | 1243776.0381 | 2632346.4594 | 1243783.5038 | 2632342.8618 | 1243791.9119 | 2632340.8999 | 1243798.3053 | 2632340.6031 | 1243808.3991 | 2632338.1039 | 1243831.6004
51 | 2632349.5606 | 1243776.0381 | 2632343.9808 | 1243773.7618 | 2632335.6627 | 1243770.6034 | 2632326.6992 | 1243767.9974 | 2632323.4735 | 1243767.3365
52 | 2632382.0979 | 1243750.5215 | 2632373.7153 | 1243761.7049 | 2632367.7372 | 1243770.1111 | 2632366.6793 | 1243771.4027
53 | 2632335.4219 | 1243839.2668 | 2632336.8018 | 1243836.1963 | 2632338.1039 | 1243831.6004
54 | 2632316.7013 | 1243766.5977 | 2632319.8979 | 1243766.604 | 2632323.4735 | 1243767.3365
55 | 2632251.704 | 1243915.3959 | 2632251.704 | 1243915.3959 | 2632251.8993 | 1243916.9979 | 2632251.8026 | 1243919.499 | 2632251.2001 | 1243921.8973 | 2632243.3357 | 1243935.6472
56 | 2632243.2674 | 1243907.9344 | 2632248.0018 | 1243911.1063 | 2632250.7988 | 1243913.701 | 2632251.704 | 1243915.3959
57 | 2632227.5 | 1243897.3705 | 2632243.2674 | 1243907.9344
58 | 2632216.1974 | 1243889.7979 | 2632227.5 | 1243897.3705
59 | 2632216.1974 | 1243889.7979 | 2632219.597 | 1243884.4017 | 2632221.9009 | 1243878.9996 | 2632223.2014 | 1243873.303 | 2632226.1983 | 1243853.0062 | 2632227.5616 | 1243845.4865 | 2632229.3997 | 1243835.4011 | 2632231.6001 | 1243826.7964 | 2632232.9022 | 1243823.6014
60 | 2632375.9864 | 1244127.3013 | 2632376.1986 | 1244121.2055 | 2632377.3998 | 1244097.6969 | 2632377.8383 | 1244092.8098
61 | 2632394.6234 | 1244068.2162 | 2632390.7037 | 1244069.2066 | 2632387.7042 | 1244070.5022 | 2632385.0009 | 1244072.9001 | 2632381.7999 | 1244077.897 | 2632379.1974 | 1244083.9979 | 2632378.0998 | 1244089.8957 | 2632377.8383 | 1244092.8098
62 | 2632394.6234 | 1244068.2162 | 2632393.9009 | 1244064.899 | 2632394.5275 | 1244060.8665 | 2632396.6968 | 1244056.6089 | 2632399.3781 | 1244054.0664 | 2632402.8934 | 1244052.4289 | 2632407.5542 | 1244051.3425
63 | 2632394.6234 | 1244068.2162 | 2632396.0019 | 1244071.7816 | 2632398.3035 | 1244075.1408 | 2632402.5231 | 1244080.1114 | 2632405.1996 | 1244084.0063 | 2632409.0036 | 1244088.9969 | 2632414.4043 | 1244097.6987 | 2632418.8324 | 1244105.1358
64 | 2632407.5542 | 1244051.3425 | 2632411.1279 | 1244051.451 | 2632414.8178 | 1244052.4162 | 2632421.69 | 1244056.2687
65 | 2632407.5542 | 1244051.3425 | 2632408.3989 | 1244044.7095 | 2632409.4833 | 1244039.4481
66 | 2632418.8324 | 1244105.1358 | 2632423.0978 | 1244112.3 | 2632428.4393 | 1244119.7878
67 | 2632426.6373 | 1244059.0421 | 2632421.69 | 1244056.2687
68 | 2632413.2867 | 1244015.0156 | 2632413.1014 | 1244017.9958 | 2632412.1018 | 1244026.6959 | 2632410.5025 | 1244034.5033 | 2632409.4833 | 1244039.4481
69 | 2632426.6373 | 1244059.0421 | 2632429.5987 | 1244060.7022 | 2632437.2014 | 1244066.1027 | 2632437.3766 | 1244066.2439
70 | 2632411.8015 | 1243994.4957 | 2632413.5974 | 1244000.4983 | 2632413.7973 | 1244006.8035 | 2632413.2867 | 1244015.0156
71 | 2632346.0088 | 1244041.2701 | 2632337.2574 | 1244046.4428
72 | 2632299.3519 | 1244026.9622 | 2632299.2409 | 1244028.4602 | 2632298.9456 | 1244038.2983 | 2632299.9205 | 1244042.4507 | 2632301.8247 | 1244045.2406 | 2632304.9609 | 1244047.9817 | 2632308.5947 | 1244049.5469 | 2632318.1619 | 1244052.234 | 2632324.2942 | 1244052.9011 | 2632333.0968 | 1244048.902 | 2632337.2574 | 1244046.4428
73 | 2632299.7792 | 1244021.1918 | 2632299.3519 | 1244026.9622
74 | 2632398.9015 | 1243996.0041 | 2632395.7944 | 1244006.1565
75 | 2632399.0123 | 1243995.9912 | 2632398.9015 | 1243996.0041
76 | 2632395.7944 | 1244006.1565 | 2632395.7932 | 1244006.1604 | 2632390.145 | 1244016.4696 | 2632386.1226 | 1244022.9137
77 | 2632411.8015 | 1243994.4957 | 2632399.0123 | 1243995.9912
78 | 2632299.7792 | 1244021.1918 | 2632300.4404 | 1244012.1674 | 2632300.8234 | 1244005.6541 | 2632301.1876 | 1243987.3221 | 2632300.3986 | 1243975.399 | 2632299.6012 | 1243966.4 | 2632299.3217 | 1243964.3136
79 | 2632371.225 | 1244044.3807 | 2632379.7011 | 1244033.2012 | 2632386.1226 | 1244022.9137
80 | 2632411.8015 | 1243994.4957 | 2632414.0996 | 1243988.8046 | 2632416.0187 | 1243985.8538
81 | 2632298.2868 | 1243956.5865 | 2632299.3217 | 1243964.3136
82 | 2632416.0187 | 1243985.8538 | 2632418.1995 | 1243982.5007 | 2632423.901 | 1243974.9047 | 2632427.1841 | 1243971.3352
83 | 2632382.6239 | 1243896.4063 | 2632376.5696 | 1243894.2221
84 | 2632385.0972 | 1243897.2987 | 2632382.6239 | 1243896.4063
85 | 2632373.8917 | 1243893.256 | 2632376.5696 | 1243894.2221
86 | 2632360.3925 | 1243888.3858 | 2632373.8917 | 1243893.256
87 | 2632316.0523 | 1243871.962 | 2632319.7003 | 1243873.7052 | 2632360.3925 | 1243888.3858
88 | 2632316.0523 | 1243871.962 | 2632328.4347 | 1243852.1693
89 | 2632316.0523 | 1243871.962 | 2632312.6814 | 1243877.6251 | 2632308.4193 | 1243887.2962
90 | 2632316.7013 | 1243766.5977 | 2632316.4992 | 1243771.7999 | 2632315.997 | 1243775.1994 | 2632315.401 | 1243777.7978 | 2632314.6014 | 1243780.3062 | 2632313.3004 | 1243783.301 | 2632309.195 | 1243790.2819
91 | 2632316.7013 | 1243766.5977 | 2632313.3006 | 1243766.6014 | 2632288.1018 | 1243767.2982 | 2632285.5697 | 1243767.7711
92 | 2632292.4723 | 1243818.7168 | 2632309.195 | 1243790.2819
93 | 2632279.7032 | 1243769.1982 | 2632282.2014 | 1243768.4002 | 2632285.5697 | 1243767.7711
94 | 2632335.4219 | 1243839.2668 | 2632334.5987 | 1243841.0986 | 2632331.7256 | 1243846.9089 | 2632328.4347 | 1243852.1693
95 | 2632291.4827 | 1243820.3995 | 2632292.4723 | 1243818.7168
96 | 2632279.7032 | 1243769.1982 | 2632278.4007 | 1243769.7026 | 2632273.8032 | 1243773.002 | 2632260.2017 | 1243789.5054
97 | 2632291.4827 | 1243820.3995 | 2632281.0825 | 1243838.0837
98 | 2632260.2017 | 1243789.5054 | 2632247.6037 | 1243804.9025 | 2632237.4031 | 1243815.7986 | 2632235.7981 | 1243818.2287
99 | 2632608.0388 | 1244014.2975 | 2632597.9994 | 1244010.9027 | 2632585.8782 | 1244006.2955
100 | 2632610.3996 | 1244015.0957 | 2632608.0388 | 1244014.2975
101 | 2632577.0973 | 1244002.705 | 2632580.9041 | 1244004.4048 | 2632585.8782 | 1244006.2955
102 | 2632610.3996 | 1244015.0957 | 2632608.6988 | 1244020.7011 | 2632607.4025 | 1244024.1962 | 2632603.1839 | 1244035.2328
103 | 2632575.0971 | 1244000.904 | 2632577.0973 | 1244002.705 | 2632577.0973 | 1244002.705
104 | 2632588.0976 | 1244074.7007 | 2632603.1839 | 1244035.2328
105 | 2632575.0971 | 1244000.904 | 2632575.0971 | 1244000.904 | 2632575.2972 | 1243996.102 | 2632576.7801 | 1243987.6371
106 | 2632588.0976 | 1244074.7007 | 2632558.0983 | 1244063.5957 | 2632552.1794 | 1244061.1648
107 | 2632579.9958 | 1243969.1 | 2632579.502 | 1243972.0985 | 2632576.7801 | 1243987.6371
108 | 2632471.144 | 1243855.3188 | 2632469.7074 | 1243852.72
109 | 2632471.144 | 1243855.3188 | 2632471.4027 | 1243855.7867
110 | 2632305.1662 | 1243894.6776 | 2632308.4193 | 1243887.2962
111 | 2632294.0928 | 1243929.2266 | 2632294.2055 | 1243926.1447 | 2632294.9409 | 1243920.1449 | 2632296.6825 | 1243913.9281 | 2632305.1662 | 1243894.6776
112 | 2632294.0928 | 1243929.2266 | 2632293.9036 | 1243934.404 | 2632296.1428 | 1243946.0578
113 | 2632297.7776 | 1243954.1004 | 2632296.3287 | 1243947.0253 | 2632296.1428 | 1243946.0578
114 | 2632298.2868 | 1243956.5865 | 2632297.7776 | 1243954.1004
115 | 2632298.2868 | 1243956.5865 | 2632317.6786 | 1243956.3696
116 | 2632317.6786 | 1243956.3696 | 2632318.4624 | 1243945.6559
117 | 2632317.6786 | 1243956.3696 | 2632318.8976 | 1243956.4606
118 | 2632338.448 | 1243958.5173 | 2632334.3874 | 1243957.6169 | 2632318.8976 | 1243956.4606
119 | 2632331.1956 | 1243983.1048 | 2632338.448 | 1243958.5173
120 | 2632232.9022 | 1243823.6014 | 2632233.8981 | 1243821.1052 | 2632235.7981 | 1243818.2287
121 | 2632270.6019 | 1243855.9046 | 2632281.0825 | 1243838.0837
122 | 2632474.0757 | 1244104.0668 | 2632471.8032 | 1244102.0038 | 2632471.4294 | 1244101.6034
123 | 2632471.4294 | 1244101.6034 | 2632464.8015 | 1244094.5051 | 2632459.1222 | 1244088.0306
124 | 2632457.557 | 1244086.2464 | 2632459.1222 | 1244088.0306
125 | 2632457.557 | 1244086.2464 | 2632454.1001 | 1244082.3054 | 2632448.9998 | 1244076.6962 | 2632444.9062 | 1244072.5261
126 | 2632443.8973 | 1244071.4983 | 2632443.8973 | 1244071.4983 | 2632444.9062 | 1244072.5261
127 | 2632544.4335 | 1243851.7177 | 2632534.7036 | 1243846.3839
128 | 2632544.4335 | 1243851.7177 | 2632537.9288 | 1243854.1614 | 2632535.5318 | 1243857.1836 | 2632529.8003 | 1243864.7015 | 2632529.8714 | 1243868.5902
129 | 2632437.3766 | 1244066.2439 | 2632443.8973 | 1244071.4983
130 | 2632599.4984 | 1243876.9024 | 2632604.9014 | 1243878.2996 | 2632640.2979 | 1243887.9002 | 2632646.0998 | 1243890.1191
131 | 2632599.4984 | 1243876.9024 | 2632596.2019 | 1243889.6036 | 2632594.8739 | 1243895.0883
132 | 2632673.9358 | 1243906.6972 | 2632670.8987 | 1243903.8008 | 2632661.204 | 1243896.7986 | 2632652.5972 | 1243892.6041 | 2632646.0998 | 1243890.1191
133 | 2632594.8739 | 1243895.0883 | 2632593.3391 | 1243901.4275
134 | 2632581.151 | 1243962.0855 | 2632583.7109 | 1243946.5421
135 | 2632579.9958 | 1243969.1 | 2632581.151 | 1243962.0855
136 | 2632585.1969 | 1243938.1968 | 2632583.9969 | 1243944.8056 | 2632583.7109 | 1243946.5421
137 | 2632585.1969 | 1243938.1968 | 2632586.1992 | 1243933.1991 | 2632588.2634 | 1243923.2004
138 | 2632585.1969 | 1243938.1968 | 2632590.1011 | 1243939.6024 | 2632596.6482 | 1243942.0972
139 | 2632588.2634 | 1243923.2004 | 2632589.3976 | 1243917.7066 | 2632593.3391 | 1243901.4275
140 | 2632617.9001 | 1243950.1956 | 2632596.6482 | 1243942.0972
141 | 2632624.1027 | 1243952.5592 | 2632617.9001 | 1243950.1956
142 | 2632673.9358 | 1243906.6972 | 2632679.7042 | 1243913.0997 | 2632688.4801 | 1243924.778
143 | 2632688.4801 | 1243924.778 | 2632698.0303 | 1243937.4866
144 | 2632624.4239 | 1243952.6816 | 2632624.1027 | 1243952.5592
145 | 2632633.1149 | 1243955.9935 | 2632624.4239 | 1243952.6816

## bus_geodata
| x | y | coords
0 | 2632481.3566 | 1243882.048
1 | 2632492.2061 | 1243860.3263
2 | 2632476.9016 | 1243910.3971
3 | 2632493.0458 | 1243844.9992
4 | 2632467.1971 | 1243924.4976
5 | 2632475.649 | 1243894.5574
6 | 2632490.6203 | 1243824.2055
7 | 2632460.102 | 1243928.5058
8 | 2632475.6002 | 1243894.1017
9 | 2632507.5683 | 1243905.2962
10 | 2632521.921 | 1243897.0465
11 | 2632517.2308 | 1243837.0326
12 | 2632483.0422 | 1243815.6474
13 | 2632459.5954 | 1243929.1644
14 | 2632481.1406 | 1243950.0874
15 | 2632485.4986 | 1243967.5031
16 | 2632477.859 | 1243879.3728
17 | 2632529.9749 | 1243881.0393
18 | 2632453.4057 | 1243937.2698
19 | 2632441.0995 | 1243959.8
20 | 2632433.0992 | 1243964.904
21 | 2632456.7531 | 1243962.1625
22 | 2632431.8614 | 1243966.2498
23 | 2632458.9011 | 1243962.8941
24 | 2632494.4488 | 1244004.2269
25 | 2632496.1906 | 1244009.0894
26 | 2632489.7092 | 1243987.4081
27 | 2632500.6716 | 1244021.6273
28 | 2632487.9832 | 1243978.7245
29 | 2632504.9016 | 1244045.3038
30 | 2632487.2043 | 1243974.806
31 | 2632532.1416 | 1244052.9099
32 | 2632504.1341 | 1244066.9311
33 | 2632469.3439 | 1243817.2509
34 | 2632445.5996 | 1243814.327
35 | 2632440.5985 | 1243813.6031
36 | 2632483.2613 | 1243811.4886
37 | 2632446.608 | 1243828.7066
38 | 2632415.0619 | 1243807.3526
39 | 2632402.5431 | 1243803.6641
40 | 2632520.2216 | 1243838.5479
41 | 2632391.9704 | 1243800.549
42 | 2632380.6144 | 1243797.2913
43 | 2632361.1809 | 1243776.4683
44 | 2632349.5606 | 1243776.0381
45 | 2632366.6793 | 1243771.4027
46 | 2632338.1039 | 1243831.6004
47 | 2632323.4735 | 1243767.3365
48 | 2632382.0979 | 1243750.5215
49 | 2632468.0068 | 1243965.9956
50 | 2632243.3357 | 1243935.6472
51 | 2632251.704 | 1243915.3959
52 | 2632243.2674 | 1243907.9344
53 | 2632227.5 | 1243897.3704
54 | 2632216.1974 | 1243889.7979
55 | 2632377.8383 | 1244092.8098
56 | 2632375.9864 | 1244127.3013
57 | 2632394.6234 | 1244068.2162
58 | 2632407.5542 | 1244051.3425
59 | 2632418.8324 | 1244105.1358
60 | 2632421.69 | 1244056.2687
61 | 2632409.4833 | 1244039.4481
62 | 2632428.4393 | 1244119.7878
63 | 2632426.6373 | 1244059.0421
64 | 2632413.2867 | 1244015.0156
65 | 2632346.0088 | 1244041.2701
66 | 2632337.2574 | 1244046.4428
67 | 2632299.3519 | 1244026.9622
68 | 2632398.9015 | 1243996.0041
69 | 2632395.7944 | 1244006.1565
70 | 2632399.0123 | 1243995.9912
71 | 2632299.7792 | 1244021.1918
72 | 2632386.1226 | 1244022.9137
73 | 2632411.8015 | 1243994.4957
74 | 2632299.3217 | 1243964.3136
75 | 2632371.225 | 1244044.3807
76 | 2632416.0187 | 1243985.8538
77 | 2632382.6239 | 1243896.4063
78 | 2632376.5696 | 1243894.2221
79 | 2632385.0972 | 1243897.2987
80 | 2632373.8917 | 1243893.256
81 | 2632360.3925 | 1243888.3858
82 | 2632316.0523 | 1243871.962
83 | 2632316.7013 | 1243766.5977
84 | 2632309.195 | 1243790.2819
85 | 2632285.5697 | 1243767.7711
86 | 2632335.4219 | 1243839.2668
87 | 2632292.4723 | 1243818.7168
88 | 2632279.7032 | 1243769.1982
89 | 2632328.4347 | 1243852.1693
90 | 2632291.4827 | 1243820.3995
91 | 2632260.2016 | 1243789.5054
92 | 2632608.0388 | 1244014.2975
93 | 2632585.8782 | 1244006.2955
94 | 2632610.3996 | 1244015.0957
95 | 2632577.0973 | 1244002.705
96 | 2632603.1839 | 1244035.2328
97 | 2632575.0971 | 1244000.904
98 | 2632588.0976 | 1244074.7007
99 | 2632576.7801 | 1243987.6371
100 | 2632552.1794 | 1244061.1648
101 | 2632469.7074 | 1243852.72
102 | 2632471.144 | 1243855.3188
103 | 2632308.4193 | 1243887.2962
104 | 2632305.1662 | 1243894.6776
105 | 2632294.0928 | 1243929.2266
106 | 2632297.7776 | 1243954.1004
107 | 2632296.1428 | 1243946.0578
108 | 2632298.2868 | 1243956.5865
109 | 2632317.6786 | 1243956.3696
110 | 2632318.4624 | 1243945.6559
111 | 2632318.8976 | 1243956.4606
112 | 2632338.448 | 1243958.5173
113 | 2632232.9022 | 1243823.6014
114 | 2632235.7981 | 1243818.2287
115 | 2632471.4027 | 1243855.7867
116 | 2632281.0825 | 1243838.0837
117 | 2632270.6019 | 1243855.9046
118 | 2632474.0757 | 1244104.0668
119 | 2632471.4294 | 1244101.6034
120 | 2632459.1222 | 1244088.0306
121 | 2632457.557 | 1244086.2464
122 | 2632444.9062 | 1244072.5261
123 | 2632534.7036 | 1243846.3839
124 | 2632544.4335 | 1243851.7177
125 | 2632529.8714 | 1243868.5902
126 | 2632437.3766 | 1244066.2439
127 | 2632443.8973 | 1244071.4983
128 | 2632599.4984 | 1243876.9024
129 | 2632646.0998 | 1243890.1191
130 | 2632594.8739 | 1243895.0883
131 | 2632581.151 | 1243962.0855
132 | 2632583.7109 | 1243946.5421
133 | 2632579.9958 | 1243969.1
134 | 2632585.1969 | 1243938.1968
135 | 2632588.2634 | 1243923.2004
136 | 2632596.6482 | 1243942.0972
137 | 2632593.3391 | 1243901.4275
138 | 2632617.9001 | 1243950.1956
139 | 2632673.9357 | 1243906.6972
140 | 2632427.1841 | 1243971.3352
141 | 2632688.4801 | 1243924.778
142 | 2632698.0303 | 1243937.4866
143 | 2632624.1027 | 1243952.5592
144 | 2632624.4239 | 1243952.6816
145 | 2632633.1149 | 1243955.9935
146 | 2632331.1956 | 1243983.1048
147 | 2632476.9016 | 1243910.3971

## line_std_types
| c_nf_per_km | r_ohm_per_km | x_ohm_per_km | max_i_ka | type | q_mm2 | alpha | voltage_rating
NAYY 4x50 SE | 210 | 0.642 | 0.083 | 0.142 | cs | 50 | 0.00403 | LV
NAYY 4x120 SE | 264 | 0.225 | 0.08 | 0.242 | cs | 120 | 0.00403 | LV
NAYY 4x150 SE | 261 | 0.208 | 0.08 | 0.27 | cs | 150 | 0.00403 | LV
NA2XS2Y 1x95 RM/25 12/20 kV | 216 | 0.313 | 0.132 | 0.252 | cs | 95 | 0.00403 | MV
NA2XS2Y 1x185 RM/25 12/20 kV | 273 | 0.161 | 0.117 | 0.362 | cs | 185 | 0.00403 | MV
NA2XS2Y 1x240 RM/25 12/20 kV | 304 | 0.122 | 0.112 | 0.421 | cs | 240 | 0.00403 | MV
NA2XS2Y 1x95 RM/25 6/10 kV | 315 | 0.313 | 0.123 | 0.249 | cs | 95 | 0.00403 | MV
NA2XS2Y 1x185 RM/25 6/10 kV | 406 | 0.161 | 0.11 | 0.358 | cs | 185 | 0.00403 | MV
NA2XS2Y 1x240 RM/25 6/10 kV | 456 | 0.122 | 0.105 | 0.416 | cs | 240 | 0.00403 | MV
NA2XS2Y 1x150 RM/25 12/20 kV | 250 | 0.206 | 0.116 | 0.319 | cs | 150 | 0.00403 | MV
NA2XS2Y 1x120 RM/25 12/20 kV | 230 | 0.253 | 0.119 | 0.283 | cs | 120 | 0.00403 | MV
NA2XS2Y 1x70 RM/25 12/20 kV | 190 | 0.443 | 0.132 | 0.22 | cs | 70 | 0.00403 | MV
NA2XS2Y 1x150 RM/25 6/10 kV | 360 | 0.206 | 0.11 | 0.315 | cs | 150 | 0.00403 | MV
NA2XS2Y 1x120 RM/25 6/10 kV | 340 | 0.253 | 0.113 | 0.28 | cs | 120 | 0.00403 | MV
NA2XS2Y 1x70 RM/25 6/10 kV | 280 | 0.443 | 0.123 | 0.217 | cs | 70 | 0.00403 | MV
N2XS(FL)2Y 1x120 RM/35 64/110 kV | 112 | 0.153 | 0.166 | 0.366 | cs | 120 | 0.00393 | HV
N2XS(FL)2Y 1x185 RM/35 64/110 kV | 125 | 0.099 | 0.156 | 0.457 | cs | 185 | 0.00393 | HV
N2XS(FL)2Y 1x240 RM/35 64/110 kV | 135 | 0.075 | 0.149 | 0.526 | cs | 240 | 0.00393 | HV
N2XS(FL)2Y 1x300 RM/35 64/110 kV | 144 | 0.06 | 0.144 | 0.588 | cs | 300 | 0.00393 | HV
15-AL1/3-ST1A 0.4 | 11 | 1.8769 | 0.35 | 0.105 | ol | 16 | 0.00403 | LV
24-AL1/4-ST1A 0.4 | 11.25 | 1.2012 | 0.335 | 0.14 | ol | 24 | 0.00403 | LV
48-AL1/8-ST1A 0.4 | 12.2 | 0.5939 | 0.3 | 0.21 | ol | 48 | 0.00403 | LV
94-AL1/15-ST1A 0.4 | 13.2 | 0.306 | 0.29 | 0.35 | ol | 94 | 0.00403 | LV
34-AL1/6-ST1A 10.0 | 9.7 | 0.8342 | 0.36 | 0.17 | ol | 34 | 0.00403 | MV
48-AL1/8-ST1A 10.0 | 10.1 | 0.5939 | 0.35 | 0.21 | ol | 48 | 0.00403 | MV
70-AL1/11-ST1A 10.0 | 10.4 | 0.4132 | 0.339 | 0.29 | ol | 70 | 0.00403 | MV
94-AL1/15-ST1A 10.0 | 10.75 | 0.306 | 0.33 | 0.35 | ol | 94 | 0.00403 | MV
122-AL1/20-ST1A 10.0 | 11.1 | 0.2376 | 0.323 | 0.41 | ol | 122 | 0.00403 | MV
149-AL1/24-ST1A 10.0 | 11.25 | 0.194 | 0.315 | 0.47 | ol | 149 | 0.00403 | MV
34-AL1/6-ST1A 20.0 | 9.15 | 0.8342 | 0.382 | 0.17 | ol | 34 | 0.00403 | MV
48-AL1/8-ST1A 20.0 | 9.5 | 0.5939 | 0.372 | 0.21 | ol | 48 | 0.00403 | MV
70-AL1/11-ST1A 20.0 | 9.7 | 0.4132 | 0.36 | 0.29 | ol | 70 | 0.00403 | MV
94-AL1/15-ST1A 20.0 | 10 | 0.306 | 0.35 | 0.35 | ol | 94 | 0.00403 | MV
122-AL1/20-ST1A 20.0 | 10.3 | 0.2376 | 0.344 | 0.41 | ol | 122 | 0.00403 | MV
149-AL1/24-ST1A 20.0 | 10.5 | 0.194 | 0.337 | 0.47 | ol | 149 | 0.00403 | MV
184-AL1/30-ST1A 20.0 | 10.75 | 0.1571 | 0.33 | 0.535 | ol | 184 | 0.00403 | MV
243-AL1/39-ST1A 20.0 | 11 | 0.1188 | 0.32 | 0.645 | ol | 243 | 0.00403 | MV
48-AL1/8-ST1A 110.0 | 8 | 0.5939 | 0.46 | 0.21 | ol | 48 | 0.00403 | HV
70-AL1/11-ST1A 110.0 | 8.4 | 0.4132 | 0.45 | 0.29 | ol | 70 | 0.00403 | HV
94-AL1/15-ST1A 110.0 | 8.65 | 0.306 | 0.44 | 0.35 | ol | 94 | 0.00403 | HV
122-AL1/20-ST1A 110.0 | 8.5 | 0.2376 | 0.43 | 0.41 | ol | 122 | 0.00403 | HV
149-AL1/24-ST1A 110.0 | 8.75 | 0.194 | 0.41 | 0.47 | ol | 149 | 0.00403 | HV
184-AL1/30-ST1A 110.0 | 8.8 | 0.1571 | 0.4 | 0.535 | ol | 184 | 0.00403 | HV
243-AL1/39-ST1A 110.0 | 9 | 0.1188 | 0.39 | 0.645 | ol | 243 | 0.00403 | HV
305-AL1/39-ST1A 110.0 | 9.2 | 0.0949 | 0.38 | 0.74 | ol | 305 | 0.00403 | HV
490-AL1/64-ST1A 110.0 | 9.75 | 0.059 | 0.37 | 0.96 | ol | 490 | 0.00403 | HV
679-AL1/86-ST1A 110.0 | 9.95 | 0.042 | 0.36 | 1.15 | ol | 679 | 0.00403 | HV
490-AL1/64-ST1A 220.0 | 10 | 0.059 | 0.285 | 0.96 | ol | 490 | 0.00403 | HV
679-AL1/86-ST1A 220.0 | 11.7 | 0.042 | 0.275 | 1.15 | ol | 679 | 0.00403 | HV
490-AL1/64-ST1A 380.0 | 11 | 0.059 | 0.253 | 0.96 | ol | 490 | 0.00403 | HV
679-AL1/86-ST1A 380.0 | 14.6 | 0.042 | 0.25 | 1.15 | ol | 679 | 0.00403 | HV

## trafo_std_types
| i0_percent | pfe_kw | vkr_percent | sn_mva | vn_lv_kv | vn_hv_kv | vk_percent | shift_degree | vector_group | tap_side | tap_neutral | tap_min | tap_max | tap_step_degree | tap_step_percent | tap_phase_shifter
160 MVA 380/110 kV | 0.06 | 60 | 0.25 | 160 | 110 | 380 | 12.2 | 0 | Yy0 | hv | 0 | -9 | 9 | 0 | 1.5 | FALSE
100 MVA 220/110 kV | 0.06 | 55 | 0.26 | 100 | 110 | 220 | 12 | 0 | Yy0 | hv | 0 | -9 | 9 | 0 | 1.5 | FALSE
63 MVA 110/20 kV | 0.04 | 22 | 0.32 | 63 | 20 | 110 | 18 | 150 | YNd5 | hv | 0 | -9 | 9 | 0 | 1.5 | FALSE
40 MVA 110/20 kV | 0.05 | 18 | 0.34 | 40 | 20 | 110 | 16.2 | 150 | YNd5 | hv | 0 | -9 | 9 | 0 | 1.5 | FALSE
25 MVA 110/20 kV | 0.07 | 14 | 0.41 | 25 | 20 | 110 | 12 | 150 | YNd5 | hv | 0 | -9 | 9 | 0 | 1.5 | FALSE
63 MVA 110/10 kV | 0.04 | 22 | 0.32 | 63 | 10 | 110 | 18 | 150 | YNd5 | hv | 0 | -9 | 9 | 0 | 1.5 | FALSE
40 MVA 110/10 kV | 0.05 | 18 | 0.34 | 40 | 10 | 110 | 16.2 | 150 | YNd5 | hv | 0 | -9 | 9 | 0 | 1.5 | FALSE
25 MVA 110/10 kV | 0.07 | 14 | 0.41 | 25 | 10 | 110 | 12 | 150 | YNd5 | hv | 0 | -9 | 9 | 0 | 1.5 | FALSE
0.25 MVA 20/0.4 kV | 0.32 | 0.8 | 1.44 | 0.25 | 0.4 | 20 | 6 | 150 | Yzn5 | hv | 0 | -2 | 2 | 0 | 2.5 | FALSE
0.4 MVA 20/0.4 kV | 0.3375 | 1.35 | 1.425 | 0.4 | 0.4 | 20 | 6 | 150 | Dyn5 | hv | 0 | -2 | 2 | 0 | 2.5 | FALSE
0.63 MVA 20/0.4 kV | 0.2619 | 1.65 | 1.206 | 0.63 | 0.4 | 20 | 6 | 150 | Dyn5 | hv | 0 | -2 | 2 | 0 | 2.5 | FALSE
0.25 MVA 10/0.4 kV | 0.24 | 0.6 | 1.2 | 0.25 | 0.4 | 10 | 4 | 150 | Dyn5 | hv | 0 | -2 | 2 | 0 | 2.5 | FALSE
0.4 MVA 10/0.4 kV | 0.2375 | 0.95 | 1.325 | 0.4 | 0.4 | 10 | 4 | 150 | Dyn5 | hv | 0 | -2 | 2 | 0 | 2.5 | FALSE
0.63 MVA 10/0.4 kV | 0.1873 | 1.18 | 1.0794 | 0.63 | 0.4 | 10 | 4 | 150 | Dyn5 | hv | 0 | -2 | 2 | 0 | 2.5 | FALSE

## trafo3w_std_types
| sn_hv_mva | sn_mv_mva | sn_lv_mva | vn_hv_kv | vn_mv_kv | vn_lv_kv | vk_hv_percent | vk_mv_percent | vk_lv_percent | vkr_hv_percent | vkr_mv_percent | vkr_lv_percent | pfe_kw | i0_percent | shift_mv_degree | shift_lv_degree | vector_group | tap_side | tap_neutral | tap_min | tap_max | tap_step_percent
63/25/38 MVA 110/20/10 kV | 63 | 25 | 38 | 110 | 20 | 10 | 10.4 | 10.4 | 10.4 | 0.28 | 0.32 | 0.35 | 35 | 0.89 | 0 | 0 | YN0yn0yn0 | hv | 0 | -10 | 10 | 1.2
63/25/38 MVA 110/10/10 kV | 63 | 25 | 38 | 110 | 10 | 10 | 10.4 | 10.4 | 10.4 | 0.28 | 0.32 | 0.35 | 35 | 0.89 | 0 | 0 | YN0yn0yn0 | hv | 0 | -10 | 10 | 1.2

## fuse_std_types
| fuse_type | i_rated_a | t_avg | t_min | t_total | x_avg | x_min | x_total
HV 100A | HV 100A | 100 | 0 | [10.0, 3.64, 0.854, 0.281, 0.1, 0.0531, 0.022, 0.01] | [10.0, 4.267, 1.21, 0.403, 0.1, 0.058, 0.022, 0.01] | 0 | [300.0, 350.0, 450.0, 550.0, 700.0, 850.0, 1200.0, 1752.0] | [600.0, 700.0, 900.0, 1150.0, 1665.0, 2000.0, 3000.0, 4313.0]
HV 10A | HV 10A | 10 | 0 | [10.0, 1675.0, 0.344, 0.156, 0.1, 0.0417, 0.0171, 0.01] | [10.0, 1.3, 0.3, 0.155, 0.1, 0.0555, 0.023, 0.01] | 0 | [30.0, 32.0, 35.0, 37.0, 39.0, 50.0, 70.0, 88.0] | [60.0, 70.0, 80.0, 87.0, 94.0, 110.0, 150.0, 216.0]
HV 125A | HV 125A | 125 | 0 | [10.0, 1.82, 0.344, 0.1, 0.0467, 0.0269, 0.01] | [10.0, 2.478, 0.426, 0.1, 0.0427, 0.0211, 0.01] | 0 | [375.0, 500.0, 700.0, 925.0, 1200.0, 1500.0, 2341.0] | [750.0, 1000.0, 1500.0, 2200.0, 3000.0, 4000.0, 5765.0]
HV 160A | HV 160A | 160 | 0 | [10.0, 4.15, 1.03, 0.198, 0.1, 0.051, 0.0172, 0.01] | [10.0, 2.3, 0.734, 0.274, 0.1, 0.046, 0.0177, 0.01] | 0 | [480.0, 550.0, 700.0, 1000.0, 1260.0, 1600.0, 2500.0, 3227.0] | [960.0, 1300.0, 1700.0, 2200.0, 2996.0, 4000.0, 6000.0, 7946.0]
HV 16A | HV 16A | 16 | 0 | [10.0, 0.352, 0.164, 0.1, 0.0649, 0.0342, 0.01] | [10.0, 2.34, 0.722, 0.181, 0.1, 0.055, 0.0296, 0.01] | 0 | [48.0, 60.0, 65.0, 71.0, 80.0, 100.0, 162.0] | [96.0, 110.0, 125.0, 150.0, 168.0, 200.0, 250.0, 398.0]
HV 200A | HV 200A | 200 | 0 | [10.0, 4.267, 1.21, 0.403, 0.1, 0.058, 0.022, 0.01] | [10.0, 3.73, 1.654, 0.328, 0.1, 0.0531, 0.019, 0.01] | 0 | [600.0, 700.0, 900.0, 1150.0, 1665.0, 2000.0, 3000.0, 4313.0] | [1200.0, 1500.0, 1800.0, 2700.0, 3960.0, 5000.0, 7500.0, 10620.0]
HV 20A | HV 20A | 20 | 0 | [10.0, 1.3, 0.3, 0.155, 0.1, 0.0555, 0.023, 0.01] | [10.0, 1.3, 0.161, 0.1, 0.0611, 0.0399, 0.0141, 0.01] | 0 | [60.0, 70.0, 80.0, 87.0, 94.0, 110.0, 150.0, 216.0] | [120.0, 150.0, 200.0, 223.0, 260.0, 300.0, 450.0, 532.0]
HV 25A | HV 25A | 25 | 0 | [10.0, 2.512, 0.833, 0.299, 0.1, 0.0372, 0.0223, 0.01] | [10.0, 3.125, 0.597, 0.198, 0.1, 0.0378, 0.022, 0.01] | 0 | [75.0, 82.0, 90.0, 100.0, 124.0, 170.0, 200.0, 289.0] | [150.0, 170.0, 210.0, 250.0, 294.0, 400.0, 500.0, 711.0]
HV 31.5A | HV 31.5A | 31.5 | 0 | [10.0, 2.34, 0.722, 0.181, 0.1, 0.055, 0.0296, 0.01] | [10.0, 2.84, 0.368, 0.164, 0.1, 0.0621, 0.0378, 0.0195, 0.01] | 0 | [95.0, 110.0, 125.0, 150.0, 165.0, 200.0, 250.0, 390.0] | [189.0, 220.0, 300.0, 350.0, 393.0, 450.0, 530.0, 700.0, 960.0]
HV 40A | HV 40A | 40 | 0 | [10.0, 1.3, 0.161, 0.1, 0.0611, 0.0399, 0.0141, 0.01] | [10.0, 2.05, 0.369, 0.198, 0.1, 0.051, 0.0298, 0.01] | 0 | [120.0, 150.0, 200.0, 223.0, 260.0, 300.0, 450.0, 532.0] | [240.0, 300.0, 400.0, 450.0, 530.0, 650.0, 800.0, 1311.0]
HV 50A | HV 50A | 50 | 0 | [10.0, 3.215, 0.597, 0.198, 0.1, 0.0378, 0.022, 0.01] | [10.0, 3.64, 0.854, 0.281, 0.1, 0.0531, 0.022, 0.01] | 0 | [150.0, 170.0, 210.0, 250.0, 294.0, 400.0, 500.0, 711.0] | [300.0, 350.0, 450.0, 550.0, 700.0, 850.0, 1200.0, 1752.0]
HV 6.3A | HV 6.3A | 6.3 | 0 | [10.0, 1.39, 0.344, 0.168, 0.1, 0.056, 0.0263, 0.01] | [10.0, 1.711, 0.516, 0.198, 0.1, 0.0634, 0.0303, 0.01] | 0 | [19.0, 19.5, 20.4, 20.8, 22.0, 25.0, 32.0, 48.0] | [38.0, 40.0, 43.0, 48.0, 53.0, 60.0, 75.0, 118.0]
HV 63A | HV 63A | 63 | 0 | [10.0, 2.84, 0.368, 0.164, 0.1, 0.0621, 0.0378, 0.0195, 0.01] | [10.0, 1.82, 0.344, 0.1, 0.0467, 0.0269, 0.01] | 0 | [189.0, 220.0, 300.0, 350.0, 393.0, 450.0, 530.0, 700.0, 961.0] | [378.0, 500.0, 700.0, 934.0, 1200.0, 1500.0, 2366.0]
HV 80A | HV 80A | 80 | 0 | [10.0, 2.05, 0.369, 0.198, 0.1, 0.051, 0.0298, 0.01] | [10.0, 4.15, 1.03, 0.198, 0.1, 0.051, 0.0172, 0.01] | 0 | [240.0, 300.0, 400.0, 450.0, 530.0, 650.0, 800.0, 1311.0] | [480.0, 550.0, 700.0, 1000.0, 1260.0, 1600.0, 2500.0, 3227.0]
Siemens NH-1-100 | Siemens NH-1-100 | 100 | [5400.0, 2000.0, 400.0, 20.0, 1.0, 0.2, 0.012, 0.004] | 0 | 0 | [150.0, 190.0, 250.0, 430.0, 900.0, 1250.0, 2700.0, 3600.0] | 0 | 0
Siemens NH-1-125 | Siemens NH-1-125 | 125 | [4800.0, 120.0, 7.0, 0.1, 0.004] | 0 | 0 | [180.0, 400.0, 740.0, 2000.0, 4250.0] | 0 | 0
Siemens NH-1-16 | Siemens NH-1-16 | 16 | [4000.0, 400.0, 2.0, 0.1, 0.04, 0.01] | 0 | 0 | [26.0, 35.0, 75.0, 150.0, 200.0, 300.0] | 0 | 0
Siemens NH-1-160 | Siemens NH-1-160 | 160 | [4800.0, 120.0, 7.0, 0.1, 0.004] | 0 | 0 | [210.0, 500.0, 900.0, 2300.0, 5000.0] | 0 | 0
Siemens NH-1-25 | Siemens NH-1-25 | 25 | [4000.0, 1000.0, 10.0, 0.2, 0.02, 0.01] | 0 | 0 | [40.0, 50.0, 100.0, 210.0, 400.0, 500.0] | 0 | 0
Siemens NH-1-50 | Siemens NH-1-50 | 50 | [4000.0, 40.0, 4.0, 1.0, 0.02, 0.01] | 0 | 0 | [86.0, 200.0, 300.0, 400.0, 1000.0, 1280.0] | 0 | 0
Siemens NH-1-63 | Siemens NH-1-63 | 63 | [4000.0, 100.0, 10.0, 2.0, 0.04, 0.01] | 0 | 0 | [100.0, 200.0, 300.0, 400.0, 1000.0, 1500.0] | 0 | 0
Siemens NH-1-80 | Siemens NH-1-80 | 80 | [4800.0, 120.0, 7.0, 0.1, 0.01] | 0 | 0 | [150.58, 250.0, 450.0, 1150.0, 2470.0] | 0 | 0
Siemens NH-2-1000 | Siemens NH-2-1000 | 1000 | [4800.0, 120.0, 7.0, 0.1, 0.004] | 0 | 0 | [1900.0, 3500.0, 8400.0, 24000.0, 52000.0] | 0 | 0
Siemens NH-2-200 | Siemens NH-2-200 | 200 | [4800.0, 120.0, 7.0, 0.1, 0.004] | 0 | 0 | [280.0, 650.0, 1200.0, 3000.0, 7000.0] | 0 | 0
Siemens NH-2-224 | Siemens NH-2-224 | 224 | [4800.0, 120.0, 7.0, 0.2, 0.04, 0.004] | 0 | 0 | [400.0, 750.0, 1453.0, 3025.0, 4315.0, 7600.0] | 0 | 0
Siemens NH-2-250 | Siemens NH-2-250 | 250 | [4800.0, 120.0, 7.0, 0.1, 0.004] | 0 | 0 | [450.0, 800.0, 1650.0, 4000.0, 8500.0] | 0 | 0
Siemens NH-2-315 | Siemens NH-2-315 | 315 | [4800.0, 120.0, 7.0, 0.1, 0.004] | 0 | 0 | [550.0, 920.0, 1900.0, 5000.0, 11000.0] | 0 | 0
Siemens NH-2-355 | Siemens NH-2-355 | 355 | [4800.0, 120.0, 6.0, 0.1, 0.004] | 0 | 0 | [650.0, 1116.27, 2350.0, 5840.0, 12790.0] | 0 | 0
Siemens NH-2-400 | Siemens NH-2-400 | 400 | [4800.0, 120.0, 7.0, 0.1, 0.004] | 0 | 0 | [720.0, 1350.0, 2800.0, 6500.0, 15000.0] | 0 | 0
Siemens NH-2-425 | Siemens NH-2-425 | 425 | [4800.0, 120.0, 7.0, 0.1, 0.004] | 0 | 0 | [850.0, 1500.0, 3050.0, 7500.0, 16500.0] | 0 | 0
Siemens NH-2-630 | Siemens NH-2-630 | 630 | [4800.0, 120.0, 7.0, 0.1, 0.004] | 0 | 0 | [1200.0, 2000.0, 4800.0, 12000.0, 26000.0] | 0 | 0

## res_bus
| vm_pu | va_degree | p_mw | q_mvar
0 | 0.99585 | -0.078831 | 0.003219 | 0.00080675
1 | 0.99402 | -0.11359 | 0.0079548 | 0.0019937
2 | 0.99802 | -0.037568 | 0 | 0
3 | 0.9929 | -0.13512 | 0.0025749 | 0.00064533
4 | 0.99706 | -0.055778 | 0 | 0
5 | 1 | 0 | -0.57229 | -0.14613
6 | 0.99138 | -0.16438 | 0 | 0
7 | 0.99664 | -0.063658 | 0.0025217 | 0.00063201
8 | 0.99999 | -0.0001702 | 0.0053486 | 0.0013405
9 | 0.98606 | -0.26744 | 0.0031869 | 0.0007987
10 | 0.98611 | -0.26649 | 0.025819 | 0.0064709
11 | 0.98969 | -0.19698 | 0.0038957 | 0.00097635
12 | 0.99064 | -0.1785 | 0 | 0
13 | 0.9966 | -0.064436 | 0.00076706 | 0.00019224
14 | 0.99309 | -0.13137 | 0.0035643 | 0.0008933
15 | 0.99314 | -0.13024 | 0 | 0
16 | 0.99978 | -0.004319 | 0.0012433 | 0.0003116
17 | 0.9866 | -0.25691 | 0.013474 | 0.003377
18 | 0.9961 | -0.073955 | 0.003019 | 0.00075663
19 | 0.99483 | -0.098041 | 0 | 0
20 | 0.99441 | -0.10616 | 0.0009558 | 0.00023955
21 | 0.99423 | -0.1095 | 0.001304 | 0.00032682
22 | 0.99434 | -0.10767 | 0.0015865 | 0.00039761
23 | 0.99415 | -0.1111 | 0.0016123 | 0.00040408
24 | 0.99197 | -0.15268 | 0.0040581 | 0.0010171
25 | 0.99183 | -0.15539 | 0.0014309 | 0.00035862
26 | 0.99247 | -0.14319 | 0.013225 | 0.0033144
27 | 0.99146 | -0.1623 | 0.0042618 | 0.0010681
28 | 0.99274 | -0.13787 | 0.0075097 | 0.0018821
29 | 0.99083 | -0.17441 | 0.0022593 | 0.00056624
30 | 0.99288 | -0.13533 | 0.010477 | 0.0026258
31 | 0.99009 | -0.18839 | 0.0017602 | 0.00044115
32 | 0.9908 | -0.17488 | 0.0012233 | 0.0003066
33 | 0.98986 | -0.19351 | 0.007182 | 0.0018
34 | 0.98855 | -0.21882 | 0.079703 | 0.019975
35 | 0.98837 | -0.22237 | 0 | 0
36 | 0.99062 | -0.17889 | 0.0052065 | 0.0013049
37 | 0.98834 | -0.22299 | 0.0019406 | 0.00048637
38 | 0.98742 | -0.24065 | 0.014566 | 0.0036505
39 | 0.98699 | -0.24888 | 0.0029498 | 0.00073929
40 | 0.98951 | -0.20045 | 0.0056468 | 0.0014152
41 | 0.98664 | -0.25568 | 0.0027141 | 0.00068022
42 | 0.98627 | -0.26284 | 0.0039239 | 0.00098341
43 | 0.98436 | -0.29976 | 0 | 0
44 | 0.9831 | -0.32418 | 0 | 0
45 | 0.98425 | -0.30203 | 0.0058912 | 0.0014765
46 | 0.97942 | -0.39591 | 0.0069698 | 0.0017468
47 | 0.98195 | -0.34682 | 0.0073511 | 0.0018424
48 | 0.98399 | -0.30709 | 0.010844 | 0.0027177
49 | 0.9938 | -0.11783 | 0.0013005 | 0.00032594
50 | 0.97917 | -0.40111 | 0.0022462 | 0.00056295
51 | 0.97922 | -0.4002 | 0.0032353 | 0.00081085
52 | 0.97928 | -0.39906 | 0.0028346 | 0.00071042
53 | 0.97942 | -0.39619 | 0.0020097 | 0.00050368
54 | 0.97955 | -0.39364 | 0 | 0
55 | 0.99109 | -0.17042 | 0.0018747 | 0.00046985
56 | 0.99105 | -0.17119 | 0.0012645 | 0.00031691
57 | 0.99118 | -0.16861 | 0 | 0
58 | 0.99131 | -0.16608 | 0 | 0
59 | 0.99108 | -0.1707 | 0.0016071 | 0.00040279
60 | 0.99101 | -0.17196 | 0.0015079 | 0.00037792
61 | 0.99162 | -0.1602 | 0.0015199 | 0.00038091
62 | 0.99106 | -0.17103 | 0.0010502 | 0.00026319
63 | 0.99091 | -0.17399 | 0.0026633 | 0.00066749
64 | 0.99228 | -0.14747 | 0.0044435 | 0.0011137
65 | 0.97319 | -0.51816 | 0.001435 | 0.00035963
66 | 0.97321 | -0.51789 | 0.0023178 | 0.00058091
67 | 0.97341 | -0.5139 | 0.001387 | 0.00034762
68 | 0.99279 | -0.13748 | 0 | 0
69 | 0.99272 | -0.13879 | 0.0029568 | 0.00074105
70 | 0.99279 | -0.13747 | 0.0032462 | 0.00081358
71 | 0.97344 | -0.51336 | 0 | 0
72 | 0.99265 | -0.14015 | 0.0019786 | 0.00049588
73 | 0.99291 | -0.13515 | 0 | 0
74 | 0.97371 | -0.50796 | 0.00102 | 0.00025562
75 | 0.99261 | -0.14108 | 0.0020047 | 0.00050241
76 | 0.9933 | -0.1277 | 0.0010695 | 0.00026803
77 | 0.97589 | -0.46503 | 0.00091608 | 0.00022959
78 | 0.97596 | -0.46379 | 0.00086961 | 0.00021795
79 | 0.97587 | -0.46549 | 0.0095846 | 0.0024021
80 | 0.97599 | -0.4632 | 0.0026757 | 0.0006706
81 | 0.97617 | -0.45951 | 0.0017895 | 0.00044848
82 | 0.97687 | -0.44582 | 0 | 0
83 | 0.9817 | -0.35154 | 0 | 0
84 | 0.98125 | -0.36041 | 0.0053608 | 0.0013435
85 | 0.98116 | -0.36214 | 0.0054476 | 0.0013653
86 | 0.97895 | -0.40511 | 0.0022777 | 0.00057085
87 | 0.98082 | -0.36879 | 0.0022987 | 0.00057611
88 | 0.98109 | -0.3636 | 0 | 0
89 | 0.97813 | -0.42112 | 0.0018473 | 0.00046297
90 | 0.9808 | -0.3692 | 0.0022081 | 0.00055339
91 | 0.98074 | -0.37046 | 0 | 0
92 | 0.98119 | -0.35993 | 0.0012191 | 0.00030554
93 | 0.97894 | -0.4038 | 0.0098367 | 0.0024653
94 | 0.98143 | -0.35525 | 0 | 0
95 | 0.97811 | -0.41983 | 0.0010799 | 0.00027065
96 | 0.9835 | -0.31513 | 0.0019241 | 0.00048221
97 | 0.97789 | -0.42432 | 0.002178 | 0.00054585
98 | 0.98766 | -0.23496 | 0 | 0
99 | 0.97677 | -0.44621 | 0.0083442 | 0.0020913
100 | 0.98955 | -0.19876 | 0.0018595 | 0.00046603
101 | 0.99941 | -0.011372 | 0.0077707 | 0.0019475
102 | 0.99943 | -0.01097 | 0.0036708 | 0.00091998
103 | 0.97619 | -0.45904 | 0.0029019 | 0.00072729
104 | 0.9759 | -0.46483 | 0.00086758 | 0.00021744
105 | 0.97459 | -0.4906 | 0.0052425 | 0.0013139
106 | 0.97383 | -0.50569 | 0.0013901 | 0.00034838
107 | 0.97406 | -0.50097 | 0.0018847 | 0.00047234
108 | 0.97375 | -0.50708 | 0 | 0
109 | 0.97333 | -0.51551 | 0 | 0
110 | 0.97325 | -0.51704 | 0.0077231 | 0.0019356
111 | 0.97331 | -0.51587 | 0.0018597 | 0.00046609
112 | 0.97305 | -0.52099 | 0.0064995 | 0.0016289
113 | 0.98021 | -0.38073 | 0 | 0
114 | 0.98027 | -0.37958 | 0.0030017 | 0.00075229
115 | 0.99943 | -0.010863 | 0.0032705 | 0.00081967
116 | 0.98062 | -0.37273 | 0.0030516 | 0.00076481
117 | 0.9805 | -0.37515 | 0.0064554 | 0.0016179
118 | 0.99031 | -0.1856 | 0.0022251 | 0.00055766
119 | 0.99032 | -0.18546 | 0.0013632 | 0.00034165
120 | 0.99038 | -0.18429 | 0.002292 | 0.00057443
121 | 0.99039 | -0.18404 | 0.0046043 | 0.0011539
122 | 0.99057 | -0.18056 | 0.001778 | 0.00044562
123 | 0.98872 | -0.21586 | 0.0023729 | 0.00059469
124 | 0.9882 | -0.22579 | 0 | 0
125 | 0.98709 | -0.24744 | 0.0076822 | 0.0019253
126 | 0.9907 | -0.17802 | 0.0025418 | 0.00063704
127 | 0.99058 | -0.18025 | 0.0027244 | 0.00068279
128 | 0.97198 | -0.54058 | 0 | 0
129 | 0.97143 | -0.55138 | 0.0027682 | 0.00069379
130 | 0.97219 | -0.5364 | 0.0091971 | 0.002305
131 | 0.97484 | -0.48408 | 0.0082476 | 0.002067
132 | 0.97384 | -0.50375 | 0.0111 | 0.0027819
133 | 0.97534 | -0.47414 | 0.0048828 | 0.0012237
134 | 0.97339 | -0.51263 | 0 | 0
135 | 0.9728 | -0.52422 | 0.017802 | 0.0044615
136 | 0.97321 | -0.51614 | 0.0020307 | 0.00050893
137 | 0.97232 | -0.53384 | 0.0020711 | 0.00051906
138 | 0.97292 | -0.5219 | 0.0021848 | 0.00054756
139 | 0.97114 | -0.557 | 0 | 0
140 | 0.99405 | -0.11321 | 0.00073133 | 0.00018329
141 | 0.97094 | -0.56099 | 0.0063322 | 0.001587
142 | 0.9709 | -0.56187 | 0.0029717 | 0.00074478
143 | 0.97285 | -0.52331 | 0.0022028 | 0.00055208
144 | 0.97285 | -0.52337 | 0.0023479 | 0.00058844
145 | 0.97279 | -0.52457 | 0.0070098 | 0.0017568
146 | 0.97287 | -0.52459 | 0.007624 | 0.0019108
147 | 0.99998 | 149.9956 | 0 | 0

## res_line
| p_from_mw | q_from_mvar | p_to_mw | q_to_mvar | pl_mw | ql_mvar | i_from_ka | i_to_ka | i_ka | vm_from_pu | va_from_degree | vm_to_pu | va_to_degree | loading_percent
0 | 0.32563 | 0.082959 | -0.32509 | -0.082611 | 0.00054514 | 0.00034762 | 0.48705 | 0.48705 | 0.48705 | 0.99585 | -0.078831 | 0.99402 | -0.11359 | 33.451
1 | -0.32885 | -0.083766 | 0.32951 | 0.084184 | 0.00065602 | 0.00041834 | 0.49186 | 0.49186 | 0.49186 | 0.99585 | -0.078831 | 0.99802 | -0.037568 | 33.7814
2 | 0.31713 | 0.080618 | -0.3168 | -0.080408 | 0.00032844 | 0.0002094 | 0.47514 | 0.47514 | 0.47514 | 0.99402 | -0.11359 | 0.9929 | -0.13512 | 32.6332
3 | 0.21882 | 0.055963 | -0.21863 | -0.055841 | 0.00019265 | 0.00012229 | 0.32665 | 0.32665 | 0.32665 | 0.99802 | -0.037568 | 0.99706 | -0.055778 | 22.4348
4 | -0.54833 | -0.14015 | 0.54932 | 0.14079 | 0.00099835 | 0.00063811 | 0.81851 | 0.81851 | 0.81851 | 0.99802 | -0.037568 | 1 | 0 | 56.2161
5 | 0.31423 | 0.079763 | -0.31379 | -0.079481 | 0.0004416 | 0.00028153 | 0.47128 | 0.47128 | 0.47128 | 0.9929 | -0.13512 | 0.99138 | -0.16438 | 32.3682
6 | 0.21863 | 0.055841 | -0.21854 | -0.055788 | 8.3245e-05 | 5.2843e-05 | 0.32665 | 0.32665 | 0.32665 | 0.99706 | -0.055778 | 0.99664 | -0.063658 | 22.4348
7 | 0.021312 | 0.0053439 | -0.021312 | -0.0053438 | 1.7287e-07 | 1.0462e-07 | 0.031714 | 0.031714 | 0.031714 | 1 | 0 | 0.99999 | -0.0001702 | 8.7125
8 | 0.062332 | 0.015719 | -0.062234 | -0.015657 | 9.7099e-05 | 6.1763e-05 | 0.093592 | 0.093592 | 0.093592 | 0.99138 | -0.16438 | 0.98969 | -0.19698 | 25.712
9 | 0.25146 | 0.063763 | -0.25129 | -0.063654 | 0.0001706 | 0.00010853 | 0.37769 | 0.37769 | 0.37769 | 0.99138 | -0.16438 | 0.99064 | -0.1785 | 25.9402
10 | 0.21602 | 0.055156 | -0.21601 | -0.055151 | 8.1212e-06 | 5.1543e-06 | 0.32289 | 0.32289 | 0.32289 | 0.99664 | -0.063658 | 0.9966 | -0.064436 | 22.1763
11 | 0.015963 | 0.0040033 | -0.01596 | -0.0040015 | 3.156e-06 | 1.8242e-06 | 0.023755 | 0.023755 | 0.023755 | 0.99999 | -0.0001702 | 0.99978 | -0.004319 | 6.526
12 | -0.0031869 | -0.0007987 | 0.003187 | 0.00079858 | 1.443e-07 | -1.199e-07 | 0.0048091 | 0.004809 | 0.0048091 | 0.98606 | -0.26744 | 0.98611 | -0.26649 | 1.3212
13 | -0.029006 | -0.0072694 | 0.029019 | 0.0072777 | 1.3245e-05 | 8.2415e-06 | 0.043769 | 0.043769 | 0.043769 | 0.98611 | -0.26649 | 0.9866 | -0.25691 | 12.0245
14 | 0.058339 | 0.014681 | -0.058329 | -0.014675 | 9.6779e-06 | 6.1508e-06 | 0.087735 | 0.087735 | 0.087735 | 0.98969 | -0.19698 | 0.98951 | -0.20045 | 24.1029
15 | 0.0052066 | 0.0013049 | -0.0052065 | -0.0013049 | 9.5518e-08 | 7.5142e-09 | 0.0078206 | 0.0078206 | 0.0078206 | 0.99064 | -0.1785 | 0.99062 | -0.17889 | 2.1485
16 | 0.24608 | 0.062349 | -0.2459 | -0.062236 | 0.00017725 | 0.00011273 | 0.36987 | 0.36987 | 0.36987 | 0.99064 | -0.1785 | 0.98986 | -0.19351 | 25.4031
17 | 0.21525 | 0.054959 | -0.21515 | -0.054896 | 9.8982e-05 | 6.2817e-05 | 0.32174 | 0.32174 | 0.32174 | 0.9966 | -0.064436 | 0.9961 | -0.073955 | 22.0976
18 | -0.0035643 | -0.0008933 | 0.0035645 | 0.00089319 | 1.9234e-07 | -1.0959e-07 | 0.0053406 | 0.0053406 | 0.0053406 | 0.99309 | -0.13137 | 0.99314 | -0.13024 | 1.4672
19 | -0.15928 | -0.040654 | 0.15937 | 0.040714 | 9.5508e-05 | 6.0201e-05 | 0.23891 | 0.23891 | 0.23891 | 0.99314 | -0.13024 | 0.9938 | -0.11783 | 16.4085
20 | 0.15571 | 0.03976 | -0.15568 | -0.039736 | 3.8355e-05 | 2.4159e-05 | 0.23357 | 0.23357 | 0.23357 | 0.99314 | -0.13024 | 0.99288 | -0.13533 | 16.0417
21 | 0.014717 | 0.0036899 | -0.014712 | -0.0036873 | 4.588e-06 | 2.602e-06 | 0.021904 | 0.021904 | 0.021904 | 0.99978 | -0.004319 | 0.99943 | -0.010863 | 6.0177
22 | -0.042494 | -0.010655 | 0.042513 | 0.010667 | 1.9194e-05 | 1.2125e-05 | 0.064091 | 0.064091 | 0.064091 | 0.9866 | -0.25691 | 0.98709 | -0.24744 | 17.6075
23 | 0.21213 | 0.054139 | -0.21188 | -0.053983 | 0.00024654 | 0.00015642 | 0.31723 | 0.31723 | 0.31723 | 0.9961 | -0.073955 | 0.99483 | -0.098041 | 21.7879
24 | 0.048133 | 0.012114 | -0.048115 | -0.012102 | 1.8666e-05 | 1.1822e-05 | 0.072013 | 0.072013 | 0.072013 | 0.99483 | -0.098041 | 0.99441 | -0.10616 | 19.7838
25 | 0.16375 | 0.041869 | -0.16366 | -0.041812 | 9.0718e-05 | 5.7224e-05 | 0.24522 | 0.24522 | 0.24522 | 0.99483 | -0.098041 | 0.99423 | -0.1095 | 16.842
26 | 0.047159 | 0.011863 | -0.047156 | -0.011861 | 3.416e-06 | 2.1625e-06 | 0.070583 | 0.070583 | 0.070583 | 0.99441 | -0.10616 | 0.99434 | -0.10767 | 19.3909
27 | 0.16235 | 0.041485 | -0.16234 | -0.041477 | 1.2589e-05 | 7.9395e-06 | 0.24327 | 0.24327 | 0.24327 | 0.99423 | -0.1095 | 0.99415 | -0.1111 | 16.7079
28 | 0.045569 | 0.011463 | -0.045557 | -0.011455 | 1.2054e-05 | 7.6253e-06 | 0.068209 | 0.068209 | 0.068209 | 0.99434 | -0.10767 | 0.99405 | -0.11321 | 18.7387
29 | 0.16073 | 0.041073 | -0.16068 | -0.04104 | 5.2316e-05 | 3.2983e-05 | 0.24085 | 0.24085 | 0.24085 | 0.99415 | -0.1111 | 0.9938 | -0.11783 | 16.5422
30 | 0.1203 | 0.030828 | -0.12028 | -0.030818 | 1.5811e-05 | 9.8523e-06 | 0.1807 | 0.1807 | 0.1807 | 0.99197 | -0.15268 | 0.99183 | -0.15539 | 12.4104
31 | -0.12435 | -0.031845 | 0.12441 | 0.031881 | 5.7197e-05 | 3.5703e-05 | 0.18678 | 0.18678 | 0.18678 | 0.99197 | -0.15268 | 0.99247 | -0.14319 | 12.8285
32 | 0.11885 | 0.030459 | -0.11881 | -0.030435 | 3.9795e-05 | 2.4781e-05 | 0.17855 | 0.17855 | 0.17855 | 0.99183 | -0.15539 | 0.99146 | -0.1623 | 12.263
33 | -0.13764 | -0.035195 | 0.13767 | 0.035217 | 3.5431e-05 | 2.2218e-05 | 0.20661 | 0.20661 | 0.20661 | 0.99247 | -0.14319 | 0.99274 | -0.13787 | 14.1902
34 | 0.11455 | 0.029366 | -0.11448 | -0.029325 | 6.7236e-05 | 4.1784e-05 | 0.17215 | 0.17215 | 0.17215 | 0.99146 | -0.1623 | 0.99083 | -0.17441 | 11.8237
35 | -0.14518 | -0.037099 | 0.1452 | 0.03711 | 1.7778e-05 | 1.1171e-05 | 0.21787 | 0.21787 | 0.21787 | 0.99274 | -0.13787 | 0.99288 | -0.13533 | 14.9633
36 | 0.111 | 0.028452 | -0.11092 | -0.028405 | 7.5173e-05 | 4.6629e-05 | 0.16692 | 0.16692 | 0.16692 | 0.99083 | -0.17441 | 0.99009 | -0.18839 | 11.4645
37 | 0.0012234 | 0.00030634 | -0.0012233 | -0.0003066 | 2.7434e-08 | -2.6159e-07 | 0.0018372 | 0.0018373 | 0.0018373 | 0.99083 | -0.17441 | 0.9908 | -0.17488 | 0.50474
38 | 0.10916 | 0.027964 | -0.10911 | -0.02793 | 5.4831e-05 | 3.3977e-05 | 0.16428 | 0.16428 | 0.16428 | 0.99009 | -0.18839 | 0.98955 | -0.19876 | 11.2829
39 | 0.23872 | 0.060436 | -0.23843 | -0.060252 | 0.00028973 | 0.0001842 | 0.35907 | 0.35907 | 0.35907 | 0.98986 | -0.19351 | 0.98855 | -0.21882 | 24.6616
40 | 0.15873 | 0.040277 | -0.1587 | -0.04026 | 2.7084e-05 | 1.7075e-05 | 0.2391 | 0.2391 | 0.2391 | 0.98855 | -0.21882 | 0.98837 | -0.22237 | 16.4218
41 | 0.0019407 | 0.00048617 | -0.0019406 | -0.00048637 | 5.7233e-08 | -1.925e-07 | 0.0029217 | 0.0029218 | 0.0029218 | 0.98837 | -0.22237 | 0.98834 | -0.22299 | 0.80268
42 | 0.15676 | 0.039774 | -0.15662 | -0.039687 | 0.00013772 | 8.6791e-05 | 0.23618 | 0.23618 | 0.23618 | 0.98837 | -0.22237 | 0.98742 | -0.24065 | 16.2212
43 | 0.14206 | 0.036036 | -0.142 | -0.036001 | 5.6153e-05 | 3.5271e-05 | 0.21423 | 0.21423 | 0.21423 | 0.98742 | -0.24065 | 0.98699 | -0.24888 | 14.7137
44 | 0.13905 | 0.035262 | -0.139 | -0.035233 | 4.5475e-05 | 2.8541e-05 | 0.20978 | 0.20978 | 0.20978 | 0.98699 | -0.24888 | 0.98664 | -0.25568 | 14.4082
45 | 0.052682 | 0.013259 | -0.052643 | -0.013235 | 3.8777e-05 | 2.4606e-05 | 0.079243 | 0.079243 | 0.079243 | 0.98951 | -0.20045 | 0.98872 | -0.21586 | 21.7701
46 | 0.13629 | 0.034553 | -0.13624 | -0.034524 | 4.686e-05 | 2.9387e-05 | 0.20569 | 0.20569 | 0.20569 | 0.98664 | -0.25568 | 0.98627 | -0.26284 | 14.1271
47 | 0.13232 | 0.03354 | -0.13209 | -0.033391 | 0.0002343 | 0.00014915 | 0.19977 | 0.19977 | 0.19977 | 0.98627 | -0.26284 | 0.98436 | -0.29976 | 27.4411
48 | 0.11535 | 0.029195 | -0.11521 | -0.029108 | 0.00013503 | 8.6271e-05 | 0.17447 | 0.17447 | 0.17447 | 0.98436 | -0.29976 | 0.9831 | -0.32418 | 47.9304
49 | 0.016739 | 0.0041966 | -0.016737 | -0.0041955 | 1.811e-06 | 1.0631e-06 | 0.025304 | 0.025305 | 0.025305 | 0.98436 | -0.29976 | 0.98425 | -0.30203 | 6.9518
50 | 0.069606 | 0.017643 | -0.069367 | -0.01749 | 0.00023904 | 0.00015226 | 0.10543 | 0.10543 | 0.10543 | 0.9831 | -0.32418 | 0.97942 | -0.39591 | 28.9633
51 | 0.045605 | 0.011466 | -0.045556 | -0.011434 | 4.9247e-05 | 3.1169e-05 | 0.069041 | 0.069041 | 0.069041 | 0.9831 | -0.32418 | 0.98195 | -0.34682 | 18.9672
52 | 0.010846 | 0.002719 | -0.010844 | -0.0027177 | 2.6178e-06 | 1.3455e-06 | 0.016398 | 0.016398 | 0.016398 | 0.98425 | -0.30203 | 0.98399 | -0.30709 | 4.505
53 | 0.062397 | 0.015744 | -0.06237 | -0.015726 | 2.7465e-05 | 1.7475e-05 | 0.094837 | 0.094837 | 0.094837 | 0.97942 | -0.39591 | 0.97895 | -0.40511 | 26.0542
54 | 0.038205 | 0.0095921 | -0.038196 | -0.0095867 | 8.6073e-06 | 5.4221e-06 | 0.057901 | 0.057901 | 0.057901 | 0.98195 | -0.34682 | 0.9817 | -0.35154 | 15.9069
55 | -0.0022462 | -0.00056295 | 0.0022463 | 0.00056273 | 9.8002e-08 | -2.1943e-07 | 0.0034135 | 0.0034134 | 0.0034135 | 0.97917 | -0.40111 | 0.97922 | -0.4002 | 0.93777
56 | -0.0054816 | -0.0013736 | 0.0054819 | 0.0013736 | 2.9754e-07 | 4.6562e-08 | 0.0083298 | 0.0083297 | 0.0083298 | 0.97922 | -0.4002 | 0.97928 | -0.39906 | 2.2884
57 | -0.0083165 | -0.002084 | 0.0083177 | 0.0020845 | 1.1365e-06 | 4.8857e-07 | 0.012637 | 0.012637 | 0.012637 | 0.97928 | -0.39906 | 0.97942 | -0.39619 | 3.4717
58 | -0.010327 | -0.0025882 | 0.010329 | 0.0025888 | 1.256e-06 | 6.3257e-07 | 0.01569 | 0.01569 | 0.01569 | 0.97942 | -0.39619 | 0.97955 | -0.39364 | 4.3105
59 | -0.010329 | -0.0025888 | 0.010335 | 0.002592 | 6.3546e-06 | 3.1998e-06 | 0.01569 | 0.01569 | 0.01569 | 0.97955 | -0.39364 | 0.98021 | -0.38073 | 4.3104
60 | 0.0012645 | 0.0003165 | -0.0012645 | -0.00031691 | 4.6692e-08 | -4.1527e-07 | 0.0018984 | 0.0018986 | 0.0018986 | 0.99109 | -0.17042 | 0.99105 | -0.17119 | 0.52159
61 | -0.0031393 | -0.00078635 | 0.0031395 | 0.00078611 | 2.7002e-07 | -2.4495e-07 | 0.0047131 | 0.004713 | 0.0047131 | 0.99109 | -0.17042 | 0.99118 | -0.16861 | 1.2948
62 | -0.0057971 | -0.0014515 | 0.0057978 | 0.0014516 | 6.9814e-07 | 1.2992e-07 | 0.0087025 | 0.0087023 | 0.0087025 | 0.99118 | -0.16861 | 0.99131 | -0.16608 | 2.3908
63 | 0.0026576 | 0.00066537 | -0.0026573 | -0.00066577 | 2.6449e-07 | -4.0181e-07 | 0.0039895 | 0.0039897 | 0.0039897 | 0.99118 | -0.16861 | 0.99108 | -0.1707 | 1.0961
64 | 0.021715 | 0.0054472 | -0.021709 | -0.0054435 | 6.0838e-06 | 3.6969e-06 | 0.032597 | 0.032598 | 0.032598 | 0.99131 | -0.16608 | 0.99101 | -0.17196 | 8.9554
65 | -0.027513 | -0.0068988 | 0.027521 | 0.0069035 | 7.713e-06 | 4.7808e-06 | 0.0413 | 0.0413 | 0.0413 | 0.99131 | -0.16608 | 0.99162 | -0.1602 | 11.3461
66 | 0.0010502 | 0.00026298 | -0.0010502 | -0.00026319 | 1.6348e-08 | -2.155e-07 | 0.0015767 | 0.0015767 | 0.0015767 | 0.99108 | -0.1707 | 0.99106 | -0.17103 | 0.43317
67 | 0.020201 | 0.0050655 | -0.020199 | -0.0050644 | 1.957e-06 | 1.1794e-06 | 0.030333 | 0.030333 | 0.030333 | 0.99101 | -0.17196 | 0.99091 | -0.17399 | 8.3334
68 | -0.029041 | -0.0072845 | 0.029058 | 0.0072954 | 1.7636e-05 | 1.0967e-05 | 0.04358 | 0.04358 | 0.04358 | 0.99162 | -0.1602 | 0.99228 | -0.14747 | 11.9727
69 | 0.017536 | 0.0043969 | -0.017533 | -0.0043949 | 3.3666e-06 | 1.9879e-06 | 0.026334 | 0.026334 | 0.026334 | 0.99091 | -0.17399 | 0.9907 | -0.17802 | 7.2346
70 | -0.033502 | -0.0084091 | 0.033522 | 0.0084214 | 1.9692e-05 | 1.2334e-05 | 0.050244 | 0.050244 | 0.050244 | 0.99228 | -0.14747 | 0.99291 | -0.13515 | 13.8033
71 | -0.001435 | -0.00035963 | 0.001435 | 0.00035952 | 1.8351e-08 | -1.1457e-07 | 0.0021941 | 0.002194 | 0.0021941 | 0.97319 | -0.51816 | 0.97321 | -0.51789 | 0.60276
72 | -0.0037528 | -0.00094043 | 0.0037535 | 0.00094017 | 7.1257e-07 | -2.6128e-07 | 0.005738 | 0.0057377 | 0.005738 | 0.97321 | -0.51789 | 0.97341 | -0.5139 | 1.5764
73 | -0.0051406 | -0.0012878 | 0.0051407 | 0.0012878 | 1.3398e-07 | 1.3819e-08 | 0.007858 | 0.007858 | 0.007858 | 0.97341 | -0.5139 | 0.97344 | -0.51336 | 2.1588
74 | 0.0069408 | 0.0017391 | -0.0069404 | -0.001739 | 4.3087e-07 | 1.3848e-07 | 0.010403 | 0.010403 | 0.010403 | 0.99279 | -0.13748 | 0.99272 | -0.13879 | 2.858
75 | -0.0069408 | -0.0017391 | 0.0069408 | 0.0017391 | 4.5276e-09 | 1.4547e-09 | 0.010403 | 0.010403 | 0.010403 | 0.99279 | -0.13748 | 0.99279 | -0.13747 | 2.8579
76 | 0.0039836 | 0.00099793 | -0.0039833 | -0.00099801 | 2.5878e-07 | -8.4615e-08 | 0.0059709 | 0.005971 | 0.005971 | 0.99272 | -0.13879 | 0.99265 | -0.14015 | 1.6404
77 | -0.010187 | -0.0025527 | 0.010188 | 0.0025532 | 1.1257e-06 | 5.539e-07 | 0.015268 | 0.015268 | 0.015268 | 0.99279 | -0.13747 | 0.99291 | -0.13515 | 4.1946
78 | -0.0051407 | -0.0012878 | 0.005142 | 0.0012879 | 1.3197e-06 | 1.3587e-07 | 0.007858 | 0.0078577 | 0.007858 | 0.97344 | -0.51336 | 0.97371 | -0.50796 | 2.1588
79 | 0.0020047 | 0.00050213 | -0.0020047 | -0.00050241 | 8.858e-08 | -2.8143e-07 | 0.0030051 | 0.0030052 | 0.0030052 | 0.99265 | -0.14015 | 0.99261 | -0.14108 | 0.8256
80 | -0.04371 | -0.010975 | 0.043725 | 0.010984 | 1.5543e-05 | 9.8227e-06 | 0.065512 | 0.065512 | 0.065512 | 0.99291 | -0.13515 | 0.9933 | -0.1277 | 17.9978
81 | -0.006162 | -0.0015436 | 0.0061622 | 0.0015436 | 2.5922e-07 | 6.8927e-08 | 0.0094164 | 0.0094164 | 0.0094164 | 0.97371 | -0.50796 | 0.97375 | -0.50708 | 2.5869
82 | -0.044795 | -0.011253 | 0.044826 | 0.011272 | 3.0991e-05 | 1.9596e-05 | 0.067114 | 0.067114 | 0.067114 | 0.9933 | -0.1277 | 0.99405 | -0.11321 | 18.438
83 | -0.010501 | -0.0026318 | 0.010502 | 0.0026321 | 6.1877e-07 | 3.1559e-07 | 0.016012 | 0.016012 | 0.016012 | 0.97589 | -0.46503 | 0.97596 | -0.46379 | 4.3988
84 | 0.0095848 | 0.0024022 | -0.0095846 | -0.0024021 | 2.106e-07 | 1.0193e-07 | 0.014615 | 0.014615 | 0.014615 | 0.97589 | -0.46503 | 0.97587 | -0.46549 | 4.015
85 | -0.011371 | -0.0028501 | 0.011371 | 0.0028503 | 3.2089e-07 | 1.698e-07 | 0.017337 | 0.017337 | 0.017337 | 0.97596 | -0.46379 | 0.97599 | -0.4632 | 4.763
86 | -0.014047 | -0.0035209 | 0.01405 | 0.0035223 | 2.4684e-06 | 1.4004e-06 | 0.021417 | 0.021417 | 0.021417 | 0.97599 | -0.4632 | 0.97617 | -0.45951 | 5.8838
87 | -0.015839 | -0.0039707 | 0.015849 | 0.0039768 | 1.0341e-05 | 6.0263e-06 | 0.024145 | 0.024144 | 0.024145 | 0.97617 | -0.45951 | 0.97687 | -0.44582 | 6.6331
88 | -0.05813 | -0.014619 | 0.058199 | 0.014663 | 6.8672e-05 | 4.3658e-05 | 0.088565 | 0.088565 | 0.088565 | 0.97687 | -0.44582 | 0.97813 | -0.42112 | 24.3311
89 | 0.042281 | 0.010643 | -0.042254 | -0.010626 | 2.6704e-05 | 1.6876e-05 | 0.064421 | 0.064421 | 0.064421 | 0.97687 | -0.44582 | 0.97619 | -0.45904 | 17.698
90 | 0.019391 | 0.0048649 | -0.019383 | -0.00486 | 8.1987e-06 | 4.9274e-06 | 0.029394 | 0.029394 | 0.029394 | 0.9817 | -0.35154 | 0.98125 | -0.36041 | 8.0752
91 | 0.018805 | 0.0047218 | -0.018796 | -0.0047161 | 9.5037e-06 | 5.6883e-06 | 0.028507 | 0.028508 | 0.028508 | 0.9817 | -0.35154 | 0.98116 | -0.36214 | 7.8317
92 | 0.014022 | 0.0035164 | -0.014016 | -0.0035133 | 5.5936e-06 | 3.1634e-06 | 0.021264 | 0.021264 | 0.021264 | 0.98125 | -0.36041 | 0.98082 | -0.36879 | 5.8419
93 | 0.013348 | 0.0033508 | -0.013347 | -0.0033503 | 9.298e-07 | 5.1868e-07 | 0.020246 | 0.020246 | 0.020246 | 0.98116 | -0.36214 | 0.98109 | -0.3636 | 5.562
94 | 0.060092 | 0.015155 | -0.060046 | -0.015126 | 4.6011e-05 | 2.9262e-05 | 0.091375 | 0.091375 | 0.091375 | 0.97895 | -0.40511 | 0.97813 | -0.42112 | 25.1031
95 | 0.011718 | 0.0029372 | -0.011717 | -0.002937 | 2.3134e-07 | 1.2342e-07 | 0.017777 | 0.017777 | 0.017777 | 0.98082 | -0.36879 | 0.9808 | -0.3692 | 4.8838
96 | 0.013347 | 0.0033503 | -0.013343 | -0.0033479 | 4.3659e-06 | 2.4356e-06 | 0.020246 | 0.020246 | 0.020246 | 0.98109 | -0.3636 | 0.98074 | -0.37046 | 5.5621
97 | 0.0095093 | 0.0023837 | -0.0095077 | -0.0023829 | 1.6013e-06 | 7.6598e-07 | 0.014427 | 0.014427 | 0.014427 | 0.9808 | -0.3692 | 0.98062 | -0.37273 | 3.9635
98 | 0.013343 | 0.0033479 | -0.013337 | -0.0033446 | 5.7999e-06 | 3.2361e-06 | 0.020246 | 0.020246 | 0.020246 | 0.98074 | -0.37046 | 0.98027 | -0.37958 | 5.5621
99 | 0.10328 | 0.02615 | -0.10306 | -0.026011 | 0.00021705 | 0.00013862 | 0.15672 | 0.15672 | 0.15672 | 0.98119 | -0.35993 | 0.97894 | -0.4038 | 43.0559
100 | -0.1045 | -0.026455 | 0.10452 | 0.02647 | 2.3499e-05 | 1.5008e-05 | 0.15857 | 0.15857 | 0.15857 | 0.98119 | -0.35993 | 0.98143 | -0.35525 | 43.5638
101 | 0.093225 | 0.023546 | -0.093154 | -0.0235 | 7.153e-05 | 4.566e-05 | 0.14177 | 0.14177 | 0.14177 | 0.97894 | -0.4038 | 0.97811 | -0.41983 | 38.9481
102 | -0.10452 | -0.02647 | 0.10472 | 0.026599 | 0.0002018 | 0.00012888 | 0.15857 | 0.15857 | 0.15857 | 0.98143 | -0.35525 | 0.9835 | -0.31513 | 43.5638
103 | 0.092074 | 0.023229 | -0.092054 | -0.023217 | 1.9819e-05 | 1.2651e-05 | 0.14013 | 0.14013 | 0.14013 | 0.97811 | -0.41983 | 0.97789 | -0.42432 | 38.4968
104 | -0.10665 | -0.027081 | 0.10706 | 0.027345 | 0.00041318 | 0.0002639 | 0.16148 | 0.16148 | 0.16148 | 0.9835 | -0.31513 | 0.98766 | -0.23496 | 44.3635
105 | 0.089876 | 0.022671 | -0.089782 | -0.022611 | 9.4059e-05 | 6.003e-05 | 0.13681 | 0.13681 | 0.13681 | 0.97789 | -0.42432 | 0.97677 | -0.44621 | 37.5863
106 | -0.10706 | -0.027345 | 0.10725 | 0.027464 | 0.00018769 | 0.00011914 | 0.16148 | 0.16148 | 0.16148 | 0.98766 | -0.23496 | 0.98955 | -0.19876 | 22.1817
107 | 0.081438 | 0.02052 | -0.081329 | -0.02045 | 0.00010866 | 6.9308e-05 | 0.1241 | 0.1241 | 0.1241 | 0.97677 | -0.44621 | 0.97534 | -0.47414 | 34.0941
108 | -0.0077707 | -0.0019475 | 0.0077709 | 0.0019476 | 1.4906e-07 | 5.6487e-08 | 0.01157 | 0.01157 | 0.01157 | 0.99941 | -0.011372 | 0.99943 | -0.01097 | 3.1785
109 | -0.011442 | -0.0028676 | 0.011442 | 0.0028676 | 5.8181e-08 | 3.023e-08 | 0.017035 | 0.017035 | 0.017035 | 0.99943 | -0.01097 | 0.99943 | -0.010863 | 4.68
110 | 0.039352 | 0.0098984 | -0.039341 | -0.0098915 | 1.0889e-05 | 6.868e-06 | 0.059997 | 0.059997 | 0.059997 | 0.97619 | -0.45904 | 0.9759 | -0.46483 | 16.4828
111 | 0.038474 | 0.0096741 | -0.038426 | -0.0096443 | 4.7279e-05 | 2.9802e-05 | 0.058675 | 0.058675 | 0.058675 | 0.9759 | -0.46483 | 0.97459 | -0.4906 | 16.1194
112 | 0.033184 | 0.0083304 | -0.033167 | -0.0083201 | 1.6414e-05 | 1.0293e-05 | 0.05067 | 0.050671 | 0.050671 | 0.97459 | -0.4906 | 0.97406 | -0.50097 | 13.9205
113 | -0.031276 | -0.0078434 | 0.031283 | 0.0078478 | 7.0295e-06 | 4.3967e-06 | 0.047792 | 0.047791 | 0.047792 | 0.97383 | -0.50569 | 0.97406 | -0.50097 | 13.1295
114 | 0.029886 | 0.007495 | -0.029884 | -0.0074937 | 1.9847e-06 | 1.2386e-06 | 0.045667 | 0.045668 | 0.045668 | 0.97383 | -0.50569 | 0.97375 | -0.50708 | 12.546
115 | 0.023722 | 0.0059501 | -0.023712 | -0.0059442 | 9.5289e-06 | 5.8581e-06 | 0.036251 | 0.036251 | 0.036251 | 0.97375 | -0.50708 | 0.97333 | -0.51551 | 9.9591
116 | 0.0077237 | 0.0019358 | -0.0077231 | -0.0019356 | 5.6176e-07 | 2.26e-07 | 0.011808 | 0.011808 | 0.011808 | 0.97333 | -0.51551 | 0.97325 | -0.51704 | 3.244
117 | 0.015988 | 0.0040084 | -0.015988 | -0.0040083 | 2.7389e-07 | 1.601e-07 | 0.024443 | 0.024443 | 0.024443 | 0.97333 | -0.51551 | 0.97331 | -0.51587 | 6.7152
118 | 0.014128 | 0.0035422 | -0.014125 | -0.0035402 | 3.4454e-06 | 1.9604e-06 | 0.0216 | 0.0216 | 0.0216 | 0.97331 | -0.51587 | 0.97305 | -0.52099 | 5.9341
119 | 0.0076253 | 0.0019113 | -0.007624 | -0.0019108 | 1.3072e-06 | 5.1822e-07 | 0.011661 | 0.011661 | 0.011661 | 0.97305 | -0.52099 | 0.97287 | -0.52459 | 3.2036
120 | -0.010335 | -0.002592 | 0.010336 | 0.0025923 | 5.6633e-07 | 2.8511e-07 | 0.01569 | 0.01569 | 0.01569 | 0.98021 | -0.38073 | 0.98027 | -0.37958 | 4.3104
121 | 0.0064561 | 0.0016181 | -0.0064554 | -0.0016179 | 7.4408e-07 | 2.1542e-07 | 0.0097966 | 0.0097967 | 0.0097967 | 0.98062 | -0.37273 | 0.9805 | -0.37515 | 2.6914
122 | -0.0022251 | -0.00055766 | 0.0022251 | 0.00055762 | 1.5162e-08 | -3.6835e-08 | 0.0033434 | 0.0033433 | 0.0033434 | 0.99031 | -0.1856 | 0.99032 | -0.18546 | 0.91851
123 | -0.0035883 | -0.00089927 | 0.0035885 | 0.00089917 | 1.9975e-07 | -1.0794e-07 | 0.0053917 | 0.0053916 | 0.0053917 | 0.99032 | -0.18546 | 0.99038 | -0.18429 | 1.4812
124 | -0.0058805 | -0.0014736 | 0.0058806 | 0.0014736 | 6.9478e-08 | 1.3924e-08 | 0.0088353 | 0.0088353 | 0.0088353 | 0.99038 | -0.18429 | 0.99039 | -0.18404 | 2.4273
125 | -0.010485 | -0.0026276 | 0.010487 | 0.0026284 | 1.7371e-06 | 8.7152e-07 | 0.015753 | 0.015753 | 0.015753 | 0.99039 | -0.18404 | 0.99057 | -0.18056 | 4.3278
126 | -0.012265 | -0.0030741 | 0.012265 | 0.0030742 | 1.8333e-07 | 9.879e-08 | 0.018424 | 0.018424 | 0.018424 | 0.99057 | -0.18056 | 0.99058 | -0.18025 | 5.0615
127 | 0.050271 | 0.01264 | -0.050247 | -0.012625 | 2.3827e-05 | 1.5107e-05 | 0.075672 | 0.075672 | 0.075672 | 0.98872 | -0.21586 | 0.9882 | -0.22579 | 20.789
128 | 0.050247 | 0.012625 | -0.050195 | -0.012592 | 5.1856e-05 | 3.2879e-05 | 0.075672 | 0.075672 | 0.075672 | 0.9882 | -0.22579 | 0.98709 | -0.24744 | 20.789
129 | 0.014991 | 0.0037579 | -0.014989 | -0.0037569 | 1.5921e-06 | 9.1113e-07 | 0.022516 | 0.022516 | 0.022516 | 0.9907 | -0.17802 | 0.99058 | -0.18025 | 6.1858
130 | 0.012083 | 0.0030309 | -0.012077 | -0.0030275 | 6.2197e-06 | 3.3802e-06 | 0.018499 | 0.018499 | 0.018499 | 0.97198 | -0.54058 | 0.97143 | -0.55138 | 5.0821
131 | -0.012083 | -0.0030309 | 0.012085 | 0.0030322 | 2.408e-06 | 1.3085e-06 | 0.018499 | 0.018499 | 0.018499 | 0.97198 | -0.54058 | 0.97219 | -0.5364 | 5.0821
132 | 0.0093083 | 0.0023337 | -0.0093058 | -0.0023325 | 2.4921e-06 | 1.1904e-06 | 0.014259 | 0.014259 | 0.014259 | 0.97143 | -0.55138 | 0.97114 | -0.557 | 3.9172
133 | -0.021282 | -0.0053372 | 0.021285 | 0.0053388 | 2.5955e-06 | 1.5802e-06 | 0.032576 | 0.032575 | 0.032576 | 0.97219 | -0.5364 | 0.97232 | -0.53384 | 8.9493
134 | 0.068163 | 0.017136 | -0.068099 | -0.017096 | 6.3972e-05 | 4.0746e-05 | 0.10406 | 0.10406 | 0.10406 | 0.97484 | -0.48408 | 0.97384 | -0.50375 | 28.5891
135 | -0.07641 | -0.019203 | 0.076446 | 0.019227 | 3.6277e-05 | 2.3129e-05 | 0.11665 | 0.11665 | 0.11665 | 0.97484 | -0.48408 | 0.97534 | -0.47414 | 32.0476
136 | 0.056999 | 0.014314 | -0.056975 | -0.014298 | 2.4118e-05 | 1.533e-05 | 0.087104 | 0.087104 | 0.087104 | 0.97384 | -0.50375 | 0.97339 | -0.51263 | 23.9296
137 | 0.041191 | 0.01034 | -0.041168 | -0.010326 | 2.2764e-05 | 1.4379e-05 | 0.062975 | 0.062975 | 0.062975 | 0.97339 | -0.51263 | 0.9728 | -0.52422 | 17.3007
138 | 0.015784 | 0.0039581 | -0.015781 | -0.0039565 | 2.6436e-06 | 1.5414e-06 | 0.024129 | 0.024129 | 0.024129 | 0.97339 | -0.51263 | 0.97321 | -0.51614 | 6.6289
139 | 0.023367 | 0.0058644 | -0.023356 | -0.0058578 | 1.0713e-05 | 6.5789e-06 | 0.035745 | 0.035745 | 0.035745 | 0.9728 | -0.52422 | 0.97232 | -0.53384 | 9.8201
140 | 0.01375 | 0.0034476 | -0.013747 | -0.0034455 | 3.7698e-06 | 2.1302e-06 | 0.021024 | 0.021025 | 0.021025 | 0.97321 | -0.51614 | 0.97292 | -0.5219 | 5.776
141 | 0.011562 | 0.0028979 | -0.011561 | -0.0028975 | 7.7833e-07 | 4.1571e-07 | 0.017683 | 0.017683 | 0.017683 | 0.97292 | -0.5219 | 0.97285 | -0.52331 | 4.858
142 | 0.0093058 | 0.0023325 | -0.009304 | -0.0023317 | 1.7708e-06 | 8.46e-07 | 0.014259 | 0.014259 | 0.014259 | 0.97114 | -0.557 | 0.97094 | -0.56099 | 3.9173
143 | 0.0029718 | 0.00074466 | -0.0029717 | -0.00074478 | 1.2366e-07 | -1.1746e-07 | 0.0045544 | 0.0045545 | 0.0045545 | 0.97094 | -0.56099 | 0.9709 | -0.56187 | 1.2512
144 | 0.0093582 | 0.0023454 | -0.0093581 | -0.0023454 | 2.6402e-08 | 1.2631e-08 | 0.014314 | 0.014314 | 0.014314 | 0.97285 | -0.52331 | 0.97285 | -0.52337 | 3.9323
145 | 0.0070102 | 0.001757 | -0.0070098 | -0.0017568 | 4.01e-07 | 1.4116e-07 | 0.010723 | 0.010723 | 0.010723 | 0.97285 | -0.52337 | 0.97279 | -0.52457 | 2.9458

## res_trafo
| p_hv_mw | q_hv_mvar | p_lv_mw | q_lv_mvar | pl_mw | ql_mvar | i_hv_ka | i_lv_ka | vm_hv_pu | va_hv_degree | vm_lv_pu | va_lv_degree | loading_percent
0 | -1.2729e-15 | -1.3162e-15 | 0.00165 | 1.2699e-07 | 0.00165 | 1.2699e-07 | 5.2857e-17 | 0.0023815 | 0.99998 | 149.9956 | 1 | 0 | 0.2619

## res_ext_grid
| p_mw | q_mvar
0 | 0.57451 | 0.14669

## res_load
| p_mw | q_mvar
0 | 0.003219 | 0.00080675
1 | 0.0079548 | 0.0019937
2 | 0.0025749 | 0.00064533
3 | 0.0022283 | 0.00055847
4 | 0.0025217 | 0.00063201
5 | 0.0053486 | 0.0013405
6 | 0.0031869 | 0.0007987
7 | 0.025819 | 0.0064709
8 | 0.0038957 | 0.00097635
9 | 0.00076706 | 0.00019224
10 | 0.0035643 | 0.0008933
11 | 0.0012433 | 0.0003116
12 | 0.013474 | 0.003377
13 | 0.003019 | 0.00075663
14 | 0.0009558 | 0.00023955
15 | 0.001304 | 0.00032682
16 | 0.0015865 | 0.00039761
17 | 0.0016123 | 0.00040408
18 | 0.0040581 | 0.0010171
19 | 0.0014309 | 0.00035862
20 | 0.013225 | 0.0033144
21 | 0.0042618 | 0.0010681
22 | 0.0075097 | 0.0018821
23 | 0.0022593 | 0.00056624
24 | 0.010477 | 0.0026258
25 | 0.0017602 | 0.00044115
26 | 0.0012233 | 0.0003066
27 | 0.007182 | 0.0018
28 | 0.079703 | 0.019975
29 | 0.0052065 | 0.0013049
30 | 0.0019406 | 0.00048637
31 | 0.014566 | 0.0036505
32 | 0.0029498 | 0.00073929
33 | 0.0056468 | 0.0014152
34 | 0.0027141 | 0.00068022
35 | 0.0039239 | 0.00098341
36 | 0.0058912 | 0.0014765
37 | 0.0069698 | 0.0017468
38 | 0.0073511 | 0.0018424
39 | 0.010844 | 0.0027177
40 | 0.0013005 | 0.00032594
41 | 0.0022462 | 0.00056295
42 | 0.0032353 | 0.00081085
43 | 0.0028346 | 0.00071042
44 | 0.0020097 | 0.00050368
45 | 0.0018747 | 0.00046985
46 | 0.0012645 | 0.00031691
47 | 0.0016071 | 0.00040279
48 | 0.0015079 | 0.00037792
49 | 0.0015199 | 0.00038091
50 | 0.0010502 | 0.00026319
51 | 0.0026633 | 0.00066749
52 | 0.0044435 | 0.0011137
53 | 0.001435 | 0.00035963
54 | 0.0023178 | 0.00058091
55 | 0.001387 | 0.00034762
56 | 0.0029568 | 0.00074105
57 | 0.0032462 | 0.00081358
58 | 0.0019786 | 0.00049588
59 | 0.00102 | 0.00025562
60 | 0.0020047 | 0.00050241
61 | 0.0010695 | 0.00026803
62 | 0.00091608 | 0.00022959
63 | 0.00086961 | 0.00021795
64 | 0.0095846 | 0.0024021
65 | 0.0026757 | 0.0006706
66 | 0.0017895 | 0.00044848
67 | 0.0053608 | 0.0013435
68 | 0.0054476 | 0.0013653
69 | 0.0022777 | 0.00057085
70 | 0.0022987 | 0.00057611
71 | 0.0018473 | 0.00046297
72 | 0.0022081 | 0.00055339
73 | 0.0012191 | 0.00030554
74 | 0.0098367 | 0.0024653
75 | 0.0010799 | 0.00027065
76 | 0.0019241 | 0.00048221
77 | 0.002178 | 0.00054585
78 | 0.0083442 | 0.0020913
79 | 0.0018595 | 0.00046603
80 | 0.0077707 | 0.0019475
81 | 0.0036708 | 0.00091998
82 | 0.0029019 | 0.00072729
83 | 0.00086758 | 0.00021744
84 | 0.0052425 | 0.0013139
85 | 0.0013901 | 0.00034838
86 | 0.0018847 | 0.00047234
87 | 0.0077231 | 0.0019356
88 | 0.0018597 | 0.00046609
89 | 0.0064995 | 0.0016289
90 | 0.0030017 | 0.00075229
91 | 0.0032705 | 0.00081967
92 | 0.0030516 | 0.00076481
93 | 0.0064554 | 0.0016179
94 | 0.0022251 | 0.00055766
95 | 0.0013632 | 0.00034165
96 | 0.002292 | 0.00057443
97 | 0.0046043 | 0.0011539
98 | 0.001778 | 0.00044562
99 | 0.0023729 | 0.00059469
100 | 0.0076822 | 0.0019253
101 | 0.0025418 | 0.00063704
102 | 0.0027244 | 0.00068279
103 | 0.0027682 | 0.00069379
104 | 0.0091971 | 0.002305
105 | 0.0082476 | 0.002067
106 | 0.0111 | 0.0027819
107 | 0.0048828 | 0.0012237
108 | 0.017802 | 0.0044615
109 | 0.0020307 | 0.00050893
110 | 0.0020711 | 0.00051906
111 | 0.0021848 | 0.00054756
112 | 0.00073133 | 0.00018329
113 | 0.0063322 | 0.001587
114 | 0.0029717 | 0.00074478
115 | 0.0022028 | 0.00055208
116 | 0.0023479 | 0.00058844
117 | 0.0070098 | 0.0017568
118 | 0.007624 | 0.0019108

## dtypes
| element | column | dtype
0 | bus | name | object
1 | bus | vn_kv | float64
2 | bus | type | object
3 | bus | zone | object
4 | bus | in_service | bool
5 | load | name | object
6 | load | bus | uint32
7 | load | p_mw | float64
8 | load | q_mvar | float64
9 | load | const_z_percent | float64
10 | load | const_i_percent | float64
11 | load | sn_mva | float64
12 | load | scaling | float64
13 | load | in_service | bool
14 | load | type | object
15 | ext_grid | name | object
16 | ext_grid | bus | uint32
17 | ext_grid | vm_pu | float64
18 | ext_grid | va_degree | float64
19 | ext_grid | slack_weight | float64
20 | ext_grid | in_service | bool
21 | line | name | object
22 | line | std_type | object
23 | line | from_bus | uint32
24 | line | to_bus | uint32
25 | line | length_km | float64
26 | line | r_ohm_per_km | float64
27 | line | x_ohm_per_km | float64
28 | line | c_nf_per_km | float64
29 | line | g_us_per_km | float64
30 | line | max_i_ka | float64
31 | line | df | float64
32 | line | parallel | uint32
33 | line | type | object
34 | line | in_service | bool
35 | trafo | name | object
36 | trafo | std_type | object
37 | trafo | hv_bus | uint32
38 | trafo | lv_bus | uint32
39 | trafo | sn_mva | float64
40 | trafo | vn_hv_kv | float64
41 | trafo | vn_lv_kv | float64
42 | trafo | vk_percent | float64
43 | trafo | vkr_percent | float64
44 | trafo | pfe_kw | float64
45 | trafo | i0_percent | float64
46 | trafo | shift_degree | float64
47 | trafo | tap_side | object
48 | trafo | tap_neutral | int32
49 | trafo | tap_min | int32
50 | trafo | tap_max | int32
51 | trafo | tap_step_percent | float64
52 | trafo | tap_step_degree | float64
53 | trafo | tap_pos | int32
54 | trafo | tap_phase_shifter | bool
55 | trafo | parallel | uint32
56 | trafo | df | float64
57 | trafo | in_service | bool
58 | line_geodata | coords | object
59 | bus_geodata | x | float64
60 | bus_geodata | y | float64
61 | bus_geodata | coords | object
62 | res_bus | vm_pu | float64
63 | res_bus | va_degree | float64
64 | res_bus | p_mw | float64
65 | res_bus | q_mvar | float64
66 | res_line | p_from_mw | float64
67 | res_line | q_from_mvar | float64
68 | res_line | p_to_mw | float64
69 | res_line | q_to_mvar | float64
70 | res_line | pl_mw | float64
71 | res_line | ql_mvar | float64
72 | res_line | i_from_ka | float64
73 | res_line | i_to_ka | float64
74 | res_line | i_ka | float64
75 | res_line | vm_from_pu | float64
76 | res_line | va_from_degree | float64
77 | res_line | vm_to_pu | float64
78 | res_line | va_to_degree | float64
79 | res_line | loading_percent | float64
80 | res_trafo | p_hv_mw | float64
81 | res_trafo | q_hv_mvar | float64
82 | res_trafo | p_lv_mw | float64
83 | res_trafo | q_lv_mvar | float64
84 | res_trafo | pl_mw | float64
85 | res_trafo | ql_mvar | float64
86 | res_trafo | i_hv_ka | float64
87 | res_trafo | i_lv_ka | float64
88 | res_trafo | vm_hv_pu | float64
89 | res_trafo | va_hv_degree | float64
90 | res_trafo | vm_lv_pu | float64
91 | res_trafo | va_lv_degree | float64
92 | res_trafo | loading_percent | float64
93 | res_ext_grid | p_mw | float64
94 | res_ext_grid | q_mvar | float64
95 | res_load | p_mw | float64
96 | res_load | q_mvar | float64

## parameters
| version | format_version | converged | OPF_converged | name | f_hz | sn_mva
0 | 2.14.6 | 2.14.0 | TRUE | FALSE |  | 50 | 1