## bus
| name | vn_kv | type | zone | in_service
0 | bus_LV_2586-9_0_3_node_0 | 0.4 | n |  | TRUE
1 | bus_LV_2586-9_0_3_node_1 | 0.4 | n |  | TRUE
2 | bus_LV_2586-9_0_3_node_2 | 0.4 | n |  | TRUE
3 | bus_LV_2586-9_0_3_node_3 | 0.4 | n |  | TRUE
4 | bus_LV_2586-9_0_3_node_4 | 0.4 | n |  | TRUE
5 | bus_LV_2586-9_0_3_node_5 | 0.4 | n |  | TRUE
6 | bus_LV_2586-9_0_3_node_57 | 0.4 | n |  | TRUE
7 | bus_LV_2586-9_0_3_node_73 | 0.4 | n |  | TRUE
8 | bus_LV_2586-9_0_3_node_91 | 0.4 | n |  | TRUE
9 | bus_LV_2586-9_0_3_node_20 | 0.4 | n |  | TRUE
10 | bus_LV_2586-9_0_3_node_95 | 0.4 | n |  | TRUE
11 | bus_LV_2586-9_0_3_node_55 | 0.4 | n |  | TRUE
12 | bus_LV_2586-9_0_3_node_72 | 0.4 | n |  | TRUE
13 | bus_LV_2586-9_0_3_node_90 | 0.4 | n |  | TRUE
14 | bus_LV_2586-9_0_3_node_18 | 0.4 | n |  | TRUE
15 | bus_LV_2586-9_0_3_node_94 | 0.4 | n |  | TRUE
16 | bus_LV_2586-9_0_3_node_6 | 0.4 | n |  | TRUE
17 | bus_LV_2586-9_0_3_node_7 | 0.4 | n |  | TRUE
18 | bus_LV_2586-9_0_3_node_8 | 0.4 | n |  | TRUE
19 | bus_LV_2586-9_0_3_node_9 | 0.4 | n |  | TRUE
20 | bus_LV_2586-9_0_3_node_10 | 0.4 | n |  | TRUE
21 | bus_LV_2586-9_0_3_node_102 | 0.4 | n |  | TRUE
22 | bus_LV_2586-9_0_3_node_126 | 0.4 | n |  | TRUE
23 | bus_LV_2586-9_0_3_node_16 | 0.4 | n |  | TRUE
24 | bus_LV_2586-9_0_3_node_11 | 0.4 | n |  | TRUE
25 | bus_LV_2586-9_0_3_node_12 | 0.4 | n |  | TRUE
26 | bus_LV_2586-9_0_3_node_13 | 0.4 | n |  | TRUE
27 | bus_LV_2586-9_0_3_node_14 | 0.4 | n |  | TRUE
28 | bus_LV_2586-9_0_3_node_68 | 0.4 | n |  | TRUE
29 | bus_LV_2586-9_0_3_node_70 | 0.4 | n |  | TRUE
30 | bus_LV_2586-9_0_3_node_69 | 0.4 | n |  | TRUE
31 | bus_LV_2586-9_0_3_node_71 | 0.4 | n |  | TRUE
32 | bus_LV_2586-9_0_3_node_99 | 0.4 | n |  | TRUE
33 | bus_LV_2586-9_0_3_node_100 | 0.4 | n |  | TRUE
34 | bus_LV_2586-9_0_3_node_17 | 0.4 | n |  | TRUE
35 | bus_LV_2586-9_0_3_node_21 | 0.4 | n |  | TRUE
36 | bus_LV_2586-9_0_3_node_22 | 0.4 | n |  | TRUE
37 | bus_LV_2586-9_0_3_node_23 | 0.4 | n |  | TRUE
38 | bus_LV_2586-9_0_3_node_24 | 0.4 | n |  | TRUE
39 | bus_LV_2586-9_0_3_node_25 | 0.4 | n |  | TRUE
40 | bus_LV_2586-9_0_3_node_27 | 0.4 | n |  | TRUE
41 | bus_LV_2586-9_0_3_node_98 | 0.4 | n |  | TRUE
42 | bus_LV_2586-9_0_3_node_26 | 0.4 | n |  | TRUE
43 | bus_LV_2586-9_0_3_node_118 | 0.4 | n |  | TRUE
44 | bus_LV_2586-9_0_3_node_122 | 0.4 | n |  | TRUE
45 | bus_LV_2586-9_0_3_node_97 | 0.4 | n |  | TRUE
46 | bus_LV_2586-9_0_3_node_117 | 0.4 | n |  | TRUE
47 | bus_LV_2586-9_0_3_node_111 | 0.4 | n |  | TRUE
48 | bus_LV_2586-9_0_3_node_116 | 0.4 | n |  | TRUE
49 | bus_LV_2586-9_0_3_node_28 | 0.4 | n |  | TRUE
50 | bus_LV_2586-9_0_3_node_29 | 0.4 | n |  | TRUE
51 | bus_LV_2586-9_0_3_node_30 | 0.4 | n |  | TRUE
52 | bus_LV_2586-9_0_3_node_31 | 0.4 | n |  | TRUE
53 | bus_LV_2586-9_0_3_node_32 | 0.4 | n |  | TRUE
54 | bus_LV_2586-9_0_3_node_105 | 0.4 | n |  | TRUE
55 | bus_LV_2586-9_0_3_node_106 | 0.4 | n |  | TRUE
56 | bus_LV_2586-9_0_3_node_84 | 0.4 | n |  | TRUE
57 | bus_LV_2586-9_0_3_node_33 | 0.4 | n |  | TRUE
58 | bus_LV_2586-9_0_3_node_34 | 0.4 | n |  | TRUE
59 | bus_LV_2586-9_0_3_node_35 | 0.4 | n |  | TRUE
60 | bus_LV_2586-9_0_3_node_36 | 0.4 | n |  | TRUE
61 | bus_LV_2586-9_0_3_node_37 | 0.4 | n |  | TRUE
62 | bus_LV_2586-9_0_3_node_38 | 0.4 | n |  | TRUE
63 | bus_LV_2586-9_0_3_node_88 | 0.4 | n |  | TRUE
64 | bus_LV_2586-9_0_3_node_86 | 0.4 | n |  | TRUE
65 | bus_LV_2586-9_0_3_node_87 | 0.4 | n |  | TRUE
66 | bus_LV_2586-9_0_3_node_39 | 0.4 | n |  | TRUE
67 | bus_LV_2586-9_0_3_node_41 | 0.4 | n |  | TRUE
68 | bus_LV_2586-9_0_3_node_40 | 0.4 | n |  | TRUE
69 | bus_LV_2586-9_0_3_node_42 | 0.4 | n |  | TRUE
70 | bus_LV_2586-9_0_3_node_43 | 0.4 | n |  | TRUE
71 | bus_LV_2586-9_0_3_node_44 | 0.4 | n |  | TRUE
72 | bus_LV_2586-9_0_3_node_45 | 0.4 | n |  | TRUE
73 | bus_LV_2586-9_0_3_node_46 | 0.4 | n |  | TRUE
74 | bus_LV_2586-9_0_3_node_47 | 0.4 | n |  | TRUE
75 | bus_LV_2586-9_0_3_node_48 | 0.4 | n |  | TRUE
76 | bus_LV_2586-9_0_3_node_49 | 0.4 | n |  | TRUE
77 | bus_LV_2586-9_0_3_node_59 | 0.4 | n |  | TRUE
78 | bus_LV_2586-9_0_3_node_83 | 0.4 | n |  | TRUE
79 | bus_LV_2586-9_0_3_node_89 | 0.4 | n |  | TRUE
80 | bus_LV_2586-9_0_3_node_60 | 0.4 | n |  | TRUE
81 | bus_LV_2586-9_0_3_node_50 | 0.4 | n |  | TRUE
82 | bus_LV_2586-9_0_3_node_51 | 0.4 | n |  | TRUE
83 | bus_LV_2586-9_0_3_node_52 | 0.4 | n |  | TRUE
84 | bus_LV_2586-9_0_3_node_53 | 0.4 | n |  | TRUE
85 | bus_LV_2586-9_0_3_node_54 | 0.4 | n |  | TRUE
86 | bus_LV_2586-9_0_3_node_58 | 0.4 | n |  | TRUE
87 | bus_LV_2586-9_0_3_node_80 | 0.4 | n |  | TRUE
88 | bus_LV_2586-9_0_3_node_76 | 0.4 | n |  | TRUE
89 | bus_LV_2586-9_0_3_node_56 | 0.4 | n |  | TRUE
90 | bus_LV_2586-9_0_3_node_78 | 0.4 | n |  | TRUE
91 | bus_LV_2586-9_0_3_node_61 | 0.4 | n |  | TRUE
92 | bus_LV_2586-9_0_3_node_62 | 0.4 | n |  | TRUE
93 | bus_LV_2586-9_0_3_node_103 | 0.4 | n |  | TRUE
94 | bus_LV_2586-9_0_3_node_74 | 0.4 | n |  | TRUE
95 | bus_LV_2586-9_0_3_node_104 | 0.4 | n |  | TRUE
96 | bus_LV_2586-9_0_3_node_75 | 0.4 | n |  | TRUE
97 | bus_LV_2586-9_0_3_node_63 | 0.4 | n |  | TRUE
98 | bus_LV_2586-9_0_3_node_64 | 0.4 | n |  | TRUE
99 | bus_LV_2586-9_0_3_node_65 | 0.4 | n |  | TRUE
100 | bus_LV_2586-9_0_3_node_66 | 0.4 | n |  | TRUE
101 | bus_LV_2586-9_0_3_node_67 | 0.4 | n |  | TRUE
102 | bus_LV_2586-9_0_3_node_96 | 0.4 | n |  | TRUE
103 | bus_LV_2586-9_0_3_node_123 | 0.4 | n |  | TRUE
104 | bus_LV_2586-9_0_3_node_120 | 0.4 | n |  | TRUE
105 | bus_LV_2586-9_0_3_node_110 | 0.4 | n |  | TRUE
106 | bus_LV_2586-9_0_3_node_101 | 0.4 | n |  | TRUE
107 | bus_LV_2586-9_0_3_node_108 | 0.4 | n |  | TRUE
108 | bus_LV_2586-9_0_3_node_77 | 0.4 | n |  | TRUE
109 | bus_LV_2586-9_0_3_node_79 | 0.4 | n |  | TRUE
110 | bus_LV_2586-9_0_3_node_81 | 0.4 | n |  | TRUE
111 | bus_LV_2586-9_0_3_node_82 | 0.4 | n |  | TRUE
112 | bus_LV_2586-9_0_3_node_85 | 0.4 | n |  | TRUE
113 | bus_LV_2586-9_0_3_node_107 | 0.4 | n |  | TRUE
114 | bus_LV_2586-9_0_3_node_109 | 0.4 | n |  | TRUE
115 | bus_LV_2586-9_0_3_node_112 | 0.4 | n |  | TRUE
116 | bus_LV_2586-9_0_3_node_113 | 0.4 | n |  | TRUE
117 | bus_LV_2586-9_0_3_node_114 | 0.4 | n |  | TRUE
118 | bus_LV_2586-9_0_3_node_115 | 0.4 | n |  | TRUE
119 | bus_LV_2586-9_0_3_node_119 | 0.4 | n |  | TRUE
120 | bus_MV_480_0_node_87 | 20 | n |  | TRUE

## load
| name | bus | p_mw | q_mvar | const_z_percent | const_i_percent | sn_mva | scaling | in_service | type
0 | LV_2586-9_0_3_load_0 | 0 | 0.0028413 | 0.00071209 | 0 | 0 |  | 1 | TRUE | wye
1 | LV_2586-9_0_3_load_1 | 1 | 0.0018142 | 0.00045468 | 0 | 0 |  | 1 | TRUE | wye
2 | LV_2586-9_0_3_load_4 | 4 | 0.0042391 | 0.0010624 | 0 | 0 |  | 1 | TRUE | wye
3 | LV_2586-9_0_3_load_5 | 5 | 0.0018683 | 0.00046824 | 0 | 0 |  | 1 | TRUE | wye
4 | LV_2586-9_0_3_load_57 | 6 | 0.0085698 | 0.0021478 | 0 | 0 |  | 1 | TRUE | wye
5 | LV_2586-9_0_3_load_73 | 7 | 0.002753 | 0.00068996 | 0 | 0 |  | 1 | TRUE | wye
6 | LV_2586-9_0_3_load_91 | 8 | 0.0019246 | 0.00048236 | 0 | 0 |  | 1 | TRUE | wye
7 | LV_2586-9_0_3_load_20 | 9 | 0.0018524 | 0.00046424 | 0 | 0 |  | 1 | TRUE | wye
8 | LV_2586-9_0_3_load_95 | 10 | 0.0018645 | 0.00046728 | 0 | 0 |  | 1 | TRUE | wye
9 | LV_2586-9_0_3_load_55 | 11 | 0.0024026 | 0.00060214 | 0 | 0 |  | 1 | TRUE | wye
10 | LV_2586-9_0_3_load_72 | 12 | 0.0033883 | 0.00084918 | 0 | 0 |  | 1 | TRUE | wye
11 | LV_2586-9_0_3_load_90 | 13 | 0.0022698 | 0.00056886 | 0 | 0 |  | 1 | TRUE | wye
12 | LV_2586-9_0_3_load_18 | 14 | 0.001622 | 0.00040651 | 0 | 0 |  | 1 | TRUE | wye
13 | LV_2586-9_0_3_load_94 | 15 | 0.0018732 | 0.00046946 | 0 | 0 |  | 1 | TRUE | wye
14 | LV_2586-9_0_3_load_6 | 16 | 0.007941 | 0.0019902 | 0 | 0 |  | 1 | TRUE | wye
15 | LV_2586-9_0_3_load_7 | 17 | 0.0035775 | 0.00089661 | 0 | 0 |  | 1 | TRUE | wye
16 | LV_2586-9_0_3_load_8 | 18 | 0.0045963 | 0.0011519 | 0 | 0 |  | 1 | TRUE | wye
17 | LV_2586-9_0_3_load_10 | 20 | 0.0039458 | 0.00098892 | 0 | 0 |  | 1 | TRUE | wye
18 | LV_2586-9_0_3_load_102 | 21 | 0.0031108 | 0.00077965 | 0 | 0 |  | 1 | TRUE | wye
19 | LV_2586-9_0_3_load_126 | 22 | 0.0021657 | 0.00054278 | 0 | 0 |  | 1 | TRUE | wye
20 | LV_2586-9_0_3_load_11 | 24 | 0.004456 | 0.0011168 | 0 | 0 |  | 1 | TRUE | wye
21 | LV_2586-9_0_3_load_13 | 26 | 0.002026 | 0.00050776 | 0 | 0 |  | 1 | TRUE | wye
22 | LV_2586-9_0_3_load_68 | 28 | 0.0034624 | 0.00086776 | 0 | 0 |  | 1 | TRUE | wye
23 | LV_2586-9_0_3_load_70 | 29 | 0.0047478 | 0.0011899 | 0 | 0 |  | 1 | TRUE | wye
24 | LV_2586-9_0_3_load_69 | 30 | 0.0031115 | 0.00077982 | 0 | 0 |  | 1 | TRUE | wye
25 | LV_2586-9_0_3_load_71 | 31 | 0.0036204 | 0.00090735 | 0 | 0 |  | 1 | TRUE | wye
26 | LV_2586-9_0_3_load_99 | 32 | 0.0098148 | 0.0024598 | 0 | 0 |  | 1 | TRUE | wye
27 | LV_2586-9_0_3_load_100 | 33 | 0.0065495 | 0.0016415 | 0 | 0 |  | 1 | TRUE | wye
28 | LV_2586-9_0_3_load_17 | 34 | 0.0016422 | 0.00041158 | 0 | 0 |  | 1 | TRUE | wye
29 | LV_2586-9_0_3_load_21 | 35 | 0.0043817 | 0.0010982 | 0 | 0 |  | 1 | TRUE | wye
30 | LV_2586-9_0_3_load_22 | 36 | 0.0044047 | 0.0011039 | 0 | 0 |  | 1 | TRUE | wye
31 | LV_2586-9_0_3_load_24 | 38 | 0.0027489 | 0.00068893 | 0 | 0 |  | 1 | TRUE | wye
32 | LV_2586-9_0_3_load_25 | 39 | 0.0043467 | 0.0010894 | 0 | 0 |  | 1 | TRUE | wye
33 | LV_2586-9_0_3_load_27 | 40 | 0.0018109 | 0.00045386 | 0 | 0 |  | 1 | TRUE | wye
34 | LV_2586-9_0_3_load_98 | 41 | 0.0018786 | 0.00047083 | 0 | 0 |  | 1 | TRUE | wye
35 | LV_2586-9_0_3_load_26 | 42 | 0.0045326 | 0.001136 | 0 | 0 |  | 1 | TRUE | wye
36 | LV_2586-9_0_3_load_118 | 43 | 0.0020164 | 0.00050535 | 0 | 0 |  | 1 | TRUE | wye
37 | LV_2586-9_0_3_load_97 | 45 | 0.003906 | 0.00097894 | 0 | 0 |  | 1 | TRUE | wye
38 | LV_2586-9_0_3_load_117 | 46 | 0.0020254 | 0.0005076 | 0 | 0 |  | 1 | TRUE | wye
39 | LV_2586-9_0_3_load_111 | 47 | 0.0051641 | 0.0012942 | 0 | 0 |  | 1 | TRUE | wye
40 | LV_2586-9_0_3_load_116 | 48 | 0.0032471 | 0.00081379 | 0 | 0 |  | 1 | TRUE | wye
41 | LV_2586-9_0_3_load_28 | 49 | 0.0021298 | 0.00053378 | 0 | 0 |  | 1 | TRUE | wye
42 | LV_2586-9_0_3_load_29 | 50 | 0.0019299 | 0.00048367 | 0 | 0 |  | 1 | TRUE | wye
43 | LV_2586-9_0_3_load_30 | 51 | 0.0011865 | 0.00029736 | 0 | 0 |  | 1 | TRUE | wye
44 | LV_2586-9_0_3_load_31 | 52 | 0.0012418 | 0.00031121 | 0 | 0 |  | 1 | TRUE | wye
45 | LV_2586-9_0_3_load_32 | 53 | 0.0018045 | 0.00045224 | 0 | 0 |  | 1 | TRUE | wye
46 | LV_2586-9_0_3_load_106 | 55 | 0.0027453 | 0.00068805 | 0 | 0 |  | 1 | TRUE | wye
47 | LV_2586-9_0_3_load_84 | 56 | 0.0018567 | 0.00046534 | 0 | 0 |  | 1 | TRUE | wye
48 | LV_2586-9_0_3_load_33 | 57 | 0.0032024 | 0.0008026 | 0 | 0 |  | 1 | TRUE | wye
49 | LV_2586-9_0_3_load_34 | 58 | 0.0018551 | 0.00046493 | 0 | 0 |  | 1 | TRUE | wye
50 | LV_2586-9_0_3_load_36 | 60 | 0.00188 | 0.00047118 | 0 | 0 |  | 1 | TRUE | wye
51 | LV_2586-9_0_3_load_38 | 62 | 0.0024529 | 0.00061475 | 0 | 0 |  | 1 | TRUE | wye
52 | LV_2586-9_0_3_load_88 | 63 | 0.0064848 | 0.0016252 | 0 | 0 |  | 1 | TRUE | wye
53 | LV_2586-9_0_3_load_86 | 64 | 0.0015349 | 0.00038468 | 0 | 0 |  | 1 | TRUE | wye
54 | LV_2586-9_0_3_load_87 | 65 | 0.0019557 | 0.00049014 | 0 | 0 |  | 1 | TRUE | wye
55 | LV_2586-9_0_3_load_39 | 66 | 0.0019829 | 0.00049695 | 0 | 0 |  | 1 | TRUE | wye
56 | LV_2586-9_0_3_load_40 | 68 | 0.0042595 | 0.0010675 | 0 | 0 |  | 1 | TRUE | wye
57 | LV_2586-9_0_3_load_42 | 69 | 0.0040841 | 0.0010236 | 0 | 0 |  | 1 | TRUE | wye
58 | LV_2586-9_0_3_load_43 | 70 | 0.0019192 | 0.00048098 | 0 | 0 |  | 1 | TRUE | wye
59 | LV_2586-9_0_3_load_44 | 71 | 0.002279 | 0.00057117 | 0 | 0 |  | 1 | TRUE | wye
60 | LV_2586-9_0_3_load_45 | 72 | 0.0028802 | 0.00072184 | 0 | 0 |  | 1 | TRUE | wye
61 | LV_2586-9_0_3_load_46 | 73 | 0.0044487 | 0.001115 | 0 | 0 |  | 1 | TRUE | wye
62 | LV_2586-9_0_3_load_47 | 74 | 0.0028847 | 0.00072298 | 0 | 0 |  | 1 | TRUE | wye
63 | LV_2586-9_0_3_load_49 | 76 | 0.0029582 | 0.0007414 | 0 | 0 |  | 1 | TRUE | wye
64 | LV_2586-9_0_3_load_59 | 77 | 0.0014486 | 0.00036305 | 0 | 0 |  | 1 | TRUE | wye
65 | LV_2586-9_0_3_load_83 | 78 | 0.0022534 | 0.00056477 | 0 | 0 |  | 1 | TRUE | wye
66 | LV_2586-9_0_3_load_89 | 79 | 0.0023836 | 0.00059739 | 0 | 0 |  | 1 | TRUE | wye
67 | LV_2586-9_0_3_load_50 | 81 | 0.0017534 | 0.00043943 | 0 | 0 |  | 1 | TRUE | wye
68 | LV_2586-9_0_3_load_51 | 82 | 0.0021125 | 0.00052943 | 0 | 0 |  | 1 | TRUE | wye
69 | LV_2586-9_0_3_load_52 | 83 | 0.001762 | 0.00044161 | 0 | 0 |  | 1 | TRUE | wye
70 | LV_2586-9_0_3_load_53 | 84 | 0.002154 | 0.00053984 | 0 | 0 |  | 1 | TRUE | wye
71 | LV_2586-9_0_3_load_54 | 85 | 0.0017871 | 0.0004479 | 0 | 0 |  | 1 | TRUE | wye
72 | LV_2586-9_0_3_load_76 | 88 | 0.01408 | 0.0035289 | 0 | 0 |  | 1 | TRUE | wye
73 | LV_2586-9_0_3_load_56 | 89 | 0.0086396 | 0.0021653 | 0 | 0 |  | 1 | TRUE | wye
74 | LV_2586-9_0_3_load_78 | 90 | 0.007895 | 0.0019787 | 0 | 0 |  | 1 | TRUE | wye
75 | LV_2586-9_0_3_load_62 | 92 | 0.0032664 | 0.00081865 | 0 | 0 |  | 1 | TRUE | wye
76 | LV_2586-9_0_3_load_103 | 93 | 0.0014591 | 0.00036569 | 0 | 0 |  | 1 | TRUE | wye
77 | LV_2586-9_0_3_load_74 | 94 | 0.0032067 | 0.00080366 | 0 | 0 |  | 1 | TRUE | wye
78 | LV_2586-9_0_3_load_104 | 95 | 0.0013908 | 0.00034856 | 0 | 0 |  | 1 | TRUE | wye
79 | LV_2586-9_0_3_load_75 | 96 | 0.0084167 | 0.0021094 | 0 | 0 |  | 1 | TRUE | wye
80 | LV_2586-9_0_3_load_63 | 97 | 0.0017712 | 0.0004439 | 0 | 0 |  | 1 | TRUE | wye
81 | LV_2586-9_0_3_load_64 | 98 | 0.0017669 | 0.00044282 | 0 | 0 |  | 1 | TRUE | wye
82 | LV_2586-9_0_3_load_65 | 99 | 0.00176 | 0.00044109 | 0 | 0 |  | 1 | TRUE | wye
83 | LV_2586-9_0_3_load_66 | 100 | 0.0020185 | 0.00050588 | 0 | 0 |  | 1 | TRUE | wye
84 | LV_2586-9_0_3_load_67 | 101 | 0.0015664 | 0.00039259 | 0 | 0 |  | 1 | TRUE | wye
85 | LV_2586-9_0_3_load_96 | 102 | 0.0030062 | 0.00075341 | 0 | 0 |  | 1 | TRUE | wye
86 | LV_2586-9_0_3_load_101 | 106 | 0.0043777 | 0.0010972 | 0 | 0 |  | 1 | TRUE | wye
87 | LV_2586-9_0_3_load_108 | 107 | 0.0034983 | 0.00087674 | 0 | 0 |  | 1 | TRUE | wye
88 | LV_2586-9_0_3_load_77 | 108 | 0.0084414 | 0.0021156 | 0 | 0 |  | 1 | TRUE | wye
89 | LV_2586-9_0_3_load_81 | 110 | 0.0084462 | 0.0021168 | 0 | 0 |  | 1 | TRUE | wye
90 | LV_2586-9_0_3_load_82 | 111 | 0.0014961 | 0.00037496 | 0 | 0 |  | 1 | TRUE | wye
91 | LV_2586-9_0_3_load_85 | 112 | 0.0015322 | 0.00038399 | 0 | 0 |  | 1 | TRUE | wye
92 | LV_2586-9_0_3_load_107 | 113 | 0.0072431 | 0.0018153 | 0 | 0 |  | 1 | TRUE | wye
93 | LV_2586-9_0_3_load_109 | 114 | 0.0050874 | 0.001275 | 0 | 0 |  | 1 | TRUE | wye
94 | LV_2586-9_0_3_load_112 | 115 | 0.0021024 | 0.00052692 | 0 | 0 |  | 1 | TRUE | wye
95 | LV_2586-9_0_3_load_113 | 116 | 0.0061027 | 0.0015295 | 0 | 0 |  | 1 | TRUE | wye
96 | LV_2586-9_0_3_load_114 | 117 | 0.0079601 | 0.001995 | 0 | 0 |  | 1 | TRUE | wye
97 | LV_2586-9_0_3_load_115 | 118 | 0.0063311 | 0.0015867 | 0 | 0 |  | 1 | TRUE | wye
98 | LV_2586-9_0_3_load_119 | 119 | 0.0061871 | 0.0015506 | 0 | 0 |  | 1 | TRUE | wye

## ext_grid
| name | bus | vm_pu | va_degree | slack_weight | in_service
0 |  | 36 | 1 | 0 | 1 | TRUE

## line
| name | std_type | from_bus | to_bus | length_km | r_ohm_per_km | x_ohm_per_km | c_nf_per_km | g_us_per_km | max_i_ka | df | parallel | type | in_service
0 | LV_2586-9_0_3_line_0 |  | 0 | 1 | 0.0016819 | 0.125 | 0.08 | 261 | 0 | 0.364 | 1 | 1 | cs | TRUE
1 | LV_2586-9_0_3_line_1 |  | 0 | 2 | 0.014422 | 0.125 | 0.08 | 261 | 0 | 0.364 | 1 | 1 | cs | TRUE
2 | LV_2586-9_0_3_line_2 |  | 1 | 3 | 0.030731 | 0.125 | 0.08 | 261 | 0 | 0.364 | 1 | 1 | cs | TRUE
3 | LV_2586-9_0_3_line_3 |  | 2 | 4 | 0.005128 | 0.125 | 0.08 | 261 | 0 | 0.364 | 1 | 1 | cs | TRUE
4 | LV_2586-9_0_3_line_4 |  | 2 | 5 | 0.012412 | 0.125 | 0.08 | 261 | 0 | 0.364 | 1 | 1 | cs | TRUE
5 | LV_2586-9_0_3_line_5 |  | 3 | 6 | 0.019202 | 0.125 | 0.08 | 261 | 0 | 0.364 | 1 | 1 | cs | TRUE
6 | LV_2586-9_0_3_line_6 |  | 3 | 7 | 0.011488 | 0.125 | 0.08 | 261 | 0 | 0.364 | 1 | 1 | cs | TRUE
7 | LV_2586-9_0_3_line_7 |  | 3 | 8 | 0.024224 | 0.125 | 0.08 | 261 | 0 | 0.364 | 1 | 1 | cs | TRUE
8 | LV_2586-9_0_3_line_8 |  | 4 | 9 | 0.01824 | 0.125 | 0.08 | 261 | 0 | 0.364 | 1 | 1 | cs | TRUE
9 | LV_2586-9_0_3_line_9 |  | 5 | 10 | 0.0183 | 0.125 | 0.08 | 261 | 0 | 0.364 | 1 | 1 | cs | TRUE
10 | LV_2586-9_0_3_line_10 |  | 6 | 11 | 0.00079328 | 0.125 | 0.08 | 261 | 0 | 0.364 | 1 | 1 | cs | TRUE
11 | LV_2586-9_0_3_line_11 |  | 7 | 12 | 1.4436e-05 | 0.125 | 0.08 | 261 | 0 | 0.364 | 1 | 1 | cs | TRUE
12 | LV_2586-9_0_3_line_12 |  | 8 | 13 | 0.0065327 | 0.125 | 0.08 | 261 | 0 | 0.364 | 1 | 1 | cs | TRUE
13 | LV_2586-9_0_3_line_13 |  | 9 | 14 | 0.02912 | 0.125 | 0.08 | 261 | 0 | 0.364 | 1 | 1 | cs | TRUE
14 | LV_2586-9_0_3_line_14 |  | 10 | 15 | 0.0069259 | 0.125 | 0.08 | 261 | 0 | 0.364 | 1 | 1 | cs | TRUE
15 | LV_2586-9_0_3_line_15 |  | 11 | 89 | 0.034584 | 0.125 | 0.08 | 261 | 0 | 0.364 | 1 | 1 | cs | TRUE
16 | LV_2586-9_0_3_line_16 |  | 12 | 38 | 0.0080574 | 0.125 | 0.08 | 261 | 0 | 0.364 | 1 | 1 | cs | TRUE
17 | LV_2586-9_0_3_line_17 |  | 13 | 79 | 0.0062862 | 0.125 | 0.08 | 261 | 0 | 0.364 | 1 | 1 | cs | TRUE
18 | LV_2586-9_0_3_line_18 |  | 14 | 34 | 9.5752e-05 | 0.125 | 0.08 | 261 | 0 | 0.364 | 1 | 1 | cs | TRUE
19 | LV_2586-9_0_3_line_19 |  | 15 | 60 | 0.020761 | 0.125 | 0.08 | 261 | 0 | 0.364 | 1 | 1 | cs | TRUE
20 | LV_2586-9_0_3_line_20 |  | 16 | 17 | 0.0030679 | 0.125 | 0.08 | 261 | 0 | 0.364 | 1 | 1 | cs | TRUE
21 | LV_2586-9_0_3_line_21 |  | 16 | 18 | 0.031202 | 0.125 | 0.08 | 261 | 0 | 0.364 | 1 | 1 | cs | TRUE
22 | LV_2586-9_0_3_line_22 |  | 17 | 19 | 0.025977 | 0.125 | 0.08 | 261 | 0 | 0.364 | 1 | 1 | cs | TRUE
23 | LV_2586-9_0_3_line_23 |  | 18 | 20 | 0.029135 | 0.125 | 0.08 | 261 | 0 | 0.364 | 1 | 1 | cs | TRUE
24 | LV_2586-9_0_3_line_24 |  | 19 | 21 | 0.023677 | 0.125 | 0.08 | 261 | 0 | 0.364 | 1 | 1 | cs | TRUE
25 | LV_2586-9_0_3_line_25 |  | 19 | 22 | 0.045274 | 0.125 | 0.08 | 261 | 0 | 0.364 | 1 | 1 | cs | TRUE
26 | LV_2586-9_0_3_line_26 |  | 21 | 23 | 0.032679 | 0.125 | 0.08 | 261 | 0 | 0.364 | 1 | 1 | cs | TRUE
27 | LV_2586-9_0_3_line_27 |  | 23 | 32 | 0.0075562 | 0.125 | 0.08 | 261 | 0 | 0.364 | 1 | 1 | cs | TRUE
28 | LV_2586-9_0_3_line_28 |  | 24 | 25 | 0.0061442 | 0.125 | 0.08 | 261 | 0 | 0.364 | 1 | 1 | cs | TRUE
29 | LV_2586-9_0_3_line_29 |  | 25 | 26 | 0.021179 | 0.125 | 0.08 | 261 | 0 | 0.364 | 1 | 1 | cs | TRUE
30 | LV_2586-9_0_3_line_30 |  | 25 | 27 | 0.021031 | 0.125 | 0.08 | 261 | 0 | 0.364 | 1 | 1 | cs | TRUE
31 | LV_2586-9_0_3_line_31 |  | 26 | 28 | 0.02138 | 0.125 | 0.08 | 261 | 0 | 0.364 | 1 | 1 | cs | TRUE
32 | LV_2586-9_0_3_line_32 |  | 27 | 29 | 0.0099137 | 0.125 | 0.08 | 261 | 0 | 0.364 | 1 | 1 | cs | TRUE
33 | LV_2586-9_0_3_line_33 |  | 28 | 30 | 0.0030836 | 0.125 | 0.08 | 261 | 0 | 0.364 | 1 | 1 | cs | TRUE
34 | LV_2586-9_0_3_line_34 |  | 29 | 31 | 0.019644 | 0.125 | 0.08 | 261 | 0 | 0.364 | 1 | 1 | cs | TRUE
35 | LV_2586-9_0_3_line_35 |  | 30 | 105 | 0.018572 | 0.125 | 0.08 | 261 | 0 | 0.364 | 1 | 1 | cs | TRUE
36 | LV_2586-9_0_3_line_36 |  | 31 | 69 | 0.00097012 | 0.125 | 0.08 | 261 | 0 | 0.364 | 1 | 1 | cs | TRUE
37 | LV_2586-9_0_3_line_37 |  | 32 | 33 | 0.011731 | 0.125 | 0.08 | 261 | 0 | 0.364 | 1 | 1 | cs | TRUE
38 | LV_2586-9_0_3_line_38 |  | 33 | 106 | 0.031688 | 0.125 | 0.08 | 261 | 0 | 0.364 | 1 | 1 | cs | TRUE
39 | LV_2586-9_0_3_line_39 |  | 35 | 36 | 0.00023324 | 0.125 | 0.08 | 261 | 0 | 0.364 | 1 | 2 | cs | TRUE
40 | LV_2586-9_0_3_line_40 |  | 35 | 37 | 0.031343 | 0.125 | 0.08 | 261 | 0 | 0.364 | 1 | 2 | cs | TRUE
41 | LV_2586-9_0_3_line_41 |  | 36 | 38 | 0.021604 | 0.125 | 0.08 | 261 | 0 | 0.364 | 1 | 1 | cs | TRUE
42 | LV_2586-9_0_3_line_42 |  | 37 | 39 | 0.027413 | 0.125 | 0.08 | 261 | 0 | 0.364 | 1 | 1 | cs | TRUE
43 | LV_2586-9_0_3_line_43 |  | 37 | 40 | 0.0099322 | 0.125 | 0.08 | 261 | 0 | 0.364 | 1 | 2 | cs | TRUE
44 | LV_2586-9_0_3_line_44 |  | 39 | 41 | 0.0011726 | 0.125 | 0.08 | 261 | 0 | 0.364 | 1 | 1 | cs | TRUE
45 | LV_2586-9_0_3_line_45 |  | 40 | 44 | 0.011561 | 0.125 | 0.08 | 261 | 0 | 0.364 | 1 | 2 | cs | TRUE
46 | LV_2586-9_0_3_line_46 |  | 41 | 45 | 0.0068198 | 0.125 | 0.08 | 261 | 0 | 0.364 | 1 | 1 | cs | TRUE
47 | LV_2586-9_0_3_line_47 |  | 42 | 43 | 0.008354 | 0.125 | 0.08 | 261 | 0 | 0.364 | 1 | 1 | cs | TRUE
48 | LV_2586-9_0_3_line_48 |  | 43 | 46 | 0.0076741 | 0.125 | 0.08 | 261 | 0 | 0.364 | 1 | 1 | cs | TRUE
49 | LV_2586-9_0_3_line_49 |  | 44 | 47 | 0.018588 | 0.125 | 0.08 | 261 | 0 | 0.364 | 1 | 1 | cs | TRUE
50 | LV_2586-9_0_3_line_50 |  | 44 | 48 | 0.026911 | 0.125 | 0.08 | 261 | 0 | 0.364 | 1 | 1 | cs | TRUE
51 | LV_2586-9_0_3_line_51 |  | 45 | 70 | 0.01905 | 0.125 | 0.08 | 261 | 0 | 0.364 | 1 | 1 | cs | TRUE
52 | LV_2586-9_0_3_line_52 |  | 46 | 102 | 0.010375 | 0.125 | 0.08 | 261 | 0 | 0.364 | 1 | 1 | cs | TRUE
53 | LV_2586-9_0_3_line_53 |  | 47 | 114 | 0.011754 | 0.125 | 0.08 | 261 | 0 | 0.364 | 1 | 1 | cs | TRUE
54 | LV_2586-9_0_3_line_54 |  | 48 | 117 | 0.016328 | 0.125 | 0.08 | 261 | 0 | 0.364 | 1 | 1 | cs | TRUE
55 | LV_2586-9_0_3_line_55 |  | 49 | 50 | 0.0085257 | 0.125 | 0.08 | 261 | 0 | 0.364 | 1 | 1 | cs | TRUE
56 | LV_2586-9_0_3_line_56 |  | 49 | 51 | 0.004029 | 0.125 | 0.08 | 261 | 0 | 0.364 | 1 | 1 | cs | TRUE
57 | LV_2586-9_0_3_line_57 |  | 50 | 52 | 0.0079232 | 0.125 | 0.08 | 261 | 0 | 0.364 | 1 | 1 | cs | TRUE
58 | LV_2586-9_0_3_line_58 |  | 51 | 53 | 0.010774 | 0.125 | 0.08 | 261 | 0 | 0.364 | 1 | 1 | cs | TRUE
59 | LV_2586-9_0_3_line_59 |  | 52 | 54 | 0.011327 | 0.125 | 0.08 | 261 | 0 | 0.364 | 1 | 1 | cs | TRUE
60 | LV_2586-9_0_3_line_60 |  | 54 | 55 | 0.0092497 | 0.125 | 0.08 | 261 | 0 | 0.364 | 1 | 1 | cs | TRUE
61 | LV_2586-9_0_3_line_61 |  | 54 | 56 | 0.015226 | 0.125 | 0.08 | 261 | 0 | 0.364 | 1 | 1 | cs | TRUE
62 | LV_2586-9_0_3_line_62 |  | 55 | 71 | 0.017804 | 0.125 | 0.08 | 261 | 0 | 0.364 | 1 | 1 | cs | TRUE
63 | LV_2586-9_0_3_line_63 |  | 56 | 75 | 0.016594 | 0.125 | 0.08 | 261 | 0 | 0.364 | 1 | 1 | cs | TRUE
64 | LV_2586-9_0_3_line_64 |  | 57 | 58 | 0.024457 | 0.125 | 0.08 | 261 | 0 | 0.364 | 1 | 1 | cs | TRUE
65 | LV_2586-9_0_3_line_65 |  | 57 | 59 | 0.028303 | 0.125 | 0.08 | 261 | 0 | 0.364 | 1 | 1 | cs | TRUE
66 | LV_2586-9_0_3_line_66 |  | 58 | 60 | 0.007084 | 0.125 | 0.08 | 261 | 0 | 0.364 | 1 | 1 | cs | TRUE
67 | LV_2586-9_0_3_line_67 |  | 59 | 61 | 0.012798 | 0.125 | 0.08 | 261 | 0 | 0.364 | 1 | 1 | cs | TRUE
68 | LV_2586-9_0_3_line_68 |  | 59 | 62 | 0.014811 | 0.125 | 0.08 | 261 | 0 | 0.364 | 1 | 1 | cs | TRUE
69 | LV_2586-9_0_3_line_69 |  | 61 | 63 | 0.012574 | 0.125 | 0.08 | 261 | 0 | 0.364 | 1 | 1 | cs | TRUE
70 | LV_2586-9_0_3_line_70 |  | 61 | 64 | 0.01382 | 0.125 | 0.08 | 261 | 0 | 0.364 | 1 | 1 | cs | TRUE
71 | LV_2586-9_0_3_line_71 |  | 64 | 65 | 0.022982 | 0.125 | 0.08 | 261 | 0 | 0.364 | 1 | 1 | cs | TRUE
72 | LV_2586-9_0_3_line_72 |  | 66 | 67 | 0.0082207 | 0.125 | 0.08 | 261 | 0 | 0.364 | 1 | 1 | cs | TRUE
73 | LV_2586-9_0_3_line_73 |  | 67 | 70 | 0.013096 | 0.125 | 0.08 | 261 | 0 | 0.364 | 1 | 1 | cs | TRUE
74 | LV_2586-9_0_3_line_74 |  | 67 | 71 | 0.013509 | 0.125 | 0.08 | 261 | 0 | 0.364 | 1 | 1 | cs | TRUE
75 | LV_2586-9_0_3_line_75 |  | 68 | 69 | 0.02483 | 0.125 | 0.08 | 261 | 0 | 0.364 | 1 | 1 | cs | TRUE
76 | LV_2586-9_0_3_line_76 |  | 72 | 73 | 0.020977 | 0.125 | 0.08 | 261 | 0 | 0.364 | 1 | 1 | cs | TRUE
77 | LV_2586-9_0_3_line_77 |  | 72 | 74 | 0.0062498 | 0.125 | 0.08 | 261 | 0 | 0.364 | 1 | 1 | cs | TRUE
78 | LV_2586-9_0_3_line_78 |  | 73 | 75 | 0.013055 | 0.125 | 0.08 | 261 | 0 | 0.364 | 1 | 1 | cs | TRUE
79 | LV_2586-9_0_3_line_79 |  | 74 | 76 | 0.023709 | 0.125 | 0.08 | 261 | 0 | 0.364 | 1 | 1 | cs | TRUE
80 | LV_2586-9_0_3_line_80 |  | 76 | 77 | 0.018271 | 0.125 | 0.08 | 261 | 0 | 0.364 | 1 | 1 | cs | TRUE
81 | LV_2586-9_0_3_line_81 |  | 77 | 80 | 0.0085997 | 0.125 | 0.08 | 261 | 0 | 0.364 | 1 | 1 | cs | TRUE
82 | LV_2586-9_0_3_line_82 |  | 78 | 79 | 0.0051617 | 0.125 | 0.08 | 261 | 0 | 0.364 | 1 | 1 | cs | TRUE
83 | LV_2586-9_0_3_line_83 |  | 80 | 91 | 0.011945 | 0.125 | 0.08 | 261 | 0 | 0.364 | 1 | 1 | cs | TRUE
84 | LV_2586-9_0_3_line_84 |  | 80 | 92 | 0.014161 | 0.125 | 0.08 | 261 | 0 | 0.364 | 1 | 1 | cs | TRUE
85 | LV_2586-9_0_3_line_85 |  | 81 | 82 | 0.0050164 | 0.125 | 0.08 | 261 | 0 | 0.364 | 1 | 1 | cs | TRUE
86 | LV_2586-9_0_3_line_86 |  | 81 | 83 | 0.0049584 | 0.125 | 0.08 | 261 | 0 | 0.364 | 1 | 1 | cs | TRUE
87 | LV_2586-9_0_3_line_87 |  | 82 | 84 | 0.0050655 | 0.125 | 0.08 | 261 | 0 | 0.364 | 1 | 1 | cs | TRUE
88 | LV_2586-9_0_3_line_88 |  | 83 | 85 | 0.005083 | 0.125 | 0.08 | 261 | 0 | 0.364 | 1 | 1 | cs | TRUE
89 | LV_2586-9_0_3_line_89 |  | 84 | 86 | 0.0082403 | 0.125 | 0.08 | 261 | 0 | 0.364 | 1 | 1 | cs | TRUE
90 | LV_2586-9_0_3_line_90 |  | 85 | 87 | 0.0099314 | 0.125 | 0.08 | 261 | 0 | 0.364 | 1 | 1 | cs | TRUE
91 | LV_2586-9_0_3_line_91 |  | 86 | 88 | 0.027269 | 0.125 | 0.08 | 261 | 0 | 0.364 | 1 | 1 | cs | TRUE
92 | LV_2586-9_0_3_line_92 |  | 86 | 89 | 0.017075 | 0.125 | 0.08 | 261 | 0 | 0.364 | 1 | 1 | cs | TRUE
93 | LV_2586-9_0_3_line_93 |  | 87 | 90 | 0.023908 | 0.125 | 0.08 | 261 | 0 | 0.364 | 1 | 1 | cs | TRUE
94 | LV_2586-9_0_3_line_94 |  | 90 | 108 | 0.015493 | 0.125 | 0.08 | 261 | 0 | 0.364 | 1 | 1 | cs | TRUE
95 | LV_2586-9_0_3_line_95 |  | 91 | 93 | 0.014964 | 0.125 | 0.08 | 261 | 0 | 0.364 | 1 | 1 | cs | TRUE
96 | LV_2586-9_0_3_line_96 |  | 92 | 94 | 8.4927e-05 | 0.125 | 0.08 | 261 | 0 | 0.364 | 1 | 1 | cs | TRUE
97 | LV_2586-9_0_3_line_97 |  | 93 | 95 | 1.716e-05 | 0.125 | 0.08 | 261 | 0 | 0.364 | 1 | 1 | cs | TRUE
98 | LV_2586-9_0_3_line_98 |  | 94 | 96 | 0.032131 | 0.125 | 0.08 | 261 | 0 | 0.364 | 1 | 1 | cs | TRUE
99 | LV_2586-9_0_3_line_99 |  | 97 | 98 | 0.016819 | 0.125 | 0.08 | 261 | 0 | 0.364 | 1 | 1 | cs | TRUE
100 | LV_2586-9_0_3_line_100 |  | 97 | 99 | 0.0076673 | 0.125 | 0.08 | 261 | 0 | 0.364 | 1 | 1 | cs | TRUE
101 | LV_2586-9_0_3_line_101 |  | 98 | 100 | 0.0076673 | 0.125 | 0.08 | 261 | 0 | 0.364 | 1 | 1 | cs | TRUE
102 | LV_2586-9_0_3_line_102 |  | 99 | 101 | 5.9849e-05 | 0.125 | 0.08 | 261 | 0 | 0.364 | 1 | 1 | cs | TRUE
103 | LV_2586-9_0_3_line_103 |  | 100 | 102 | 0.0062899 | 0.125 | 0.08 | 261 | 0 | 0.364 | 1 | 1 | cs | TRUE
104 | LV_2586-9_0_3_line_104 |  | 101 | 103 | 0.010627 | 0.125 | 0.08 | 261 | 0 | 0.364 | 1 | 1 | cs | TRUE
105 | LV_2586-9_0_3_line_105 |  | 103 | 104 | 0.020527 | 0.125 | 0.08 | 261 | 0 | 0.364 | 1 | 1 | cs | TRUE
106 | LV_2586-9_0_3_line_106 |  | 104 | 119 | 0.0092396 | 0.125 | 0.08 | 261 | 0 | 0.364 | 1 | 1 | cs | TRUE
107 | LV_2586-9_0_3_line_107 |  | 105 | 106 | 0.010471 | 0.125 | 0.08 | 261 | 0 | 0.364 | 1 | 1 | cs | TRUE
108 | LV_2586-9_0_3_line_108 |  | 105 | 107 | 0.0068323 | 0.125 | 0.08 | 261 | 0 | 0.364 | 1 | 1 | cs | TRUE
109 | LV_2586-9_0_3_line_109 |  | 107 | 113 | 0.031907 | 0.125 | 0.08 | 261 | 0 | 0.364 | 1 | 1 | cs | TRUE
110 | LV_2586-9_0_3_line_110 |  | 108 | 109 | 0.0079346 | 0.125 | 0.08 | 261 | 0 | 0.364 | 1 | 1 | cs | TRUE
111 | LV_2586-9_0_3_line_111 |  | 109 | 110 | 0.014072 | 0.125 | 0.08 | 261 | 0 | 0.364 | 1 | 1 | cs | TRUE
112 | LV_2586-9_0_3_line_112 |  | 109 | 111 | 0.017521 | 0.125 | 0.08 | 261 | 0 | 0.364 | 1 | 1 | cs | TRUE
113 | LV_2586-9_0_3_line_113 |  | 110 | 112 | 0.003065 | 0.125 | 0.08 | 261 | 0 | 0.364 | 1 | 1 | cs | TRUE
114 | LV_2586-9_0_3_line_114 |  | 113 | 114 | 0.009115 | 0.125 | 0.08 | 261 | 0 | 0.364 | 1 | 1 | cs | TRUE
115 | LV_2586-9_0_3_line_115 |  | 115 | 116 | 0.022771 | 0.125 | 0.08 | 261 | 0 | 0.364 | 1 | 1 | cs | TRUE
116 | LV_2586-9_0_3_line_116 |  | 115 | 117 | 0.0099398 | 0.125 | 0.08 | 261 | 0 | 0.364 | 1 | 1 | cs | TRUE
117 | LV_2586-9_0_3_line_117 |  | 116 | 118 | 0.010754 | 0.125 | 0.08 | 261 | 0 | 0.364 | 1 | 1 | cs | TRUE
118 | LV_2586-9_0_3_line_118 |  | 118 | 119 | 0.0094396 | 0.125 | 0.08 | 261 | 0 | 0.364 | 1 | 1 | cs | TRUE

## trafo
| name | std_type | hv_bus | lv_bus | sn_mva | vn_hv_kv | vn_lv_kv | vk_percent | vkr_percent | pfe_kw | i0_percent | shift_degree | tap_side | tap_neutral | tap_min | tap_max | tap_step_percent | tap_step_degree | tap_pos | tap_phase_shifter | parallel | df | in_service
0 | LV_2586-9_0_3_trafo_22 | 0.63 MVA 20/0.4 kV | 120 | 36 | 0.63 | 20 | 0.4 | 6 | 1.206 | 1.65 | 0.2619 | 150 | hv | 0 | -2 | 2 | 2.5 | 0 | 0 | FALSE | 1 | 1 | TRUE

## line_geodata
| x0 | y0 | x1 | y1 | x2 | y2 | x3 | y3 | x4 | y4 | x5 | y5 | x6 | y6
0 | 2632920.1357 | 1243938.5475 | 2632919.7082 | 1243940.1741
1 | 2632923.8012 | 1243924.5991 | 2632920.1357 | 1243938.5475
2 | 2632911.8975 | 1243969.8957 | 2632919.7082 | 1243940.1741
3 | 2632923.8012 | 1243924.5991 | 2632925.1172 | 1243919.6429
4 | 2632923.8012 | 1243924.5991 | 2632935.8897 | 1243927.4153
5 | 2632911.8975 | 1243969.8957 | 2632930.5299 | 1243974.5397
6 | 2632911.8975 | 1243969.8957 | 2632900.8235 | 1243966.8408
7 | 2632911.8975 | 1243969.8957 | 2632910.8017 | 1243974.0034 | 2632905.7179 | 1243993.3178
8 | 2632925.1172 | 1243919.6429 | 2632925.4992 | 1243918.2044 | 2632929.6272 | 1243901.969
9 | 2632935.8897 | 1243927.4153 | 2632937.0991 | 1243927.6971 | 2632953.8111 | 1243931.1176
10 | 2632930.5299 | 1243974.5397 | 2632931.2996 | 1243974.7315
11 | 2632900.8235 | 1243966.8408 | 2632900.8096 | 1243966.8369
12 | 2632905.7179 | 1243993.3178 | 2632904.0551 | 1243999.6353
13 | 2632929.6272 | 1243901.969 | 2632934.2983 | 1243883.5976 | 2632936.9283 | 1243873.7794
14 | 2632960.5963 | 1243932.5064 | 2632953.8111 | 1243931.1176
15 | 2632931.2996 | 1243974.7315 | 2632934.8006 | 1243975.6041 | 2632956.9978 | 1243980.497 | 2632965.1076 | 1243981.9866
16 | 2632893.0423 | 1243964.6942 | 2632900.8096 | 1243966.8369
17 | 2632902.455 | 1244005.7144 | 2632904.0551 | 1243999.6353
18 | 2632936.9531 | 1243873.6869 | 2632936.9283 | 1243873.7794
19 | 2632980.9357 | 1243936.6694 | 2632960.5963 | 1243932.5064
20 | 2632726.2266 | 1243834.8181 | 2632723.1922 | 1243835.271
21 | 2632726.2266 | 1243834.8181 | 2632739.0971 | 1243832.8972 | 2632753.7973 | 1243829.7985 | 2632756.9329 | 1243829.3659
22 | 2632697.4999 | 1243839.1055 | 2632723.1922 | 1243835.271
23 | 2632756.9329 | 1243829.3659 | 2632774.1031 | 1243826.9975 | 2632785.8427 | 1243825.7797
24 | 2632697.4999 | 1243839.1055 | 2632697.9044 | 1243842.4988 | 2632698.3971 | 1243847.7049 | 2632698.5018 | 1243853.398 | 2632697.8997 | 1243862.7148
25 | 2632697.4999 | 1243839.1055 | 2632702.3499 | 1243794.0921
26 | 2632695.4977 | 1243895.2973 | 2632696.0979 | 1243890.5976 | 2632697.8997 | 1243862.7148
27 | 2632695.4977 | 1243895.2973 | 2632699.5974 | 1243894.5972 | 2632702.9846 | 1243894.3372
28 | 2632719.5993 | 1243966.0978 | 2632715.8995 | 1243961.1925
29 | 2632719.5993 | 1243966.0978 | 2632723.1009 | 1243964.2048 | 2632725.7039 | 1243962.1956 | 2632727.7991 | 1243959.1052 | 2632732.1956 | 1243949.9275
30 | 2632728.2976 | 1243985.2025 | 2632725.2008 | 1243976.7022 | 2632719.5993 | 1243966.0978
31 | 2632732.1956 | 1243949.9275 | 2632736.904 | 1243940.0986 | 2632741.2836 | 1243930.5755
32 | 2632728.2976 | 1243985.2025 | 2632732.1036 | 1243984.3007 | 2632738.1025 | 1243984.5005
33 | 2632742.572 | 1243927.774 | 2632741.2836 | 1243930.5755
34 | 2632738.1025 | 1243984.5005 | 2632738.1025 | 1243984.5005 | 2632746.8971 | 1243987.5065 | 2632756.5765 | 1243991.1715
35 | 2632751.3969 | 1243911.5045 | 2632747.2983 | 1243917.4969 | 2632742.572 | 1243927.774
36 | 2632757.4838 | 1243991.5151 | 2632756.5765 | 1243991.1715
37 | 2632702.9846 | 1243894.3372 | 2632707.301 | 1243894.0059 | 2632714.7003 | 1243893.8021 | 2632714.7003 | 1243893.8021
38 | 2632743.4052 | 1243904.7421 | 2632736.9 | 1243899.7059 | 2632732.9022 | 1243897.0044 | 2632728.399 | 1243895.5008 | 2632724.7994 | 1243894.6026 | 2632720.7987 | 1243893.8023 | 2632714.7003 | 1243893.8021
39 | 2632872.1712 | 1243959.1191 | 2632871.9454 | 1243959.0606
40 | 2632841.6022 | 1243951.2058 | 2632871.9454 | 1243959.0606
41 | 2632893.0423 | 1243964.6942 | 2632882.9012 | 1243961.8967 | 2632872.1712 | 1243959.1191
42 | 2632841.6022 | 1243951.2058 | 2632838.7983 | 1243962.1974 | 2632834.5416 | 1243977.6928
43 | 2632841.6022 | 1243951.2058 | 2632835.6027 | 1243951.1059 | 2632831.6837 | 1243950.788
44 | 2632834.231 | 1243978.8235 | 2632834.5416 | 1243977.6928
45 | 2632821.3639 | 1243945.9684 | 2632824.3975 | 1243948.0976 | 2632827.5015 | 1243949.8048 | 2632830.6024 | 1243950.7002 | 2632831.6837 | 1243950.788
46 | 2632832.4245 | 1243985.3996 | 2632834.231 | 1243978.8235
47 | 2632849.172 | 1243924.1363 | 2632851.3745 | 1243916.0779
48 | 2632853.3978 | 1243908.6754 | 2632851.3745 | 1243916.0779
49 | 2632821.3639 | 1243945.9684 | 2632817.3012 | 1243944.1003 | 2632809.7971 | 1243941.4016 | 2632804.0723 | 1243939.1766
50 | 2632821.3639 | 1243945.9684 | 2632828.4469 | 1243920.0059
51 | 2632832.4245 | 1243985.3996 | 2632827.3782 | 1244003.7689
52 | 2632853.3978 | 1243908.6754 | 2632854.1013 | 1243906.1014 | 2632856.0942 | 1243898.6572
53 | 2632793.2729 | 1243934.5454 | 2632800.8012 | 1243937.9052 | 2632804.0723 | 1243939.1766
54 | 2632828.4469 | 1243920.0059 | 2632832.7444 | 1243904.2536
55 | 2632853.1531 | 1244056.6278 | 2632855.7732 | 1244048.5148
56 | 2632853.1531 | 1244056.6278 | 2632851.9149 | 1244060.4619
57 | 2632855.7732 | 1244048.5148 | 2632856.0998 | 1244047.5036 | 2632858.2139 | 1244040.9768
58 | 2632848.6039 | 1244070.714 | 2632851.9149 | 1244060.4619
59 | 2632861.7043 | 1244030.2012 | 2632858.2139 | 1244040.9768
60 | 2632861.7043 | 1244030.2012 | 2632852.9922 | 1244027.0939
61 | 2632861.7043 | 1244030.2012 | 2632875.9893 | 1244035.4722
62 | 2632852.9922 | 1244027.0939 | 2632849.102 | 1244025.7064 | 2632836.2725 | 1244020.9767
63 | 2632890.5976 | 1244043.1027 | 2632887.4981 | 1244040.6062 | 2632879.5998 | 1244036.8045 | 2632875.9893 | 1244035.4722
64 | 2633011.9172 | 1243942.5842 | 2632987.8937 | 1243937.9995
65 | 2633038.9993 | 1243940.5044 | 2633036.5031 | 1243942.3028 | 2633033.6006 | 1243943.7988 | 2633030.4978 | 1243944.6043 | 2633026.4992 | 1243944.8044 | 2633014.101 | 1243943.001 | 2633011.9172 | 1243942.5842
66 | 2632980.9357 | 1243936.6694 | 2632981.0977 | 1243936.7025 | 2632987.8937 | 1243937.9995
67 | 2633038.9993 | 1243940.5044 | 2633046.2025 | 1243951.0958
68 | 2633038.9993 | 1243940.5044 | 2633034.0978 | 1243933.2058 | 2633030.7127 | 1243928.2291
69 | 2633046.2025 | 1243951.0958 | 2633053.3023 | 1243961.474
70 | 2633046.2025 | 1243951.0958 | 2633048.901 | 1243949.5987 | 2633051.8968 | 1243949.0039 | 2633056.6014 | 1243949.5971 | 2633059.3897 | 1243950.5229
71 | 2633059.3897 | 1243950.5229 | 2633077.1028 | 1243956.4045 | 2633081.2064 | 1243957.7477
72 | 2632823.5973 | 1244016.3038 | 2632815.8834 | 1244013.462
73 | 2632823.5973 | 1244016.3038 | 2632825.8037 | 1244009.5005 | 2632827.3782 | 1244003.7689
74 | 2632823.5973 | 1244016.3038 | 2632836.2725 | 1244020.9767
75 | 2632757.4838 | 1243991.5151 | 2632780.7046 | 1244000.3075
76 | 2632900.486 | 1244051.619 | 2632912.3002 | 1244062.2019 | 2632916.1077 | 1244065.6196
77 | 2632920.7585 | 1244069.7944 | 2632916.1077 | 1244065.6196
78 | 2632890.5976 | 1244043.1027 | 2632894.1035 | 1244045.9017 | 2632900.486 | 1244051.619
79 | 2632938.9584 | 1244084.9712 | 2632933.7021 | 1244080.9993 | 2632925.0002 | 1244073.6018 | 2632920.7585 | 1244069.7944
80 | 2632954.1277 | 1244095.1221 | 2632953.3035 | 1244094.7057 | 2632943.4998 | 1244088.4028 | 2632938.9584 | 1244084.9712
81 | 2632961.8035 | 1244099.0001 | 2632954.1277 | 1244095.1221
82 | 2632901.1411 | 1244010.7061 | 2632902.455 | 1244005.7144
83 | 2632961.8035 | 1244099.0001 | 2632972.9018 | 1244103.4979
84 | 2632961.8035 | 1244099.0001 | 2632964.3957 | 1244085.0782
85 | 2632995.1 | 1243986.7624 | 2633000.0757 | 1243987.3998
86 | 2633004.9925 | 1243988.0403 | 2633002.404 | 1243987.6981 | 2633000.0757 | 1243987.3998
87 | 2632995.1 | 1243986.7624 | 2632990.0756 | 1243986.1186
88 | 2633010.0317 | 1243988.7064 | 2633004.9925 | 1243988.0403
89 | 2632981.9021 | 1243985.0715 | 2632990.0756 | 1243986.1186
90 | 2633019.8774 | 1243990.0078 | 2633010.0317 | 1243988.7064
91 | 2632981.9021 | 1243985.0715 | 2632979.3882 | 1243999.578 | 2632977.6586 | 1244000.7914 | 2632975.9399 | 1244011.0822
92 | 2632981.9021 | 1243985.0715 | 2632965.1076 | 1243981.9866
93 | 2633019.8774 | 1243990.0078 | 2633016.2608 | 1244013.6404
94 | 2633011.7269 | 1244026.1303 | 2633014.3098 | 1244026.3892 | 2633016.2608 | 1244013.6404
95 | 2632972.9018 | 1244103.4979 | 2632971.8043 | 1244107.9058 | 2632970.1924 | 1244118.2022
96 | 2632964.4113 | 1244084.9947 | 2632964.3957 | 1244085.0782
97 | 2632970.1924 | 1244118.2022 | 2632970.1897 | 1244118.2191
98 | 2632964.4113 | 1244084.9947 | 2632970.231 | 1244053.7399 | 2632970.4052 | 1244053.4488
99 | 2632864.0529 | 1243868.9283 | 2632859.7036 | 1243885.1748
100 | 2632864.0529 | 1243868.9283 | 2632866.0357 | 1243861.5218
101 | 2632859.7036 | 1243885.1748 | 2632857.7208 | 1243892.5813
102 | 2632866.0357 | 1243861.5218 | 2632866.0512 | 1243861.464
103 | 2632857.7208 | 1243892.5813 | 2632856.0942 | 1243898.6572
104 | 2632868.401 | 1243851.1006 | 2632866.2006 | 1243860.9059 | 2632866.0512 | 1243861.464
105 | 2632868.401 | 1243851.1006 | 2632858.7 | 1243848.0005 | 2632850.9972 | 1243845.7009 | 2632849.1006 | 1243844.3006
106 | 2632849.1006 | 1243844.3006 | 2632846.6687 | 1243853.2144
107 | 2632751.3969 | 1243911.5045 | 2632744.8987 | 1243905.8984 | 2632743.4052 | 1243904.7421
108 | 2632751.3969 | 1243911.5045 | 2632757.1965 | 1243915.1163
109 | 2632785.027 | 1243930.664 | 2632775.8981 | 1243926.2047 | 2632766.7977 | 1243921.0956 | 2632757.1965 | 1243915.1163
110 | 2633010.6857 | 1244033.9962 | 2633011.7269 | 1244026.1303
111 | 2633010.6857 | 1244033.9962 | 2633010.1811 | 1244037.7736 | 2633008.0962 | 1244037.6397 | 2633006.5293 | 1244045.6601
112 | 2633010.6857 | 1244033.9962 | 2633018.5461 | 1244035.085 | 2633028.0263 | 1244033.6701
113 | 2633005.9417 | 1244048.6682 | 2633006.5293 | 1244045.6601
114 | 2632785.027 | 1243930.664 | 2632789.8029 | 1243932.9969 | 2632793.2729 | 1243934.5454
115 | 2632835.3605 | 1243894.6643 | 2632841.3537 | 1243872.6964
116 | 2632835.3605 | 1243894.6643 | 2632832.7444 | 1243904.2536
117 | 2632844.1843 | 1243862.3212 | 2632841.3537 | 1243872.6964
118 | 2632844.1843 | 1243862.3212 | 2632846.6687 | 1243853.2144

## bus_geodata
| x | y | coords
0 | 2632920.1357 | 1243938.5475
1 | 2632919.7082 | 1243940.1741
2 | 2632923.8012 | 1243924.5991
3 | 2632911.8975 | 1243969.8957
4 | 2632925.1172 | 1243919.6429
5 | 2632935.8897 | 1243927.4153
6 | 2632930.5299 | 1243974.5397
7 | 2632900.8235 | 1243966.8408
8 | 2632905.7179 | 1243993.3178
9 | 2632929.6272 | 1243901.969
10 | 2632953.8111 | 1243931.1176
11 | 2632931.2996 | 1243974.7315
12 | 2632900.8096 | 1243966.8369
13 | 2632904.0551 | 1243999.6353
14 | 2632936.9283 | 1243873.7794
15 | 2632960.5963 | 1243932.5064
16 | 2632726.2266 | 1243834.8181
17 | 2632723.1922 | 1243835.271
18 | 2632756.9329 | 1243829.3659
19 | 2632697.4999 | 1243839.1055
20 | 2632785.8427 | 1243825.7797
21 | 2632697.8997 | 1243862.7148
22 | 2632702.3499 | 1243794.0921
23 | 2632695.4977 | 1243895.2973
24 | 2632715.8995 | 1243961.1925
25 | 2632719.5993 | 1243966.0978
26 | 2632732.1956 | 1243949.9275
27 | 2632728.2976 | 1243985.2025
28 | 2632741.2836 | 1243930.5755
29 | 2632738.1025 | 1243984.5005
30 | 2632742.572 | 1243927.774
31 | 2632756.5765 | 1243991.1715
32 | 2632702.9846 | 1243894.3372
33 | 2632714.7003 | 1243893.8021
34 | 2632936.9531 | 1243873.6869
35 | 2632871.9454 | 1243959.0606
36 | 2632872.1712 | 1243959.119
37 | 2632841.6022 | 1243951.2058
38 | 2632893.0423 | 1243964.6942
39 | 2632834.5416 | 1243977.6928
40 | 2632831.6837 | 1243950.788
41 | 2632834.231 | 1243978.8235
42 | 2632849.172 | 1243924.1363
43 | 2632851.3745 | 1243916.0779
44 | 2632821.3639 | 1243945.9684
45 | 2632832.4245 | 1243985.3996
46 | 2632853.3978 | 1243908.6754
47 | 2632804.0723 | 1243939.1766
48 | 2632828.4469 | 1243920.0059
49 | 2632853.1531 | 1244056.6278
50 | 2632855.7732 | 1244048.5148
51 | 2632851.9149 | 1244060.4619
52 | 2632858.2139 | 1244040.9768
53 | 2632848.6039 | 1244070.714
54 | 2632861.7043 | 1244030.2012
55 | 2632852.9922 | 1244027.0939
56 | 2632875.9893 | 1244035.4722
57 | 2633011.9172 | 1243942.5842
58 | 2632987.8937 | 1243937.9995
59 | 2633038.9993 | 1243940.5044
60 | 2632980.9357 | 1243936.6694
61 | 2633046.2025 | 1243951.0958
62 | 2633030.7127 | 1243928.2291
63 | 2633053.3023 | 1243961.474
64 | 2633059.3897 | 1243950.5229
65 | 2633081.2064 | 1243957.7477
66 | 2632815.8834 | 1244013.462
67 | 2632823.5973 | 1244016.3038
68 | 2632780.7046 | 1244000.3075
69 | 2632757.4838 | 1243991.5151
70 | 2632827.3782 | 1244003.7689
71 | 2632836.2725 | 1244020.9767
72 | 2632916.1077 | 1244065.6196
73 | 2632900.486 | 1244051.619
74 | 2632920.7585 | 1244069.7944
75 | 2632890.5976 | 1244043.1027
76 | 2632938.9584 | 1244084.9712
77 | 2632954.1277 | 1244095.1221
78 | 2632901.1411 | 1244010.7061
79 | 2632902.455 | 1244005.7144
80 | 2632961.8035 | 1244099.0001
81 | 2633000.0757 | 1243987.3998
82 | 2632995.1 | 1243986.7624
83 | 2633004.9925 | 1243988.0403
84 | 2632990.0756 | 1243986.1186
85 | 2633010.0317 | 1243988.7064
86 | 2632981.9021 | 1243985.0715
87 | 2633019.8774 | 1243990.0078
88 | 2632975.9399 | 1244011.0822
89 | 2632965.1076 | 1243981.9866
90 | 2633016.2608 | 1244013.6404
91 | 2632972.9018 | 1244103.4979
92 | 2632964.3957 | 1244085.0782
93 | 2632970.1924 | 1244118.2022
94 | 2632964.4113 | 1244084.9947
95 | 2632970.1897 | 1244118.2191
96 | 2632970.4052 | 1244053.4488
97 | 2632864.0529 | 1243868.9283
98 | 2632859.7036 | 1243885.1748
99 | 2632866.0357 | 1243861.5218
100 | 2632857.7208 | 1243892.5813
101 | 2632866.0512 | 1243861.464
102 | 2632856.0942 | 1243898.6572
103 | 2632868.401 | 1243851.1006
104 | 2632849.1006 | 1243844.3006
105 | 2632751.3969 | 1243911.5045
106 | 2632743.4052 | 1243904.7421
107 | 2632757.1965 | 1243915.1163
108 | 2633011.7269 | 1244026.1303
109 | 2633010.6857 | 1244033.9962
110 | 2633006.5293 | 1244045.6601
111 | 2633028.0263 | 1244033.6701
112 | 2633005.9417 | 1244048.6682
113 | 2632785.027 | 1243930.664
114 | 2632793.2729 | 1243934.5454
115 | 2632835.3605 | 1243894.6643
116 | 2632841.3537 | 1243872.6964
117 | 2632832.7444 | 1243904.2536
118 | 2632844.1843 | 1243862.3212
119 | 2632846.6687 | 1243853.2144
120 | 2632872.1712 | 1243959.119

## line_std_types
| c_nf_per_km | r_ohm_per_km | x_ohm_per_km | max_i_ka | type | q_mm2 | alpha | voltage_rating
NAYY 4x50 SE | 210 | 0.642 | 0.083 | 0.142 | cs | 50 | 0.00403 | LV
NAYY 4x120 SE | 264 | 0.225 | 0.08 | 0.242 | cs | 120 | 0.00403 | LV
NAYY 4x150 SE | 261 | 0.208 | 0.08 | 0.27 | cs | 150 | 0.00403 | LV
NA2XS2Y 1x95 RM/25 12/20 kV | 216 | 0.313 | 0.132 | 0.252 | cs | 95 | 0.00403 | MV
NA2XS2Y 1x185 RM/25 12/20 kV | 273 | 0.161 | 0.117 | 0.362 | cs | 185 | 0.00403 | MV
NA2XS2Y 1x240 RM/25 12/20 kV | 304 | 0.122 | 0.112 | 0.421 | cs | 240 | 0.00403 | MV
NA2XS2Y 1x95 RM/25 6/10 kV | 315 | 0.313 | 0.123 | 0.249 | cs | 95 | 0.00403 | MV
NA2XS2Y 1x185 RM/25 6/10 kV | 406 | 0.161 | 0.11 | 0.358 | cs | 185 | 0.00403 | MV
NA2XS2Y 1x240 RM/25 6/10 kV | 456 | 0.122 | 0.105 | 0.416 | cs | 240 | 0.00403 | MV
NA2XS2Y 1x150 RM/25 12/20 kV | 250 | 0.206 | 0.116 | 0.319 | cs | 150 | 0.00403 | MV
NA2XS2Y 1x120 RM/25 12/20 kV | 230 | 0.253 | 0.119 | 0.283 | cs | 120 | 0.00403 | MV
NA2XS2Y 1x70 RM/25 12/20 kV | 190 | 0.443 | 0.132 | 0.22 | cs | 70 | 0.00403 | MV
NA2XS2Y 1x150 RM/25 6/10 kV | 360 | 0.206 | 0.11 | 0.315 | cs | 150 | 0.00403 | MV
NA2XS2Y 1x120 RM/25 6/10 kV | 340 | 0.253 | 0.113 | 0.28 | cs | 120 | 0.00403 | MV
NA2XS2Y 1x70 RM/25 6/10 kV | 280 | 0.443 | 0.123 | 0.217 | cs | 70 | 0.00403 | MV
N2XS(FL)2Y 1x120 RM/35 64/110 kV | 112 | 0.153 | 0.166 | 0.366 | cs | 120 | 0.00393 | HV
N2XS(FL)2Y 1x185 RM/35 64/110 kV | 125 | 0.099 | 0.156 | 0.457 | cs | 185 | 0.00393 | HV
N2XS(FL)2Y 1x240 RM/35 64/110 kV | 135 | 0.075 | 0.149 | 0.526 | cs | 240 | 0.00393 | HV
N2XS(FL)2Y 1x300 RM/35 64/110 kV | 144 | 0.06 | 0.144 | 0.588 | cs | 300 | 0.00393 | HV
15-AL1/3-ST1A 0.4 | 11 | 1.8769 | 0.35 | 0.105 | ol | 16 | 0.00403 | LV
24-AL1/4-ST1A 0.4 | 11.25 | 1.2012 | 0.335 | 0.14 | ol | 24 | 0.00403 | LV
48-AL1/8-ST1A 0.4 | 12.2 | 0.5939 | 0.3 | 0.21 | ol | 48 | 0.00403 | LV
94-AL1/15-ST1A 0.4 | 13.2 | 0.306 | 0.29 | 0.35 | ol | 94 | 0.00403 | LV
34-AL1/6-ST1A 10.0 | 9.7 | 0.8342 | 0.36 | 0.17 | ol | 34 | 0.00403 | MV
48-AL1/8-ST1A 10.0 | 10.1 | 0.5939 | 0.35 | 0.21 | ol | 48 | 0.00403 | MV
70-AL1/11-ST1A 10.0 | 10.4 | 0.4132 | 0.339 | 0.29 | ol | 70 | 0.00403 | MV
94-AL1/15-ST1A 10.0 | 10.75 | 0.306 | 0.33 | 0.35 | ol | 94 | 0.00403 | MV
122-AL1/20-ST1A 10.0 | 11.1 | 0.2376 | 0.323 | 0.41 | ol | 122 | 0.00403 | MV
149-AL1/24-ST1A 10.0 | 11.25 | 0.194 | 0.315 | 0.47 | ol | 149 | 0.00403 | MV
34-AL1/6-ST1A 20.0 | 9.15 | 0.8342 | 0.382 | 0.17 | ol | 34 | 0.00403 | MV
48-AL1/8-ST1A 20.0 | 9.5 | 0.5939 | 0.372 | 0.21 | ol | 48 | 0.00403 | MV
70-AL1/11-ST1A 20.0 | 9.7 | 0.4132 | 0.36 | 0.29 | ol | 70 | 0.00403 | MV
94-AL1/15-ST1A 20.0 | 10 | 0.306 | 0.35 | 0.35 | ol | 94 | 0.00403 | MV
122-AL1/20-ST1A 20.0 | 10.3 | 0.2376 | 0.344 | 0.41 | ol | 122 | 0.00403 | MV
149-AL1/24-ST1A 20.0 | 10.5 | 0.194 | 0.337 | 0.47 | ol | 149 | 0.00403 | MV
184-AL1/30-ST1A 20.0 | 10.75 | 0.1571 | 0.33 | 0.535 | ol | 184 | 0.00403 | MV
243-AL1/39-ST1A 20.0 | 11 | 0.1188 | 0.32 | 0.645 | ol | 243 | 0.00403 | MV
48-AL1/8-ST1A 110.0 | 8 | 0.5939 | 0.46 | 0.21 | ol | 48 | 0.00403 | HV
70-AL1/11-ST1A 110.0 | 8.4 | 0.4132 | 0.45 | 0.29 | ol | 70 | 0.00403 | HV
94-AL1/15-ST1A 110.0 | 8.65 | 0.306 | 0.44 | 0.35 | ol | 94 | 0.00403 | HV
122-AL1/20-ST1A 110.0 | 8.5 | 0.2376 | 0.43 | 0.41 | ol | 122 | 0.00403 | HV
149-AL1/24-ST1A 110.0 | 8.75 | 0.194 | 0.41 | 0.47 | ol | 149 | 0.00403 | HV
184-AL1/30-ST1A 110.0 | 8.8 | 0.1571 | 0.4 | 0.535 | ol | 184 | 0.00403 | HV
243-AL1/39-ST1A 110.0 | 9 | 0.1188 | 0.39 | 0.645 | ol | 243 | 0.00403 | HV
305-AL1/39-ST1A 110.0 | 9.2 | 0.0949 | 0.38 | 0.74 | ol | 305 | 0.00403 | HV
490-AL1/64-ST1A 110.0 | 9.75 | 0.059 | 0.37 | 0.96 | ol | 490 | 0.00403 | HV
679-AL1/86-ST1A 110.0 | 9.95 | 0.042 | 0.36 | 1.15 | ol | 679 | 0.00403 | HV
490-AL1/64-ST1A 220.0 | 10 | 0.059 | 0.285 | 0.96 | ol | 490 | 0.00403 | HV
679-AL1/86-ST1A 220.0 | 11.7 | 0.042 | 0.275 | 1.15 | ol | 679 | 0.00403 | HV
490-AL1/64-ST1A 380.0 | 11 | 0.059 | 0.253 | 0.96 | ol | 490 | 0.00403 | HV
679-AL1/86-ST1A 380.0 | 14.6 | 0.042 | 0.25 | 1.15 | ol | 679 | 0.00403 | HV

## trafo_std_types
| i0_percent | pfe_kw | vkr_percent | sn_mva | vn_lv_kv | vn_hv_kv | vk_percent | shift_degree | vector_group | tap_side | tap_neutral | tap_min | tap_max | tap_step_degree | tap_step_percent | tap_phase_shifter
160 MVA 380/110 kV | 0.06 | 60 | 0.25 | 160 | 110 | 380 | 12.2 | 0 | Yy0 | hv | 0 | -9 | 9 | 0 | 1.5 | FALSE
100 MVA 220/110 kV | 0.06 | 55 | 0.26 | 100 | 110 | 220 | 12 | 0 | Yy0 | hv | 0 | -9 | 9 | 0 | 1.5 | FALSE
63 MVA 110/20 kV | 0.04 | 22 | 0.32 | 63 | 20 | 110 | 18 | 150 | YNd5 | hv | 0 | -9 | 9 | 0 | 1.5 | FALSE
40 MVA 110/20 kV | 0.05 | 18 | 0.34 | 40 | 20 | 110 | 16.2 | 150 | YNd5 | hv | 0 | -9 | 9 | 0 | 1.5 | FALSE
25 MVA 110/20 kV | 0.07 | 14 | 0.41 | 25 | 20 | 110 | 12 | 150 | YNd5 | hv | 0 | -9 | 9 | 0 | 1.5 | FALSE
63 MVA 110/10 kV | 0.04 | 22 | 0.32 | 63 | 10 | 110 | 18 | 150 | YNd5 | hv | 0 | -9 | 9 | 0 | 1.5 | FALSE
40 MVA 110/10 kV | 0.05 | 18 | 0.34 | 40 | 10 | 110 | 16.2 | 150 | YNd5 | hv | 0 | -9 | 9 | 0 | 1.5 | FALSE
25 MVA 110/10 kV | 0.07 | 14 | 0.41 | 25 | 10 | 110 | 12 | 150 | YNd5 | hv | 0 | -9 | 9 | 0 | 1.5 | FALSE
0.25 MVA 20/0.4 kV | 0.32 | 0.8 | 1.44 | 0.25 | 0.4 | 20 | 6 | 150 | Yzn5 | hv | 0 | -2 | 2 | 0 | 2.5 | FALSE
0.4 MVA 20/0.4 kV | 0.3375 | 1.35 | 1.425 | 0.4 | 0.4 | 20 | 6 | 150 | Dyn5 | hv | 0 | -2 | 2 | 0 | 2.5 | FALSE
0.63 MVA 20/0.4 kV | 0.2619 | 1.65 | 1.206 | 0.63 | 0.4 | 20 | 6 | 150 | Dyn5 | hv | 0 | -2 | 2 | 0 | 2.5 | FALSE
0.25 MVA 10/0.4 kV | 0.24 | 0.6 | 1.2 | 0.25 | 0.4 | 10 | 4 | 150 | Dyn5 | hv | 0 | -2 | 2 | 0 | 2.5 | FALSE
0.4 MVA 10/0.4 kV | 0.2375 | 0.95 | 1.325 | 0.4 | 0.4 | 10 | 4 | 150 | Dyn5 | hv | 0 | -2 | 2 | 0 | 2.5 | FALSE
0.63 MVA 10/0.4 kV | 0.1873 | 1.18 | 1.0794 | 0.63 | 0.4 | 10 | 4 | 150 | Dyn5 | hv | 0 | -2 | 2 | 0 | 2.5 | FALSE

## trafo3w_std_types
| sn_hv_mva | sn_mv_mva | sn_lv_mva | vn_hv_kv | vn_mv_kv | vn_lv_kv | vk_hv_percent | vk_mv_percent | vk_lv_percent | vkr_hv_percent | vkr_mv_percent | vkr_lv_percent | pfe_kw | i0_percent | shift_mv_degree | shift_lv_degree | vector_group | tap_side | tap_neutral | tap_min | tap_max | tap_step_percent
63/25/38 MVA 110/20/10 kV | 63 | 25 | 38 | 110 | 20 | 10 | 10.4 | 10.4 | 10.4 | 0.28 | 0.32 | 0.35 | 35 | 0.89 | 0 | 0 | YN0yn0yn0 | hv | 0 | -10 | 10 | 1.2
63/25/38 MVA 110/10/10 kV | 63 | 25 | 38 | 110 | 10 | 10 | 10.4 | 10.4 | 10.4 | 0.28 | 0.32 | 0.35 | 35 | 0.89 | 0 | 0 | YN0yn0yn0 | hv | 0 | -10 | 10 | 1.2

## fuse_std_types
| fuse_type | i_rated_a | t_avg | t_min | t_total | x_avg | x_min | x_total
HV 100A | HV 100A | 100 | 0 | [10.0, 3.64, 0.854, 0.281, 0.1, 0.0531, 0.022, 0.01] | [10.0, 4.267, 1.21, 0.403, 0.1, 0.058, 0.022, 0.01] | 0 | [300.0, 350.0, 450.0, 550.0, 700.0, 850.0, 1200.0, 1752.0] | [600.0, 700.0, 900.0, 1150.0, 1665.0, 2000.0, 3000.0, 4313.0]
HV 10A | HV 10A | 10 | 0 | [10.0, 1675.0, 0.344, 0.156, 0.1, 0.0417, 0.0171, 0.01] | [10.0, 1.3, 0.3, 0.155, 0.1, 0.0555, 0.023, 0.01] | 0 | [30.0, 32.0, 35.0, 37.0, 39.0, 50.0, 70.0, 88.0] | [60.0, 70.0, 80.0, 87.0, 94.0, 110.0, 150.0, 216.0]
HV 125A | HV 125A | 125 | 0 | [10.0, 1.82, 0.344, 0.1, 0.0467, 0.0269, 0.01] | [10.0, 2.478, 0.426, 0.1, 0.0427, 0.0211, 0.01] | 0 | [375.0, 500.0, 700.0, 925.0, 1200.0, 1500.0, 2341.0] | [750.0, 1000.0, 1500.0, 2200.0, 3000.0, 4000.0, 5765.0]
HV 160A | HV 160A | 160 | 0 | [10.0, 4.15, 1.03, 0.198, 0.1, 0.051, 0.0172, 0.01] | [10.0, 2.3, 0.734, 0.274, 0.1, 0.046, 0.0177, 0.01] | 0 | [480.0, 550.0, 700.0, 1000.0, 1260.0, 1600.0, 2500.0, 3227.0] | [960.0, 1300.0, 1700.0, 2200.0, 2996.0, 4000.0, 6000.0, 7946.0]
HV 16A | HV 16A | 16 | 0 | [10.0, 0.352, 0.164, 0.1, 0.0649, 0.0342, 0.01] | [10.0, 2.34, 0.722, 0.181, 0.1, 0.055, 0.0296, 0.01] | 0 | [48.0, 60.0, 65.0, 71.0, 80.0, 100.0, 162.0] | [96.0, 110.0, 125.0, 150.0, 168.0, 200.0, 250.0, 398.0]
HV 200A | HV 200A | 200 | 0 | [10.0, 4.267, 1.21, 0.403, 0.1, 0.058, 0.022, 0.01] | [10.0, 3.73, 1.654, 0.328, 0.1, 0.0531, 0.019, 0.01] | 0 | [600.0, 700.0, 900.0, 1150.0, 1665.0, 2000.0, 3000.0, 4313.0] | [1200.0, 1500.0, 1800.0, 2700.0, 3960.0, 5000.0, 7500.0, 10620.0]
HV 20A | HV 20A | 20 | 0 | [10.0, 1.3, 0.3, 0.155, 0.1, 0.0555, 0.023, 0.01] | [10.0, 1.3, 0.161, 0.1, 0.0611, 0.0399, 0.0141, 0.01] | 0 | [60.0, 70.0, 80.0, 87.0, 94.0, 110.0, 150.0, 216.0] | [120.0, 150.0, 200.0, 223.0, 260.0, 300.0, 450.0, 532.0]
HV 25A | HV 25A | 25 | 0 | [10.0, 2.512, 0.833, 0.299, 0.1, 0.0372, 0.0223, 0.01] | [10.0, 3.125, 0.597, 0.198, 0.1, 0.0378, 0.022, 0.01] | 0 | [75.0, 82.0, 90.0, 100.0, 124.0, 170.0, 200.0, 289.0] | [150.0, 170.0, 210.0, 250.0, 294.0, 400.0, 500.0, 711.0]
HV 31.5A | HV 31.5A | 31.5 | 0 | [10.0, 2.34, 0.722, 0.181, 0.1, 0.055, 0.0296, 0.01] | [10.0, 2.84, 0.368, 0.164, 0.1, 0.0621, 0.0378, 0.0195, 0.01] | 0 | [95.0, 110.0, 125.0, 150.0, 165.0, 200.0, 250.0, 390.0] | [189.0, 220.0, 300.0, 350.0, 393.0, 450.0, 530.0, 700.0, 960.0]
HV 40A | HV 40A | 40 | 0 | [10.0, 1.3, 0.161, 0.1, 0.0611, 0.0399, 0.0141, 0.01] | [10.0, 2.05, 0.369, 0.198, 0.1, 0.051, 0.0298, 0.01] | 0 | [120.0, 150.0, 200.0, 223.0, 260.0, 300.0, 450.0, 532.0] | [240.0, 300.0, 400.0, 450.0, 530.0, 650.0, 800.0, 1311.0]
HV 50A | HV 50A | 50 | 0 | [10.0, 3.215, 0.597, 0.198, 0.1, 0.0378, 0.022, 0.01] | [10.0, 3.64, 0.854, 0.281, 0.1, 0.0531, 0.022, 0.01] | 0 | [150.0, 170.0, 210.0, 250.0, 294.0, 400.0, 500.0, 711.0] | [300.0, 350.0, 450.0, 550.0, 700.0, 850.0, 1200.0, 1752.0]
HV 6.3A | HV 6.3A | 6.3 | 0 | [10.0, 1.39, 0.344, 0.168, 0.1, 0.056, 0.0263, 0.01] | [10.0, 1.711, 0.516, 0.198, 0.1, 0.0634, 0.0303, 0.01] | 0 | [19.0, 19.5, 20.4, 20.8, 22.0, 25.0, 32.0, 48.0] | [38.0, 40.0, 43.0, 48.0, 53.0, 60.0, 75.0, 118.0]
HV 63A | HV 63A | 63 | 0 | [10.0, 2.84, 0.368, 0.164, 0.1, 0.0621, 0.0378, 0.0195, 0.01] | [10.0, 1.82, 0.344, 0.1, 0.0467, 0.0269, 0.01] | 0 | [189.0, 220.0, 300.0, 350.0, 393.0, 450.0, 530.0, 700.0, 961.0] | [378.0, 500.0, 700.0, 934.0, 1200.0, 1500.0, 2366.0]
HV 80A | HV 80A | 80 | 0 | [10.0, 2.05, 0.369, 0.198, 0.1, 0.051, 0.0298, 0.01] | [10.0, 4.15, 1.03, 0.198, 0.1, 0.051, 0.0172, 0.01] | 0 | [240.0, 300.0, 400.0, 450.0, 530.0, 650.0, 800.0, 1311.0] | [480.0, 550.0, 700.0, 1000.0, 1260.0, 1600.0, 2500.0, 3227.0]
Siemens NH-1-100 | Siemens NH-1-100 | 100 | [5400.0, 2000.0, 400.0, 20.0, 1.0, 0.2, 0.012, 0.004] | 0 | 0 | [150.0, 190.0, 250.0, 430.0, 900.0, 1250.0, 2700.0, 3600.0] | 0 | 0
Siemens NH-1-125 | Siemens NH-1-125 | 125 | [4800.0, 120.0, 7.0, 0.1, 0.004] | 0 | 0 | [180.0, 400.0, 740.0, 2000.0, 4250.0] | 0 | 0
Siemens NH-1-16 | Siemens NH-1-16 | 16 | [4000.0, 400.0, 2.0, 0.1, 0.04, 0.01] | 0 | 0 | [26.0, 35.0, 75.0, 150.0, 200.0, 300.0] | 0 | 0
Siemens NH-1-160 | Siemens NH-1-160 | 160 | [4800.0, 120.0, 7.0, 0.1, 0.004] | 0 | 0 | [210.0, 500.0, 900.0, 2300.0, 5000.0] | 0 | 0
Siemens NH-1-25 | Siemens NH-1-25 | 25 | [4000.0, 1000.0, 10.0, 0.2, 0.02, 0.01] | 0 | 0 | [40.0, 50.0, 100.0, 210.0, 400.0, 500.0] | 0 | 0
Siemens NH-1-50 | Siemens NH-1-50 | 50 | [4000.0, 40.0, 4.0, 1.0, 0.02, 0.01] | 0 | 0 | [86.0, 200.0, 300.0, 400.0, 1000.0, 1280.0] | 0 | 0
Siemens NH-1-63 | Siemens NH-1-63 | 63 | [4000.0, 100.0, 10.0, 2.0, 0.04, 0.01] | 0 | 0 | [100.0, 200.0, 300.0, 400.0, 1000.0, 1500.0] | 0 | 0
Siemens NH-1-80 | Siemens NH-1-80 | 80 | [4800.0, 120.0, 7.0, 0.1, 0.01] | 0 | 0 | [150.58, 250.0, 450.0, 1150.0, 2470.0] | 0 | 0
Siemens NH-2-1000 | Siemens NH-2-1000 | 1000 | [4800.0, 120.0, 7.0, 0.1, 0.004] | 0 | 0 | [1900.0, 3500.0, 8400.0, 24000.0, 52000.0] | 0 | 0
Siemens NH-2-200 | Siemens NH-2-200 | 200 | [4800.0, 120.0, 7.0, 0.1, 0.004] | 0 | 0 | [280.0, 650.0, 1200.0, 3000.0, 7000.0] | 0 | 0
Siemens NH-2-224 | Siemens NH-2-224 | 224 | [4800.0, 120.0, 7.0, 0.2, 0.04, 0.004] | 0 | 0 | [400.0, 750.0, 1453.0, 3025.0, 4315.0, 7600.0] | 0 | 0
Siemens NH-2-250 | Siemens NH-2-250 | 250 | [4800.0, 120.0, 7.0, 0.1, 0.004] | 0 | 0 | [450.0, 800.0, 1650.0, 4000.0, 8500.0] | 0 | 0
Siemens NH-2-315 | Siemens NH-2-315 | 315 | [4800.0, 120.0, 7.0, 0.1, 0.004] | 0 | 0 | [550.0, 920.0, 1900.0, 5000.0, 11000.0] | 0 | 0
Siemens NH-2-355 | Siemens NH-2-355 | 355 | [4800.0, 120.0, 6.0, 0.1, 0.004] | 0 | 0 | [650.0, 1116.27, 2350.0, 5840.0, 12790.0] | 0 | 0
Siemens NH-2-400 | Siemens NH-2-400 | 400 | [4800.0, 120.0, 7.0, 0.1, 0.004] | 0 | 0 | [720.0, 1350.0, 2800.0, 6500.0, 15000.0] | 0 | 0
Siemens NH-2-425 | Siemens NH-2-425 | 425 | [4800.0, 120.0, 7.0, 0.1, 0.004] | 0 | 0 | [850.0, 1500.0, 3050.0, 7500.0, 16500.0] | 0 | 0
Siemens NH-2-630 | Siemens NH-2-630 | 630 | [4800.0, 120.0, 7.0, 0.1, 0.004] | 0 | 0 | [1200.0, 2000.0, 4800.0, 12000.0, 26000.0] | 0 | 0

## res_bus
| vm_pu | va_degree | p_mw | q_mvar
0 | 0.99415 | -0.11215 | 0.0028413 | 0.00071209
1 | 0.99421 | -0.11105 | 0.0018142 | 0.00045468
2 | 0.9937 | -0.12089 | 0 | 0
3 | 0.9953 | -0.089942 | 0 | 0
4 | 0.99366 | -0.12173 | 0.0042391 | 0.0010624
5 | 0.99342 | -0.12636 | 0.0018683 | 0.00046824
6 | 0.99406 | -0.11399 | 0.0085698 | 0.0021478
7 | 0.99655 | -0.065939 | 0.002753 | 0.00068996
8 | 0.99511 | -0.093707 | 0.0019246 | 0.00048236
9 | 0.99357 | -0.12338 | 0.0018524 | 0.00046424
10 | 0.99303 | -0.13383 | 0.0018645 | 0.00046728
11 | 0.99401 | -0.11486 | 0.0024026 | 0.00060214
12 | 0.99655 | -0.065908 | 0.0033883 | 0.00084918
13 | 0.99507 | -0.094501 | 0.0022698 | 0.00056886
14 | 0.99349 | -0.12506 | 0.001622 | 0.00040651
15 | 0.9929 | -0.13643 | 0.0018732 | 0.00046946
16 | 0.98529 | -0.28344 | 0.007941 | 0.0019902
17 | 0.98533 | -0.28253 | 0.0035775 | 0.00089661
18 | 0.98504 | -0.28823 | 0.0045963 | 0.0011519
19 | 0.98581 | -0.27318 | 0 | 0
20 | 0.98494 | -0.29029 | 0.0039458 | 0.00098892
21 | 0.9863 | -0.26375 | 0.0031108 | 0.00077965
22 | 0.98572 | -0.27494 | 0.0021657 | 0.00054278
23 | 0.98706 | -0.24892 | 0 | 0
24 | 0.9878 | -0.23459 | 0.004456 | 0.0011168
25 | 0.98782 | -0.23411 | 0 | 0
26 | 0.98824 | -0.2261 | 0.002026 | 0.00050776
27 | 0.9875 | -0.24039 | 0 | 0
28 | 0.98869 | -0.21725 | 0.0034624 | 0.00086776
29 | 0.98735 | -0.24335 | 0.0047478 | 0.0011899
30 | 0.98877 | -0.21579 | 0.0031115 | 0.00077982
31 | 0.98713 | -0.24755 | 0.0036204 | 0.00090735
32 | 0.98724 | -0.24549 | 0.0098148 | 0.0024598
33 | 0.98762 | -0.23812 | 0.0065495 | 0.0016415
34 | 0.99348 | -0.12506 | 0.0016422 | 0.00041158
35 | 0.99998 | -0.00044114 | 0.0043817 | 0.0010982
36 | 1 | 0 | -0.34933 | -0.088246
37 | 0.99692 | -0.058706 | 0 | 0
38 | 0.99748 | -0.048242 | 0.0027489 | 0.00068893
39 | 0.99538 | -0.088356 | 0.0043467 | 0.0010894
40 | 0.99623 | -0.071872 | 0.0018109 | 0.00045386
41 | 0.99532 | -0.089536 | 0.0018786 | 0.00047083
42 | 0.99024 | -0.18765 | 0.0045326 | 0.001136
43 | 0.99027 | -0.18698 | 0.0020164 | 0.00050535
44 | 0.99544 | -0.087036 | 0 | 0
45 | 0.99497 | -0.09618 | 0.003906 | 0.00097894
46 | 0.99032 | -0.18609 | 0.0020254 | 0.0005076
47 | 0.99379 | -0.11876 | 0.0051641 | 0.0012942
48 | 0.99415 | -0.11187 | 0.0032471 | 0.00081379
49 | 0.99162 | -0.1609 | 0.0021298 | 0.00053378
50 | 0.99166 | -0.16012 | 0.0019299 | 0.00048367
51 | 0.99161 | -0.16111 | 0.0011865 | 0.00029736
52 | 0.99171 | -0.15913 | 0.0012418 | 0.00031121
53 | 0.99159 | -0.16146 | 0.0018045 | 0.00045224
54 | 0.99179 | -0.15747 | 0 | 0
55 | 0.99215 | -0.1505 | 0.0027453 | 0.00068805
56 | 0.99132 | -0.16671 | 0.0018567 | 0.00046534
57 | 0.99207 | -0.15251 | 0.0032024 | 0.0008026
58 | 0.99242 | -0.14574 | 0.0018551 | 0.00046493
59 | 0.99174 | -0.15874 | 0 | 0
60 | 0.99253 | -0.14355 | 0.00188 | 0.00047118
61 | 0.99163 | -0.161 | 0 | 0
62 | 0.99171 | -0.15938 | 0.0024529 | 0.00061475
63 | 0.99155 | -0.16245 | 0.0064848 | 0.0016252
64 | 0.99158 | -0.16186 | 0.0015349 | 0.00038468
65 | 0.99154 | -0.16266 | 0.0019557 | 0.00049014
66 | 0.99346 | -0.12518 | 0.0019829 | 0.00049695
67 | 0.99348 | -0.1249 | 0 | 0
68 | 0.98703 | -0.24959 | 0.0042595 | 0.0010675
69 | 0.98713 | -0.2477 | 0.0040841 | 0.0010236
70 | 0.99407 | -0.11345 | 0.0019192 | 0.00048098
71 | 0.99289 | -0.13624 | 0.002279 | 0.00057117
72 | 0.9899 | -0.19415 | 0.0028802 | 0.00072184
73 | 0.99044 | -0.18374 | 0.0044487 | 0.001115
74 | 0.98976 | -0.19694 | 0.0028847 | 0.00072298
75 | 0.99082 | -0.17624 | 0 | 0
76 | 0.98927 | -0.20628 | 0.0029582 | 0.0007414
77 | 0.98895 | -0.21253 | 0.0014486 | 0.00036305
78 | 0.99503 | -0.095219 | 0.0022534 | 0.00056477
79 | 0.99504 | -0.095014 | 0.0023836 | 0.00059739
80 | 0.98881 | -0.21525 | 0 | 0
81 | 0.9907 | -0.17876 | 0.0017534 | 0.00043943
82 | 0.99086 | -0.17581 | 0.0021125 | 0.00052943
83 | 0.99056 | -0.18152 | 0.001762 | 0.00044161
84 | 0.99102 | -0.17264 | 0.002154 | 0.00053984
85 | 0.99042 | -0.18419 | 0.0017871 | 0.0004479
86 | 0.9913 | -0.16717 | 0 | 0
87 | 0.99017 | -0.1891 | 0 | 0
88 | 0.99095 | -0.17399 | 0.01408 | 0.0035289
89 | 0.99211 | -0.1516 | 0.0086396 | 0.0021653
90 | 0.98956 | -0.20093 | 0.007895 | 0.0019787
91 | 0.98878 | -0.21586 | 0 | 0
92 | 0.98862 | -0.21901 | 0.0032664 | 0.00081865
93 | 0.98874 | -0.21662 | 0.0014591 | 0.00036569
94 | 0.98862 | -0.21903 | 0.0032067 | 0.00080366
95 | 0.98874 | -0.21662 | 0.0013908 | 0.00034856
96 | 0.98837 | -0.22385 | 0.0084167 | 0.0021094
97 | 0.9908 | -0.17677 | 0.0017712 | 0.0004439
98 | 0.99056 | -0.18136 | 0.0017669 | 0.00044282
99 | 0.99092 | -0.17444 | 0.00176 | 0.00044109
100 | 0.99047 | -0.18321 | 0.0020185 | 0.00050588
101 | 0.99092 | -0.17442 | 0.0015664 | 0.00039259
102 | 0.9904 | -0.18451 | 0.0030062 | 0.00075341
103 | 0.99112 | -0.17056 | 0 | 0
104 | 0.9915 | -0.16311 | 0 | 0
105 | 0.98927 | -0.20594 | 0 | 0
106 | 0.98883 | -0.21453 | 0.0043777 | 0.0010972
107 | 0.98975 | -0.19671 | 0.0034983 | 0.00087674
108 | 0.98928 | -0.20642 | 0.0084414 | 0.0021156
109 | 0.98919 | -0.20804 | 0 | 0
110 | 0.98907 | -0.21055 | 0.0084462 | 0.0021168
111 | 0.98917 | -0.20851 | 0.0014961 | 0.00037496
112 | 0.98906 | -0.21063 | 0.0015322 | 0.00038399
113 | 0.99208 | -0.15176 | 0.0072431 | 0.0018153
114 | 0.9928 | -0.13779 | 0.0050874 | 0.001275
115 | 0.99305 | -0.13327 | 0.0021024 | 0.00052692
116 | 0.99223 | -0.14901 | 0.0061027 | 0.0015295
117 | 0.99342 | -0.12603 | 0.0079601 | 0.001995
118 | 0.99191 | -0.1553 | 0.0063311 | 0.0015867
119 | 0.99168 | -0.15975 | 0.0061871 | 0.0015506
120 | 0.99998 | 149.9956 | 0 | 0

## res_line
| p_from_mw | q_from_mvar | p_to_mw | q_to_mvar | pl_mw | ql_mvar | i_from_ka | i_to_ka | i_ka | vm_from_pu | va_from_degree | vm_to_pu | va_to_degree | loading_percent
0 | -0.03722 | -0.0093451 | 0.037222 | 0.0093463 | 1.9579e-06 | 1.2312e-06 | 0.055716 | 0.055716 | 0.055716 | 0.99415 | -0.11215 | 0.99421 | -0.11105 | 15.3067
1 | 0.034379 | 0.008633 | -0.034365 | -0.008624 | 1.4324e-05 | 8.9802e-06 | 0.051464 | 0.051464 | 0.051464 | 0.99415 | -0.11215 | 0.9937 | -0.12089 | 14.1384
2 | -0.039037 | -0.009801 | 0.039076 | 0.0098258 | 3.9346e-05 | 2.4782e-05 | 0.058432 | 0.058431 | 0.058432 | 0.99421 | -0.11105 | 0.9953 | -0.089942 | 16.0526
3 | 0.0093567 | 0.0023447 | -0.0093564 | -0.0023446 | 3.7751e-07 | 1.7518e-07 | 0.014011 | 0.014011 | 0.014011 | 0.9937 | -0.12089 | 0.99366 | -0.12173 | 3.8492
4 | 0.025008 | 0.0062793 | -0.025002 | -0.0062752 | 6.5289e-06 | 4.0177e-06 | 0.037452 | 0.037453 | 0.037453 | 0.9937 | -0.12089 | 0.99342 | -0.12636 | 10.2891
5 | 0.071363 | 0.017995 | -0.071281 | -0.017943 | 8.2025e-05 | 5.2247e-05 | 0.10673 | 0.10673 | 0.10673 | 0.9953 | -0.089942 | 0.99406 | -0.11399 | 29.3211
6 | -0.11927 | -0.030035 | 0.11941 | 0.030123 | 0.00013705 | 8.7565e-05 | 0.17837 | 0.17837 | 0.17837 | 0.9953 | -0.089942 | 0.99655 | -0.065939 | 49.0018
7 | 0.0088335 | 0.0022141 | -0.0088319 | -0.0022134 | 1.5843e-06 | 6.9921e-07 | 0.013206 | 0.013207 | 0.013207 | 0.9953 | -0.089942 | 0.99511 | -0.093707 | 3.6282
8 | 0.0051173 | 0.0012821 | -0.0051169 | -0.0012821 | 4.0167e-07 | 2.0816e-08 | 0.007663 | 0.0076631 | 0.0076631 | 0.99366 | -0.12173 | 0.99357 | -0.12338 | 2.1053
9 | 0.023133 | 0.005807 | -0.023125 | -0.005802 | 8.2413e-06 | 5.0376e-06 | 0.034654 | 0.034654 | 0.034654 | 0.99342 | -0.12636 | 0.99303 | -0.13383 | 9.5204
10 | 0.062711 | 0.015795 | -0.062708 | -0.015794 | 2.623e-06 | 1.6684e-06 | 0.0939 | 0.0939 | 0.0939 | 0.99406 | -0.11399 | 0.99401 | -0.11486 | 25.7968
11 | -0.12216 | -0.030813 | 0.12216 | 0.030813 | 1.8026e-07 | 1.1519e-07 | 0.18248 | 0.18248 | 0.18248 | 0.99655 | -0.065939 | 0.99655 | -0.065908 | 50.1311
12 | 0.0069073 | 0.001731 | -0.006907 | -0.001731 | 2.6134e-07 | 8.2394e-08 | 0.010329 | 0.010329 | 0.010329 | 0.99511 | -0.093707 | 0.99507 | -0.094501 | 2.8375
13 | 0.0032645 | 0.00081788 | -0.0032642 | -0.00081809 | 2.6102e-07 | -2.1006e-07 | 0.0048889 | 0.0048891 | 0.0048891 | 0.99357 | -0.12338 | 0.99349 | -0.12506 | 1.3432
14 | 0.021261 | 0.0053347 | -0.021258 | -0.0053331 | 2.6364e-06 | 1.5977e-06 | 0.03186 | 0.03186 | 0.03186 | 0.99303 | -0.13383 | 0.9929 | -0.13643 | 8.7528
15 | 0.060306 | 0.015192 | -0.0602 | -0.015124 | 0.00010576 | 6.7238e-05 | 0.090304 | 0.090304 | 0.090304 | 0.99401 | -0.11486 | 0.99211 | -0.1516 | 24.8088
16 | -0.12555 | -0.031662 | 0.12566 | 0.03173 | 0.00010627 | 6.7906e-05 | 0.18754 | 0.18754 | 0.18754 | 0.99655 | -0.065908 | 0.99748 | -0.048242 | 51.521
17 | 0.0046372 | 0.0011621 | -0.0046371 | -0.0011621 | 1.1336e-07 | -9.1101e-09 | 0.0069344 | 0.0069344 | 0.0069344 | 0.99507 | -0.094501 | 0.99504 | -0.095014 | 1.9051
18 | 0.0016422 | 0.00041158 | -0.0016422 | -0.00041158 | 2.1815e-10 | -1.1016e-09 | 0.0024597 | 0.0024597 | 0.0024597 | 0.99349 | -0.12506 | 0.99348 | -0.12506 | 0.67574
19 | 0.019385 | 0.0048636 | -0.019378 | -0.0048597 | 6.5715e-06 | 3.9374e-06 | 0.029053 | 0.029053 | 0.029053 | 0.9929 | -0.13643 | 0.99253 | -0.14355 | 7.9816
20 | -0.016485 | -0.0041318 | 0.016486 | 0.0041322 | 7.1313e-07 | 4.1733e-07 | 0.024897 | 0.024897 | 0.024897 | 0.98529 | -0.28344 | 0.98533 | -0.28253 | 6.8398
21 | 0.0085445 | 0.0021416 | -0.0085425 | -0.0021407 | 1.9484e-06 | 8.4968e-07 | 0.012904 | 0.012904 | 0.012904 | 0.98529 | -0.28344 | 0.98504 | -0.28823 | 3.5452
22 | -0.020064 | -0.0050288 | 0.020073 | 0.0050342 | 8.9432e-06 | 5.3926e-06 | 0.0303 | 0.0303 | 0.0303 | 0.98533 | -0.28253 | 0.98581 | -0.27318 | 8.3241
23 | 0.0039462 | 0.0009888 | -0.0039458 | -0.00098892 | 3.8826e-07 | -1.2236e-07 | 0.0059611 | 0.0059613 | 0.0059613 | 0.98504 | -0.28823 | 0.98494 | -0.29029 | 1.6377
24 | -0.022239 | -0.0055765 | 0.022249 | 0.0055826 | 1.0005e-05 | 6.1013e-06 | 0.033569 | 0.033569 | 0.033569 | 0.98581 | -0.27318 | 0.9863 | -0.26375 | 9.2221
25 | 0.0021659 | 0.00054232 | -0.0021657 | -0.00054278 | 1.8145e-07 | -4.6105e-07 | 0.0032691 | 0.0032693 | 0.0032693 | 0.98581 | -0.27318 | 0.98572 | -0.27494 | 0.89816
26 | -0.025359 | -0.0063623 | 0.025377 | 0.0063734 | 1.794e-05 | 1.1064e-05 | 0.038262 | 0.038262 | 0.038262 | 0.9863 | -0.26375 | 0.98706 | -0.24892 | 10.5115
27 | -0.025377 | -0.0063734 | 0.025382 | 0.0063759 | 4.1482e-06 | 2.5583e-06 | 0.038262 | 0.038262 | 0.038262 | 0.98706 | -0.24892 | 0.98724 | -0.24549 | 10.5114
28 | -0.004456 | -0.0011168 | 0.0044561 | 0.0011168 | 1.0381e-07 | -1.2213e-08 | 0.0067125 | 0.0067125 | 0.0067125 | 0.9878 | -0.23459 | 0.98782 | -0.23411 | 1.8441
29 | -0.021178 | -0.0053107 | 0.021186 | 0.0053156 | 8.0833e-06 | 4.9021e-06 | 0.031903 | 0.031903 | 0.031903 | 0.98782 | -0.23411 | 0.98824 | -0.2261 | 8.7645
30 | 0.016722 | 0.0041939 | -0.016717 | -0.004191 | 5.0045e-06 | 2.9337e-06 | 0.02519 | 0.02519 | 0.02519 | 0.98782 | -0.23411 | 0.9875 | -0.24039 | 6.9204
31 | -0.023212 | -0.0058233 | 0.023222 | 0.0058293 | 9.7953e-06 | 5.995e-06 | 0.034953 | 0.034953 | 0.034953 | 0.98824 | -0.2261 | 0.98869 | -0.21725 | 9.6025
32 | 0.016717 | 0.004191 | -0.016715 | -0.0041896 | 2.359e-06 | 1.383e-06 | 0.02519 | 0.02519 | 0.02519 | 0.9875 | -0.24039 | 0.98735 | -0.24335 | 6.9204
33 | -0.026684 | -0.0066971 | 0.026686 | 0.0066982 | 1.8654e-06 | 1.1543e-06 | 0.040164 | 0.040164 | 0.040164 | 0.98869 | -0.21725 | 0.98877 | -0.21579 | 11.0341
34 | 0.011967 | 0.0029997 | -0.011964 | -0.0029984 | 2.3961e-06 | 1.2823e-06 | 0.018035 | 0.018035 | 0.018035 | 0.98735 | -0.24335 | 0.98713 | -0.24755 | 4.9547
35 | -0.029798 | -0.0074781 | 0.029812 | 0.0074868 | 1.4007e-05 | 8.7262e-06 | 0.044847 | 0.044847 | 0.044847 | 0.98877 | -0.21579 | 0.98927 | -0.20594 | 12.3205
36 | 0.008344 | 0.0020911 | -0.008344 | -0.002091 | 5.7553e-08 | 2.4432e-08 | 0.012578 | 0.012578 | 0.012578 | 0.98713 | -0.24755 | 0.98713 | -0.2477 | 3.4554
37 | -0.035196 | -0.0088357 | 0.035209 | 0.0088435 | 1.2383e-05 | 7.7751e-06 | 0.053055 | 0.053055 | 0.053055 | 0.98724 | -0.24549 | 0.98762 | -0.23812 | 14.5756
38 | -0.041758 | -0.010485 | 0.041805 | 0.010515 | 4.7048e-05 | 2.9705e-05 | 0.062923 | 0.062923 | 0.062923 | 0.98762 | -0.23812 | 0.98883 | -0.21453 | 17.2865
39 | -0.21897 | -0.055634 | 0.21897 | 0.055637 | 4.6506e-06 | 2.9703e-06 | 0.32611 | 0.32611 | 0.32611 | 0.99998 | -0.00044114 | 1 | 0 | 44.7947
40 | 0.21459 | 0.054536 | -0.21399 | -0.054153 | 0.00060023 | 0.00038333 | 0.31959 | 0.31959 | 0.31959 | 0.99998 | -0.00044114 | 0.99692 | -0.058706 | 43.8991
41 | 0.1287 | 0.032609 | -0.12841 | -0.032419 | 0.00029752 | 0.00019013 | 0.19164 | 0.19164 | 0.19164 | 1 | 0 | 0.99748 | -0.048242 | 52.6475
42 | 0.061899 | 0.015638 | -0.061811 | -0.015582 | 8.7834e-05 | 5.5857e-05 | 0.092435 | 0.092435 | 0.092435 | 0.99692 | -0.058706 | 0.99538 | -0.088356 | 25.3943
43 | 0.15209 | 0.038515 | -0.15199 | -0.038453 | 9.6089e-05 | 6.1238e-05 | 0.22715 | 0.22715 | 0.22715 | 0.99692 | -0.058706 | 0.99623 | -0.071872 | 31.202
44 | 0.057465 | 0.014493 | -0.057461 | -0.014491 | 3.2474e-06 | 2.0631e-06 | 0.085937 | 0.085937 | 0.085937 | 0.99538 | -0.088356 | 0.99532 | -0.089536 | 23.6092
45 | 0.15018 | 0.038 | -0.15007 | -0.03793 | 0.0001092 | 6.9588e-05 | 0.22445 | 0.22445 | 0.22445 | 0.99623 | -0.071872 | 0.99544 | -0.087036 | 30.8304
46 | 0.055583 | 0.01402 | -0.055565 | -0.014009 | 1.7673e-05 | 1.1222e-05 | 0.083129 | 0.083129 | 0.083129 | 0.99532 | -0.089536 | 0.99497 | -0.09618 | 22.8376
47 | -0.0045326 | -0.001136 | 0.0045327 | 0.001136 | 1.4533e-07 | -1.4464e-08 | 0.006811 | 0.006811 | 0.006811 | 0.99024 | -0.18765 | 0.99027 | -0.18698 | 1.8712
48 | -0.0065491 | -0.0016413 | 0.0065493 | 0.0016414 | 2.7869e-07 | 7.9626e-08 | 0.0098408 | 0.0098408 | 0.0098408 | 0.99027 | -0.18698 | 0.99032 | -0.18609 | 2.7035
49 | 0.097502 | 0.024688 | -0.097353 | -0.024593 | 0.00014825 | 9.4641e-05 | 0.14584 | 0.14584 | 0.14584 | 0.99544 | -0.087036 | 0.99379 | -0.11876 | 40.0652
50 | 0.052571 | 0.013242 | -0.052509 | -0.013203 | 6.236e-05 | 3.9561e-05 | 0.078608 | 0.078608 | 0.078608 | 0.99544 | -0.087036 | 0.99415 | -0.11187 | 21.5957
51 | 0.051659 | 0.01303 | -0.051616 | -0.013003 | 4.2671e-05 | 2.7063e-05 | 0.077287 | 0.077287 | 0.077287 | 0.99497 | -0.09618 | 0.99407 | -0.11345 | 21.2328
52 | -0.0085747 | -0.002149 | 0.0085753 | 0.0021493 | 6.4581e-07 | 2.7982e-07 | 0.012884 | 0.012884 | 0.012884 | 0.99032 | -0.18609 | 0.9904 | -0.18451 | 3.5396
53 | 0.092189 | 0.023299 | -0.092105 | -0.023245 | 8.4066e-05 | 5.365e-05 | 0.13811 | 0.13811 | 0.13811 | 0.99379 | -0.11876 | 0.9928 | -0.13779 | 37.941
54 | 0.049262 | 0.012389 | -0.049228 | -0.012368 | 3.3302e-05 | 2.1102e-05 | 0.073748 | 0.073748 | 0.073748 | 0.99415 | -0.11187 | 0.99342 | -0.12603 | 20.2605
55 | -0.0051208 | -0.0012832 | 0.005121 | 0.0012832 | 1.8878e-07 | 1.0831e-08 | 0.0076842 | 0.0076842 | 0.0076842 | 0.99162 | -0.1609 | 0.99166 | -0.16012 | 2.111
56 | 0.002991 | 0.00074945 | -0.002991 | -0.00074948 | 3.0436e-08 | -3.2496e-08 | 0.0044882 | 0.0044882 | 0.0044882 | 0.99162 | -0.1609 | 0.99161 | -0.16111 | 1.233
57 | -0.0070508 | -0.0017669 | 0.0070512 | 0.001767 | 3.3258e-07 | 1.1063e-07 | 0.01058 | 0.01058 | 0.01058 | 0.99166 | -0.16012 | 0.99171 | -0.15913 | 2.9066
58 | 0.0018045 | 0.00045212 | -0.0018045 | -0.00045224 | 2.9623e-08 | -1.2002e-07 | 0.0027078 | 0.0027078 | 0.0027078 | 0.99161 | -0.16111 | 0.99159 | -0.16146 | 0.74391
59 | -0.0082929 | -0.0020782 | 0.0082936 | 0.0020785 | 6.5765e-07 | 2.7474e-07 | 0.012443 | 0.012443 | 0.012443 | 0.99171 | -0.15913 | 0.99179 | -0.15747 | 3.4184
60 | -0.042592 | -0.010704 | 0.042606 | 0.010713 | 1.4168e-05 | 8.9484e-06 | 0.063912 | 0.063912 | 0.063912 | 0.99179 | -0.15747 | 0.99215 | -0.1505 | 17.5583
61 | 0.034298 | 0.0086251 | -0.034283 | -0.0086156 | 1.5126e-05 | 9.4841e-06 | 0.051469 | 0.051469 | 0.051469 | 0.99179 | -0.15747 | 0.99132 | -0.16671 | 14.1399
62 | -0.045351 | -0.011401 | 0.045382 | 0.01142 | 3.0899e-05 | 1.9545e-05 | 0.068029 | 0.068029 | 0.068029 | 0.99215 | -0.1505 | 0.99289 | -0.13624 | 18.6894
63 | 0.032426 | 0.0081503 | -0.032412 | -0.0081411 | 1.4748e-05 | 9.2246e-06 | 0.048682 | 0.048682 | 0.048682 | 0.99132 | -0.16671 | 0.99082 | -0.17624 | 13.3742
64 | -0.015636 | -0.0039196 | 0.015641 | 0.0039225 | 5.0448e-06 | 2.9127e-06 | 0.023453 | 0.023453 | 0.023453 | 0.99207 | -0.15251 | 0.99242 | -0.14574 | 6.4432
65 | 0.012434 | 0.003117 | -0.01243 | -0.003115 | 3.6916e-06 | 1.9973e-06 | 0.01865 | 0.01865 | 0.01865 | 0.99207 | -0.15251 | 0.99174 | -0.15874 | 5.1236
66 | -0.017496 | -0.0043874 | 0.017498 | 0.0043885 | 1.8283e-06 | 1.0786e-06 | 0.026235 | 0.026235 | 0.026235 | 0.99242 | -0.14574 | 0.99253 | -0.14355 | 7.2073
67 | 0.0099771 | 0.0025004 | -0.009976 | -0.0024999 | 1.0755e-06 | 5.2318e-07 | 0.01497 | 0.01497 | 0.01497 | 0.99174 | -0.15874 | 0.99163 | -0.161 | 4.1126
68 | 0.002453 | 0.00061461 | -0.0024529 | -0.00061475 | 7.5231e-08 | -1.4296e-07 | 0.0036804 | 0.0036804 | 0.0036804 | 0.99174 | -0.15874 | 0.99171 | -0.15938 | 1.0111
69 | 0.0064852 | 0.0016254 | -0.0064848 | -0.0016252 | 4.4657e-07 | 1.236e-07 | 0.0097316 | 0.0097317 | 0.0097317 | 0.99163 | -0.161 | 0.99155 | -0.16245 | 2.6735
70 | 0.0034908 | 0.00087449 | -0.0034907 | -0.00087458 | 1.422e-07 | -8.7271e-08 | 0.0052381 | 0.0052382 | 0.0052382 | 0.99163 | -0.161 | 0.99158 | -0.16186 | 1.4391
71 | 0.0019558 | 0.00048989 | -0.0019557 | -0.00049014 | 7.4233e-08 | -2.4893e-07 | 0.0029348 | 0.0029349 | 0.0029349 | 0.99158 | -0.16186 | 0.99154 | -0.16266 | 0.8063
72 | -0.0019829 | -0.00049695 | 0.0019829 | 0.00049686 | 2.7191e-08 | -8.9045e-08 | 0.0029699 | 0.0029699 | 0.0029699 | 0.99346 | -0.12518 | 0.99348 | -0.1249 | 0.81591
73 | -0.04967 | -0.012505 | 0.049697 | 0.012522 | 2.7195e-05 | 1.7235e-05 | 0.074415 | 0.074415 | 0.074415 | 0.99348 | -0.1249 | 0.99407 | -0.11345 | 20.4436
74 | 0.047687 | 0.012008 | -0.047661 | -0.011991 | 2.5858e-05 | 1.6374e-05 | 0.071445 | 0.071445 | 0.071445 | 0.99348 | -0.1249 | 0.99289 | -0.13624 | 19.6277
75 | -0.0042595 | -0.0010675 | 0.0042598 | 0.0010674 | 3.8393e-07 | -7.1665e-08 | 0.0064214 | 0.0064213 | 0.0064214 | 0.98703 | -0.24959 | 0.98713 | -0.2477 | 1.7641
76 | -0.027937 | -0.0070102 | 0.027951 | 0.0070188 | 1.3876e-05 | 8.6106e-06 | 0.041999 | 0.041998 | 0.041999 | 0.9899 | -0.19415 | 0.99044 | -0.18374 | 11.5381
77 | 0.025057 | 0.0062884 | -0.025054 | -0.0062864 | 3.3256e-06 | 2.048e-06 | 0.037669 | 0.037669 | 0.037669 | 0.9899 | -0.19415 | 0.98976 | -0.19694 | 10.3486
78 | -0.0324 | -0.0081338 | 0.032412 | 0.0081411 | 1.1602e-05 | 7.2574e-06 | 0.048682 | 0.048682 | 0.048682 | 0.99044 | -0.18374 | 0.99082 | -0.17624 | 13.3742
79 | 0.022169 | 0.0055634 | -0.022159 | -0.0055574 | 9.8782e-06 | 6.0175e-06 | 0.033332 | 0.033332 | 0.033332 | 0.98976 | -0.19694 | 0.98927 | -0.20628 | 9.1572
80 | 0.019201 | 0.004816 | -0.019195 | -0.0048125 | 5.7155e-06 | 3.4234e-06 | 0.028883 | 0.028883 | 0.028883 | 0.98927 | -0.20628 | 0.98895 | -0.21253 | 7.9348
81 | 0.017747 | 0.0044495 | -0.017745 | -0.0044481 | 2.2995e-06 | 1.3614e-06 | 0.026703 | 0.026703 | 0.026703 | 0.98895 | -0.21253 | 0.98881 | -0.21525 | 7.336
82 | -0.0022534 | -0.00056477 | 0.0022535 | 0.00056471 | 2.1981e-08 | -5.2979e-08 | 0.0033699 | 0.0033699 | 0.0033699 | 0.99503 | -0.095219 | 0.99504 | -0.095014 | 0.9258
83 | 0.0028501 | 0.00071402 | -0.00285 | -0.00071412 | 8.2395e-08 | -1.0049e-07 | 0.0042888 | 0.0042889 | 0.0042889 | 0.98881 | -0.21525 | 0.98878 | -0.21586 | 1.1783
84 | 0.014894 | 0.0037341 | -0.014892 | -0.0037326 | 2.668e-06 | 1.5259e-06 | 0.022414 | 0.022414 | 0.022414 | 0.98881 | -0.21525 | 0.98862 | -0.21901 | 6.1578
85 | -0.033151 | -0.0083216 | 0.033155 | 0.0083246 | 4.6646e-06 | 2.9207e-06 | 0.049796 | 0.049796 | 0.049796 | 0.9907 | -0.17876 | 0.99086 | -0.17581 | 13.6803
86 | 0.031397 | 0.0078822 | -0.031393 | -0.0078796 | 4.1359e-06 | 2.5831e-06 | 0.047163 | 0.047163 | 0.047163 | 0.9907 | -0.17876 | 0.99056 | -0.18152 | 12.9569
87 | -0.035268 | -0.008854 | 0.035273 | 0.0088573 | 5.3296e-06 | 3.3457e-06 | 0.052969 | 0.052969 | 0.052969 | 0.99086 | -0.17581 | 0.99102 | -0.17264 | 14.5519
88 | 0.029631 | 0.007438 | -0.029627 | -0.0074357 | 3.7773e-06 | 2.3521e-06 | 0.044516 | 0.044516 | 0.044516 | 0.99056 | -0.18152 | 0.99042 | -0.18419 | 12.2297
89 | -0.037427 | -0.0093972 | 0.037437 | 0.0094033 | 9.761e-06 | 6.1408e-06 | 0.056203 | 0.056203 | 0.056203 | 0.99102 | -0.17264 | 0.9913 | -0.16717 | 15.4404
90 | 0.02784 | 0.0069878 | -0.027834 | -0.0069837 | 6.5169e-06 | 4.043e-06 | 0.041831 | 0.041831 | 0.041831 | 0.99042 | -0.18419 | 0.99017 | -0.1891 | 11.4921
91 | 0.014085 | 0.0035315 | -0.01408 | -0.0035289 | 4.5713e-06 | 2.5742e-06 | 0.021143 | 0.021143 | 0.021143 | 0.9913 | -0.16717 | 0.99095 | -0.17399 | 5.8086
92 | -0.051522 | -0.012935 | 0.05156 | 0.012959 | 3.8307e-05 | 2.4296e-05 | 0.077346 | 0.077346 | 0.077346 | 0.9913 | -0.16717 | 0.99211 | -0.1516 | 21.2489
93 | 0.027834 | 0.0069837 | -0.027818 | -0.006974 | 1.5688e-05 | 9.733e-06 | 0.041831 | 0.041831 | 0.041831 | 0.99017 | -0.1891 | 0.98956 | -0.20093 | 11.4921
94 | 0.019923 | 0.0049953 | -0.019918 | -0.0049922 | 5.2148e-06 | 3.1385e-06 | 0.029959 | 0.02996 | 0.02996 | 0.98956 | -0.20093 | 0.98928 | -0.20642 | 8.2306
95 | 0.00285 | 0.00071412 | -0.0028499 | -0.00071425 | 1.0322e-07 | -1.2587e-07 | 0.0042889 | 0.004289 | 0.004289 | 0.98878 | -0.21586 | 0.98874 | -0.21662 | 1.1783
96 | 0.011625 | 0.0029139 | -0.011625 | -0.0029139 | 9.7504e-09 | 5.1509e-09 | 0.017498 | 0.017498 | 0.017498 | 0.98862 | -0.21901 | 0.98862 | -0.21903 | 4.8071
97 | 0.0013908 | 0.00034856 | -0.0013908 | -0.00034856 | 2.7375e-11 | -1.9778e-10 | 0.0020931 | 0.0020931 | 0.0020931 | 0.98874 | -0.21662 | 0.98874 | -0.21662 | 0.57502
98 | 0.0084187 | 0.0021103 | -0.0084167 | -0.0021094 | 1.9347e-06 | 8.2632e-07 | 0.012671 | 0.012672 | 0.012672 | 0.98862 | -0.21903 | 0.98837 | -0.22385 | 3.4812
99 | 0.015372 | 0.0038543 | -0.015369 | -0.0038524 | 3.3617e-06 | 1.9349e-06 | 0.023087 | 0.023087 | 0.023087 | 0.9908 | -0.17677 | 0.99056 | -0.18136 | 6.3426
100 | -0.017143 | -0.0042983 | 0.017145 | 0.0042994 | 1.906e-06 | 1.1211e-06 | 0.025747 | 0.025747 | 0.025747 | 0.9908 | -0.17677 | 0.99092 | -0.17444 | 7.0734
101 | 0.013602 | 0.0034096 | -0.013601 | -0.0034089 | 1.2004e-06 | 6.6958e-07 | 0.020433 | 0.020433 | 0.020433 | 0.99056 | -0.18136 | 0.99047 | -0.18321 | 5.6134
102 | -0.018905 | -0.0047405 | 0.018905 | 0.0047405 | 1.8088e-08 | 1.0805e-08 | 0.02839 | 0.02839 | 0.02839 | 0.99092 | -0.17444 | 0.99092 | -0.17442 | 7.7994
103 | 0.011582 | 0.002903 | -0.011581 | -0.0029027 | 7.1416e-07 | 3.7612e-07 | 0.0174 | 0.017401 | 0.017401 | 0.99047 | -0.18321 | 0.9904 | -0.18451 | 4.7804
104 | -0.020472 | -0.0051331 | 0.020475 | 0.0051353 | 3.7662e-06 | 2.2734e-06 | 0.030742 | 0.030742 | 0.030742 | 0.99092 | -0.17442 | 0.99112 | -0.17056 | 8.4456
105 | -0.020475 | -0.0051353 | 0.020483 | 0.0051397 | 7.2748e-06 | 4.3912e-06 | 0.030742 | 0.030742 | 0.030742 | 0.99112 | -0.17056 | 0.9915 | -0.16311 | 8.4456
106 | -0.020483 | -0.0051397 | 0.020486 | 0.0051417 | 3.2745e-06 | 1.9765e-06 | 0.030742 | 0.030742 | 0.030742 | 0.9915 | -0.16311 | 0.99168 | -0.15975 | 8.4456
107 | 0.046202 | 0.011624 | -0.046183 | -0.011612 | 1.8972e-05 | 1.2008e-05 | 0.06951 | 0.069511 | 0.069511 | 0.98927 | -0.20594 | 0.98883 | -0.21453 | 19.0963
108 | -0.076014 | -0.019111 | 0.076047 | 0.019132 | 3.3506e-05 | 2.1356e-05 | 0.11436 | 0.11436 | 0.11436 | 0.98927 | -0.20594 | 0.98975 | -0.19671 | 31.4168
109 | -0.079545 | -0.020009 | 0.079717 | 0.020118 | 0.0001712 | 0.00010916 | 0.11962 | 0.11962 | 0.11962 | 0.98975 | -0.19671 | 0.99208 | -0.15176 | 32.8617
110 | 0.011477 | 0.0028766 | -0.011476 | -0.0028761 | 8.8668e-07 | 4.6561e-07 | 0.017263 | 0.017263 | 0.017263 | 0.98928 | -0.20642 | 0.98919 | -0.20804 | 4.7425
111 | 0.0099796 | 0.0025014 | -0.0099784 | -0.0025008 | 1.1892e-06 | 5.8049e-07 | 0.015012 | 0.015012 | 0.015012 | 0.98919 | -0.20804 | 0.98907 | -0.21055 | 4.1242
112 | 0.0014962 | 0.00037476 | -0.0014961 | -0.00037496 | 3.3279e-08 | -2.0361e-07 | 0.0022505 | 0.0022506 | 0.0022506 | 0.98919 | -0.20804 | 0.98917 | -0.20851 | 0.6183
113 | 0.0015322 | 0.00038396 | -0.0015322 | -0.00038399 | 6.107e-09 | -3.5427e-08 | 0.0023051 | 0.0023051 | 0.0023051 | 0.98907 | -0.21055 | 0.98906 | -0.21063 | 0.63327
114 | -0.08696 | -0.021933 | 0.087018 | 0.02197 | 5.8194e-05 | 3.7126e-05 | 0.13048 | 0.13048 | 0.13048 | 0.99208 | -0.15176 | 0.9928 | -0.13779 | 35.8462
115 | 0.039152 | 0.0098367 | -0.039122 | -0.0098182 | 2.9398e-05 | 1.852e-05 | 0.058675 | 0.058675 | 0.058675 | 0.99305 | -0.13327 | 0.99223 | -0.14901 | 16.1195
116 | -0.041254 | -0.010364 | 0.041268 | 0.010373 | 1.4248e-05 | 8.9898e-06 | 0.061825 | 0.061825 | 0.061825 | 0.99305 | -0.13327 | 0.99342 | -0.12603 | 16.985
117 | 0.03302 | 0.0082887 | -0.03301 | -0.0082825 | 9.8908e-06 | 6.1913e-06 | 0.049523 | 0.049523 | 0.049523 | 0.99223 | -0.14901 | 0.99191 | -0.1553 | 13.6052
118 | 0.026679 | 0.0066958 | -0.026673 | -0.0066923 | 5.671e-06 | 3.5076e-06 | 0.040026 | 0.040026 | 0.040026 | 0.99191 | -0.1553 | 0.99168 | -0.15975 | 10.996

## res_trafo
| p_hv_mw | q_hv_mvar | p_lv_mw | q_lv_mvar | pl_mw | ql_mvar | i_hv_ka | i_lv_ka | vm_hv_pu | va_hv_degree | vm_lv_pu | va_lv_degree | loading_percent
0 | -1.2729e-15 | -1.3162e-15 | 0.00165 | 1.2699e-07 | 0.00165 | 1.2699e-07 | 5.2857e-17 | 0.0023815 | 0.99998 | 149.9956 | 1 | 0 | 0.2619

## res_ext_grid
| p_mw | q_mvar
0 | 0.35373 | 0.08935

## res_load
| p_mw | q_mvar
0 | 0.0028413 | 0.00071209
1 | 0.0018142 | 0.00045468
2 | 0.0042391 | 0.0010624
3 | 0.0018683 | 0.00046824
4 | 0.0085698 | 0.0021478
5 | 0.002753 | 0.00068996
6 | 0.0019246 | 0.00048236
7 | 0.0018524 | 0.00046424
8 | 0.0018645 | 0.00046728
9 | 0.0024026 | 0.00060214
10 | 0.0033883 | 0.00084918
11 | 0.0022698 | 0.00056886
12 | 0.001622 | 0.00040651
13 | 0.0018732 | 0.00046946
14 | 0.007941 | 0.0019902
15 | 0.0035775 | 0.00089661
16 | 0.0045963 | 0.0011519
17 | 0.0039458 | 0.00098892
18 | 0.0031108 | 0.00077965
19 | 0.0021657 | 0.00054278
20 | 0.004456 | 0.0011168
21 | 0.002026 | 0.00050776
22 | 0.0034624 | 0.00086776
23 | 0.0047478 | 0.0011899
24 | 0.0031115 | 0.00077982
25 | 0.0036204 | 0.00090735
26 | 0.0098148 | 0.0024598
27 | 0.0065495 | 0.0016415
28 | 0.0016422 | 0.00041158
29 | 0.0043817 | 0.0010982
30 | 0.0044047 | 0.0011039
31 | 0.0027489 | 0.00068893
32 | 0.0043467 | 0.0010894
33 | 0.0018109 | 0.00045386
34 | 0.0018786 | 0.00047083
35 | 0.0045326 | 0.001136
36 | 0.0020164 | 0.00050535
37 | 0.003906 | 0.00097894
38 | 0.0020254 | 0.0005076
39 | 0.0051641 | 0.0012942
40 | 0.0032471 | 0.00081379
41 | 0.0021298 | 0.00053378
42 | 0.0019299 | 0.00048367
43 | 0.0011865 | 0.00029736
44 | 0.0012418 | 0.00031121
45 | 0.0018045 | 0.00045224
46 | 0.0027453 | 0.00068805
47 | 0.0018567 | 0.00046534
48 | 0.0032024 | 0.0008026
49 | 0.0018551 | 0.00046493
50 | 0.00188 | 0.00047118
51 | 0.0024529 | 0.00061475
52 | 0.0064848 | 0.0016252
53 | 0.0015349 | 0.00038468
54 | 0.0019557 | 0.00049014
55 | 0.0019829 | 0.00049695
56 | 0.0042595 | 0.0010675
57 | 0.0040841 | 0.0010236
58 | 0.0019192 | 0.00048098
59 | 0.002279 | 0.00057117
60 | 0.0028802 | 0.00072184
61 | 0.0044487 | 0.001115
62 | 0.0028847 | 0.00072298
63 | 0.0029582 | 0.0007414
64 | 0.0014486 | 0.00036305
65 | 0.0022534 | 0.00056477
66 | 0.0023836 | 0.00059739
67 | 0.0017534 | 0.00043943
68 | 0.0021125 | 0.00052943
69 | 0.001762 | 0.00044161
70 | 0.002154 | 0.00053984
71 | 0.0017871 | 0.0004479
72 | 0.01408 | 0.0035289
73 | 0.0086396 | 0.0021653
74 | 0.007895 | 0.0019787
75 | 0.0032664 | 0.00081865
76 | 0.0014591 | 0.00036569
77 | 0.0032067 | 0.00080366
78 | 0.0013908 | 0.00034856
79 | 0.0084167 | 0.0021094
80 | 0.0017712 | 0.0004439
81 | 0.0017669 | 0.00044282
82 | 0.00176 | 0.00044109
83 | 0.0020185 | 0.00050588
84 | 0.0015664 | 0.00039259
85 | 0.0030062 | 0.00075341
86 | 0.0043777 | 0.0010972
87 | 0.0034983 | 0.00087674
88 | 0.0084414 | 0.0021156
89 | 0.0084462 | 0.0021168
90 | 0.0014961 | 0.00037496
91 | 0.0015322 | 0.00038399
92 | 0.0072431 | 0.0018153
93 | 0.0050874 | 0.001275
94 | 0.0021024 | 0.00052692
95 | 0.0061027 | 0.0015295
96 | 0.0079601 | 0.001995
97 | 0.0063311 | 0.0015867
98 | 0.0061871 | 0.0015506

## dtypes
| element | column | dtype
0 | bus | name | object
1 | bus | vn_kv | float64
2 | bus | type | object
3 | bus | zone | object
4 | bus | in_service | bool
5 | load | name | object
6 | load | bus | uint32
7 | load | p_mw | float64
8 | load | q_mvar | float64
9 | load | const_z_percent | float64
10 | load | const_i_percent | float64
11 | load | sn_mva | float64
12 | load | scaling | float64
13 | load | in_service | bool
14 | load | type | object
15 | ext_grid | name | object
16 | ext_grid | bus | uint32
17 | ext_grid | vm_pu | float64
18 | ext_grid | va_degree | float64
19 | ext_grid | slack_weight | float64
20 | ext_grid | in_service | bool
21 | line | name | object
22 | line | std_type | object
23 | line | from_bus | uint32
24 | line | to_bus | uint32
25 | line | length_km | float64
26 | line | r_ohm_per_km | float64
27 | line | x_ohm_per_km | float64
28 | line | c_nf_per_km | float64
29 | line | g_us_per_km | float64
30 | line | max_i_ka | float64
31 | line | df | float64
32 | line | parallel | uint32
33 | line | type | object
34 | line | in_service | bool
35 | trafo | name | object
36 | trafo | std_type | object
37 | trafo | hv_bus | uint32
38 | trafo | lv_bus | uint32
39 | trafo | sn_mva | float64
40 | trafo | vn_hv_kv | float64
41 | trafo | vn_lv_kv | float64
42 | trafo | vk_percent | float64
43 | trafo | vkr_percent | float64
44 | trafo | pfe_kw | float64
45 | trafo | i0_percent | float64
46 | trafo | shift_degree | float64
47 | trafo | tap_side | object
48 | trafo | tap_neutral | int32
49 | trafo | tap_min | int32
50 | trafo | tap_max | int32
51 | trafo | tap_step_percent | float64
52 | trafo | tap_step_degree | float64
53 | trafo | tap_pos | int32
54 | trafo | tap_phase_shifter | bool
55 | trafo | parallel | uint32
56 | trafo | df | float64
57 | trafo | in_service | bool
58 | line_geodata | coords | object
59 | bus_geodata | x | float64
60 | bus_geodata | y | float64
61 | bus_geodata | coords | object
62 | res_bus | vm_pu | float64
63 | res_bus | va_degree | float64
64 | res_bus | p_mw | float64
65 | res_bus | q_mvar | float64
66 | res_line | p_from_mw | float64
67 | res_line | q_from_mvar | float64
68 | res_line | p_to_mw | float64
69 | res_line | q_to_mvar | float64
70 | res_line | pl_mw | float64
71 | res_line | ql_mvar | float64
72 | res_line | i_from_ka | float64
73 | res_line | i_to_ka | float64
74 | res_line | i_ka | float64
75 | res_line | vm_from_pu | float64
76 | res_line | va_from_degree | float64
77 | res_line | vm_to_pu | float64
78 | res_line | va_to_degree | float64
79 | res_line | loading_percent | float64
80 | res_trafo | p_hv_mw | float64
81 | res_trafo | q_hv_mvar | float64
82 | res_trafo | p_lv_mw | float64
83 | res_trafo | q_lv_mvar | float64
84 | res_trafo | pl_mw | float64
85 | res_trafo | ql_mvar | float64
86 | res_trafo | i_hv_ka | float64
87 | res_trafo | i_lv_ka | float64
88 | res_trafo | vm_hv_pu | float64
89 | res_trafo | va_hv_degree | float64
90 | res_trafo | vm_lv_pu | float64
91 | res_trafo | va_lv_degree | float64
92 | res_trafo | loading_percent | float64
93 | res_ext_grid | p_mw | float64
94 | res_ext_grid | q_mvar | float64
95 | res_load | p_mw | float64
96 | res_load | q_mvar | float64

## parameters
| version | format_version | converged | OPF_converged | name | f_hz | sn_mva
0 | 2.14.6 | 2.14.0 | TRUE | FALSE |  | 50 | 1