## bus
| name | vn_kv | type | zone | in_service
0 | bus_LV_2601-19_0_5_node_0 | 0.4 | n |  | TRUE
1 | bus_LV_2601-19_0_5_node_1 | 0.4 | n |  | TRUE
2 | bus_LV_2601-19_0_5_node_2 | 0.4 | n |  | TRUE
3 | bus_LV_2601-19_0_5_node_3 | 0.4 | n |  | TRUE
4 | bus_LV_2601-19_0_5_node_118 | 0.4 | n |  | TRUE
5 | bus_LV_2601-19_0_5_node_44 | 0.4 | n |  | TRUE
6 | bus_LV_2601-19_0_5_node_45 | 0.4 | n |  | TRUE
7 | bus_LV_2601-19_0_5_node_46 | 0.4 | n |  | TRUE
8 | bus_LV_2601-19_0_5_node_83 | 0.4 | n |  | TRUE
9 | bus_LV_2601-19_0_5_node_48 | 0.4 | n |  | TRUE
10 | bus_LV_2601-19_0_5_node_49 | 0.4 | n |  | TRUE
11 | bus_LV_2601-19_0_5_node_85 | 0.4 | n |  | TRUE
12 | bus_LV_2601-19_0_5_node_63 | 0.4 | n |  | TRUE
13 | bus_LV_2601-19_0_5_node_84 | 0.4 | n |  | TRUE
14 | bus_LV_2601-19_0_5_node_90 | 0.4 | n |  | TRUE
15 | bus_LV_2601-19_0_5_node_91 | 0.4 | n |  | TRUE
16 | bus_LV_2601-19_0_5_node_19 | 0.4 | n |  | TRUE
17 | bus_LV_2601-19_0_5_node_4 | 0.4 | n |  | TRUE
18 | bus_LV_2601-19_0_5_node_5 | 0.4 | n |  | TRUE
19 | bus_LV_2601-19_0_5_node_6 | 0.4 | n |  | TRUE
20 | bus_LV_2601-19_0_5_node_7 | 0.4 | n |  | TRUE
21 | bus_LV_2601-19_0_5_node_8 | 0.4 | n |  | TRUE
22 | bus_LV_2601-19_0_5_node_13 | 0.4 | n |  | TRUE
23 | bus_LV_2601-19_0_5_node_30 | 0.4 | n |  | TRUE
24 | bus_LV_2601-19_0_5_node_14 | 0.4 | n |  | TRUE
25 | bus_LV_2601-19_0_5_node_32 | 0.4 | n |  | TRUE
26 | bus_LV_2601-19_0_5_node_28 | 0.4 | n |  | TRUE
27 | bus_LV_2601-19_0_5_node_9 | 0.4 | n |  | TRUE
28 | bus_LV_2601-19_0_5_node_10 | 0.4 | n |  | TRUE
29 | bus_LV_2601-19_0_5_node_11 | 0.4 | n |  | TRUE
30 | bus_LV_2601-19_0_5_node_12 | 0.4 | n |  | TRUE
31 | bus_LV_2601-19_0_5_node_50 | 0.4 | n |  | TRUE
32 | bus_LV_2601-19_0_5_node_56 | 0.4 | n |  | TRUE
33 | bus_LV_2601-19_0_5_node_47 | 0.4 | n |  | TRUE
34 | bus_LV_2601-19_0_5_node_15 | 0.4 | n |  | TRUE
35 | bus_LV_2601-19_0_5_node_101 | 0.4 | n |  | TRUE
36 | bus_LV_2601-19_0_5_node_38 | 0.4 | n |  | TRUE
37 | bus_LV_2601-19_0_5_node_93 | 0.4 | n |  | TRUE
38 | bus_LV_2601-19_0_5_node_33 | 0.4 | n |  | TRUE
39 | bus_LV_2601-19_0_5_node_35 | 0.4 | n |  | TRUE
40 | bus_LV_2601-19_0_5_node_37 | 0.4 | n |  | TRUE
41 | bus_LV_2601-19_0_5_node_123 | 0.4 | n |  | TRUE
42 | bus_LV_2601-19_0_5_node_128 | 0.4 | n |  | TRUE
43 | bus_LV_2601-19_0_5_node_73 | 0.4 | n |  | TRUE
44 | bus_LV_2601-19_0_5_node_75 | 0.4 | n |  | TRUE
45 | bus_LV_2601-19_0_5_node_72 | 0.4 | n |  | TRUE
46 | bus_LV_2601-19_0_5_node_88 | 0.4 | n |  | TRUE
47 | bus_LV_2601-19_0_5_node_96 | 0.4 | n |  | TRUE
48 | bus_LV_2601-19_0_5_node_86 | 0.4 | n |  | TRUE
49 | bus_LV_2601-19_0_5_node_87 | 0.4 | n |  | TRUE
50 | bus_LV_2601-19_0_5_node_116 | 0.4 | n |  | TRUE
51 | bus_LV_2601-19_0_5_node_94 | 0.4 | n |  | TRUE
52 | bus_LV_2601-19_0_5_node_95 | 0.4 | n |  | TRUE
53 | bus_LV_2601-19_0_5_node_97 | 0.4 | n |  | TRUE
54 | bus_LV_2601-19_0_5_node_117 | 0.4 | n |  | TRUE
55 | bus_LV_2601-19_0_5_node_124 | 0.4 | n |  | TRUE
56 | bus_LV_2601-19_0_5_node_125 | 0.4 | n |  | TRUE
57 | bus_LV_2601-19_0_5_node_129 | 0.4 | n |  | TRUE
58 | bus_LV_2601-19_0_5_node_130 | 0.4 | n |  | TRUE
59 | bus_LV_2601-19_0_5_node_16 | 0.4 | n |  | TRUE
60 | bus_LV_2601-19_0_5_node_17 | 0.4 | n |  | TRUE
61 | bus_LV_2601-19_0_5_node_18 | 0.4 | n |  | TRUE
62 | bus_LV_2601-19_0_5_node_20 | 0.4 | n |  | TRUE
63 | bus_LV_2601-19_0_5_node_21 | 0.4 | n |  | TRUE
64 | bus_LV_2601-19_0_5_node_61 | 0.4 | n |  | TRUE
65 | bus_LV_2601-19_0_5_node_42 | 0.4 | n |  | TRUE
66 | bus_LV_2601-19_0_5_node_105 | 0.4 | n |  | TRUE
67 | bus_LV_2601-19_0_5_node_62 | 0.4 | n |  | TRUE
68 | bus_LV_2601-19_0_5_node_40 | 0.4 | n |  | TRUE
69 | bus_LV_2601-19_0_5_node_22 | 0.4 | n |  | TRUE
70 | bus_LV_2601-19_0_5_node_23 | 0.4 | n |  | TRUE
71 | bus_LV_2601-19_0_5_node_24 | 0.4 | n |  | TRUE
72 | bus_LV_2601-19_0_5_node_25 | 0.4 | n |  | TRUE
73 | bus_LV_2601-19_0_5_node_26 | 0.4 | n |  | TRUE
74 | bus_LV_2601-19_0_5_node_27 | 0.4 | n |  | TRUE
75 | bus_LV_2601-19_0_5_node_69 | 0.4 | n |  | TRUE
76 | bus_LV_2601-19_0_5_node_70 | 0.4 | n |  | TRUE
77 | bus_LV_2601-19_0_5_node_68 | 0.4 | n |  | TRUE
78 | bus_LV_2601-19_0_5_node_60 | 0.4 | n |  | TRUE
79 | bus_LV_2601-19_0_5_node_121 | 0.4 | n |  | TRUE
80 | bus_LV_2601-19_0_5_node_66 | 0.4 | n |  | TRUE
81 | bus_LV_2601-19_0_5_node_59 | 0.4 | n |  | TRUE
82 | bus_LV_2601-19_0_5_node_58 | 0.4 | n |  | TRUE
83 | bus_LV_2601-19_0_5_node_29 | 0.4 | n |  | TRUE
84 | bus_LV_2601-19_0_5_node_31 | 0.4 | n |  | TRUE
85 | bus_LV_2601-19_0_5_node_89 | 0.4 | n |  | TRUE
86 | bus_LV_2601-19_0_5_node_39 | 0.4 | n |  | TRUE
87 | bus_LV_2601-19_0_5_node_41 | 0.4 | n |  | TRUE
88 | bus_LV_2601-19_0_5_node_43 | 0.4 | n |  | TRUE
89 | bus_LV_2601-19_0_5_node_82 | 0.4 | n |  | TRUE
90 | bus_LV_2601-19_0_5_node_79 | 0.4 | n |  | TRUE
91 | bus_LV_2601-19_0_5_node_53 | 0.4 | n |  | TRUE
92 | bus_LV_2601-19_0_5_node_55 | 0.4 | n |  | TRUE
93 | bus_LV_2601-19_0_5_node_51 | 0.4 | n |  | TRUE
94 | bus_LV_2601-19_0_5_node_64 | 0.4 | n |  | TRUE
95 | bus_LV_2601-19_0_5_node_57 | 0.4 | n |  | TRUE
96 | bus_LV_2601-19_0_5_node_52 | 0.4 | n |  | TRUE
97 | bus_LV_2601-19_0_5_node_54 | 0.4 | n |  | TRUE
98 | bus_LV_2601-19_0_5_node_71 | 0.4 | n |  | TRUE
99 | bus_LV_2601-19_0_5_node_113 | 0.4 | n |  | TRUE
100 | bus_LV_2601-19_0_5_node_120 | 0.4 | n |  | TRUE
101 | bus_LV_2601-19_0_5_node_111 | 0.4 | n |  | TRUE
102 | bus_LV_2601-19_0_5_node_109 | 0.4 | n |  | TRUE
103 | bus_LV_2601-19_0_5_node_110 | 0.4 | n |  | TRUE
104 | bus_LV_2601-19_0_5_node_131 | 0.4 | n |  | TRUE
105 | bus_LV_2601-19_0_5_node_65 | 0.4 | n |  | TRUE
106 | bus_LV_2601-19_0_5_node_67 | 0.4 | n |  | TRUE
107 | bus_LV_2601-19_0_5_node_112 | 0.4 | n |  | TRUE
108 | bus_LV_2601-19_0_5_node_74 | 0.4 | n |  | TRUE
109 | bus_LV_2601-19_0_5_node_76 | 0.4 | n |  | TRUE
110 | bus_LV_2601-19_0_5_node_102 | 0.4 | n |  | TRUE
111 | bus_LV_2601-19_0_5_node_103 | 0.4 | n |  | TRUE
112 | bus_LV_2601-19_0_5_node_77 | 0.4 | n |  | TRUE
113 | bus_LV_2601-19_0_5_node_78 | 0.4 | n |  | TRUE
114 | bus_LV_2601-19_0_5_node_80 | 0.4 | n |  | TRUE
115 | bus_LV_2601-19_0_5_node_81 | 0.4 | n |  | TRUE
116 | bus_LV_2601-19_0_5_node_98 | 0.4 | n |  | TRUE
117 | bus_LV_2601-19_0_5_node_99 | 0.4 | n |  | TRUE
118 | bus_LV_2601-19_0_5_node_100 | 0.4 | n |  | TRUE
119 | bus_LV_2601-19_0_5_node_92 | 0.4 | n |  | TRUE
120 | bus_LV_2601-19_0_5_node_114 | 0.4 | n |  | TRUE
121 | bus_LV_2601-19_0_5_node_127 | 0.4 | n |  | TRUE
122 | bus_LV_2601-19_0_5_node_115 | 0.4 | n |  | TRUE
123 | bus_LV_2601-19_0_5_node_126 | 0.4 | n |  | TRUE
124 | bus_LV_2601-19_0_5_node_104 | 0.4 | n |  | TRUE
125 | bus_LV_2601-19_0_5_node_108 | 0.4 | n |  | TRUE
126 | bus_LV_2601-19_0_5_node_106 | 0.4 | n |  | TRUE
127 | bus_LV_2601-19_0_5_node_107 | 0.4 | n |  | TRUE
128 | bus_MV_395_0_node_43 | 20 | n |  | TRUE

## load
| name | bus | p_mw | q_mvar | const_z_percent | const_i_percent | sn_mva | scaling | in_service | type
0 | LV_2601-19_0_5_load_0 | 0 | 0.0051024 | 0.0012788 | 0 | 0 |  | 1 | TRUE | wye
1 | LV_2601-19_0_5_load_1 | 1 | 0.0023393 | 0.00058627 | 0 | 0 |  | 1 | TRUE | wye
2 | LV_2601-19_0_5_load_2 | 2 | 0.0010933 | 0.00027401 | 0 | 0 |  | 1 | TRUE | wye
3 | LV_2601-19_0_5_load_118 | 4 | 0.0025826 | 0.00064726 | 0 | 0 |  | 1 | TRUE | wye
4 | LV_2601-19_0_5_load_44 | 5 | 0.0043787 | 0.0010974 | 0 | 0 |  | 1 | TRUE | wye
5 | LV_2601-19_0_5_load_83 | 8 | 0.0029706 | 0.0007445 | 0 | 0 |  | 1 | TRUE | wye
6 | LV_2601-19_0_5_load_48 | 9 | 0.0047841 | 0.001199 | 0 | 0 |  | 1 | TRUE | wye
7 | LV_2601-19_0_5_load_49 | 10 | 0.0067671 | 0.001696 | 0 | 0 |  | 1 | TRUE | wye
8 | LV_2601-19_0_5_load_85 | 11 | 0.0043772 | 0.001097 | 0 | 0 |  | 1 | TRUE | wye
9 | LV_2601-19_0_5_load_63 | 12 | 0.0020048 | 0.00050245 | 0 | 0 |  | 1 | TRUE | wye
10 | LV_2601-19_0_5_load_84 | 13 | 0.004538 | 0.0011373 | 0 | 0 |  | 1 | TRUE | wye
11 | LV_2601-19_0_5_load_90 | 14 | 0.0035907 | 0.00089992 | 0 | 0 |  | 1 | TRUE | wye
12 | LV_2601-19_0_5_load_91 | 15 | 0.0036958 | 0.00092626 | 0 | 0 |  | 1 | TRUE | wye
13 | LV_2601-19_0_5_load_19 | 16 | 0.0036929 | 0.00092553 | 0 | 0 |  | 1 | TRUE | wye
14 | LV_2601-19_0_5_load_4 | 17 | 0.00073947 | 0.00018533 | 0 | 0 |  | 1 | TRUE | wye
15 | LV_2601-19_0_5_load_5 | 18 | 0.0028995 | 0.00072669 | 0 | 0 |  | 1 | TRUE | wye
16 | LV_2601-19_0_5_load_6 | 19 | 0.0018399 | 0.00046111 | 0 | 0 |  | 1 | TRUE | wye
17 | LV_2601-19_0_5_load_7 | 20 | 0.0036311 | 0.00091004 | 0 | 0 |  | 1 | TRUE | wye
18 | LV_2601-19_0_5_load_8 | 21 | 0.0013436 | 0.00033674 | 0 | 0 |  | 1 | TRUE | wye
19 | LV_2601-19_0_5_load_13 | 22 | 0.0017914 | 0.00044896 | 0 | 0 |  | 1 | TRUE | wye
20 | LV_2601-19_0_5_load_14 | 24 | 0.0050606 | 0.0012683 | 0 | 0 |  | 1 | TRUE | wye
21 | LV_2601-19_0_5_load_32 | 25 | 0.0020738 | 0.00051974 | 0 | 0 |  | 1 | TRUE | wye
22 | LV_2601-19_0_5_load_28 | 26 | 0.0044752 | 0.0011216 | 0 | 0 |  | 1 | TRUE | wye
23 | LV_2601-19_0_5_load_9 | 27 | 0.0023555 | 0.00059033 | 0 | 0 |  | 1 | TRUE | wye
24 | LV_2601-19_0_5_load_10 | 28 | 0.0054623 | 0.001369 | 0 | 0 |  | 1 | TRUE | wye
25 | LV_2601-19_0_5_load_11 | 29 | 0.0031417 | 0.00078739 | 0 | 0 |  | 1 | TRUE | wye
26 | LV_2601-19_0_5_load_50 | 31 | 0.0049521 | 0.0012411 | 0 | 0 |  | 1 | TRUE | wye
27 | LV_2601-19_0_5_load_47 | 33 | 0.0040073 | 0.0010043 | 0 | 0 |  | 1 | TRUE | wye
28 | LV_2601-19_0_5_load_101 | 35 | 0.0034321 | 0.00086016 | 0 | 0 |  | 1 | TRUE | wye
29 | LV_2601-19_0_5_load_38 | 36 | 0.0030025 | 0.0007525 | 0 | 0 |  | 1 | TRUE | wye
30 | LV_2601-19_0_5_load_33 | 38 | 0.0018162 | 0.00045518 | 0 | 0 |  | 1 | TRUE | wye
31 | LV_2601-19_0_5_load_128 | 42 | 0.0013587 | 0.00034052 | 0 | 0 |  | 1 | TRUE | wye
32 | LV_2601-19_0_5_load_73 | 43 | 0.0027015 | 0.00067706 | 0 | 0 |  | 1 | TRUE | wye
33 | LV_2601-19_0_5_load_72 | 45 | 0.0022944 | 0.00057503 | 0 | 0 |  | 1 | TRUE | wye
34 | LV_2601-19_0_5_load_86 | 48 | 0.0055307 | 0.0013861 | 0 | 0 |  | 1 | TRUE | wye
35 | LV_2601-19_0_5_load_87 | 49 | 0.0074052 | 0.0018559 | 0 | 0 |  | 1 | TRUE | wye
36 | LV_2601-19_0_5_load_116 | 50 | 0.013542 | 0.003394 | 0 | 0 |  | 1 | TRUE | wye
37 | LV_2601-19_0_5_load_94 | 51 | 0.004759 | 0.0011927 | 0 | 0 |  | 1 | TRUE | wye
38 | LV_2601-19_0_5_load_95 | 52 | 0.0070738 | 0.0017729 | 0 | 0 |  | 1 | TRUE | wye
39 | LV_2601-19_0_5_load_97 | 53 | 0.003957 | 0.00099171 | 0 | 0 |  | 1 | TRUE | wye
40 | LV_2601-19_0_5_load_117 | 54 | 0.0089101 | 0.0022331 | 0 | 0 |  | 1 | TRUE | wye
41 | LV_2601-19_0_5_load_125 | 56 | 0.0039807 | 0.00099765 | 0 | 0 |  | 1 | TRUE | wye
42 | LV_2601-19_0_5_load_129 | 57 | 0.0012351 | 0.00030955 | 0 | 0 |  | 1 | TRUE | wye
43 | LV_2601-19_0_5_load_130 | 58 | 0.0015142 | 0.00037948 | 0 | 0 |  | 1 | TRUE | wye
44 | LV_2601-19_0_5_load_16 | 59 | 0.004934 | 0.0012366 | 0 | 0 |  | 1 | TRUE | wye
45 | LV_2601-19_0_5_load_20 | 62 | 0.0034767 | 0.00087133 | 0 | 0 |  | 1 | TRUE | wye
46 | LV_2601-19_0_5_load_61 | 64 | 0.0022573 | 0.00056573 | 0 | 0 |  | 1 | TRUE | wye
47 | LV_2601-19_0_5_load_42 | 65 | 0.0050695 | 0.0012705 | 0 | 0 |  | 1 | TRUE | wye
48 | LV_2601-19_0_5_load_105 | 66 | 0.00387 | 0.00096991 | 0 | 0 |  | 1 | TRUE | wye
49 | LV_2601-19_0_5_load_62 | 67 | 0.0063474 | 0.0015908 | 0 | 0 |  | 1 | TRUE | wye
50 | LV_2601-19_0_5_load_40 | 68 | 0.0034518 | 0.00086511 | 0 | 0 |  | 1 | TRUE | wye
51 | LV_2601-19_0_5_load_22 | 69 | 0.0028442 | 0.00071283 | 0 | 0 |  | 1 | TRUE | wye
52 | LV_2601-19_0_5_load_23 | 70 | 0.0050126 | 0.0012563 | 0 | 0 |  | 1 | TRUE | wye
53 | LV_2601-19_0_5_load_25 | 72 | 0.0048004 | 0.0012031 | 0 | 0 |  | 1 | TRUE | wye
54 | LV_2601-19_0_5_load_26 | 73 | 0.003074 | 0.00077043 | 0 | 0 |  | 1 | TRUE | wye
55 | LV_2601-19_0_5_load_27 | 74 | 0.0021911 | 0.00054915 | 0 | 0 |  | 1 | TRUE | wye
56 | LV_2601-19_0_5_load_69 | 75 | 0.00090026 | 0.00022563 | 0 | 0 |  | 1 | TRUE | wye
57 | LV_2601-19_0_5_load_70 | 76 | 0.002852 | 0.00071477 | 0 | 0 |  | 1 | TRUE | wye
58 | LV_2601-19_0_5_load_68 | 77 | 0.0019971 | 0.00050052 | 0 | 0 |  | 1 | TRUE | wye
59 | LV_2601-19_0_5_load_121 | 79 | 0.0021788 | 0.00054605 | 0 | 0 |  | 1 | TRUE | wye
60 | LV_2601-19_0_5_load_66 | 80 | 0.001164 | 0.00029173 | 0 | 0 |  | 1 | TRUE | wye
61 | LV_2601-19_0_5_load_58 | 82 | 0.0043963 | 0.0011018 | 0 | 0 |  | 1 | TRUE | wye
62 | LV_2601-19_0_5_load_29 | 83 | 0.0041578 | 0.001042 | 0 | 0 |  | 1 | TRUE | wye
63 | LV_2601-19_0_5_load_31 | 84 | 0.0014479 | 0.00036288 | 0 | 0 |  | 1 | TRUE | wye
64 | LV_2601-19_0_5_load_89 | 85 | 0.0028518 | 0.00071473 | 0 | 0 |  | 1 | TRUE | wye
65 | LV_2601-19_0_5_load_39 | 86 | 0.0031432 | 0.00078776 | 0 | 0 |  | 1 | TRUE | wye
66 | LV_2601-19_0_5_load_43 | 88 | 0.0022115 | 0.00055426 | 0 | 0 |  | 1 | TRUE | wye
67 | LV_2601-19_0_5_load_82 | 89 | 0.0012947 | 0.00032449 | 0 | 0 |  | 1 | TRUE | wye
68 | LV_2601-19_0_5_load_53 | 91 | 0.00086361 | 0.00021644 | 0 | 0 |  | 1 | TRUE | wye
69 | LV_2601-19_0_5_load_51 | 93 | 0.005457 | 0.0013677 | 0 | 0 |  | 1 | TRUE | wye
70 | LV_2601-19_0_5_load_64 | 94 | 0.0044126 | 0.0011059 | 0 | 0 |  | 1 | TRUE | wye
71 | LV_2601-19_0_5_load_52 | 96 | 0.0046213 | 0.0011582 | 0 | 0 |  | 1 | TRUE | wye
72 | LV_2601-19_0_5_load_71 | 98 | 0.0095911 | 0.0024038 | 0 | 0 |  | 1 | TRUE | wye
73 | LV_2601-19_0_5_load_113 | 99 | 0.0065987 | 0.0016538 | 0 | 0 |  | 1 | TRUE | wye
74 | LV_2601-19_0_5_load_120 | 100 | 0.0013184 | 0.00033042 | 0 | 0 |  | 1 | TRUE | wye
75 | LV_2601-19_0_5_load_111 | 101 | 0.012521 | 0.0031381 | 0 | 0 |  | 1 | TRUE | wye
76 | LV_2601-19_0_5_load_109 | 102 | 0.0050139 | 0.0012566 | 0 | 0 |  | 1 | TRUE | wye
77 | LV_2601-19_0_5_load_110 | 103 | 0.0042843 | 0.0010738 | 0 | 0 |  | 1 | TRUE | wye
78 | LV_2601-19_0_5_load_131 | 104 | 0.046458 | 0.011643 | 0 | 0 |  | 1 | TRUE | wye
79 | LV_2601-19_0_5_load_65 | 105 | 0.0060705 | 0.0015214 | 0 | 0 |  | 1 | TRUE | wye
80 | LV_2601-19_0_5_load_67 | 106 | 0.0037333 | 0.00093566 | 0 | 0 |  | 1 | TRUE | wye
81 | LV_2601-19_0_5_load_112 | 107 | 0.0026888 | 0.00067388 | 0 | 0 |  | 1 | TRUE | wye
82 | LV_2601-19_0_5_load_76 | 109 | 0.011777 | 0.0029516 | 0 | 0 |  | 1 | TRUE | wye
83 | LV_2601-19_0_5_load_102 | 110 | 0.0024601 | 0.00061655 | 0 | 0 |  | 1 | TRUE | wye
84 | LV_2601-19_0_5_load_103 | 111 | 0.0040724 | 0.0010206 | 0 | 0 |  | 1 | TRUE | wye
85 | LV_2601-19_0_5_load_77 | 112 | 0.0020518 | 0.00051422 | 0 | 0 |  | 1 | TRUE | wye
86 | LV_2601-19_0_5_load_78 | 113 | 0.0047016 | 0.0011783 | 0 | 0 |  | 1 | TRUE | wye
87 | LV_2601-19_0_5_load_80 | 114 | 0.002256 | 0.00056541 | 0 | 0 |  | 1 | TRUE | wye
88 | LV_2601-19_0_5_load_81 | 115 | 0.0038269 | 0.0009591 | 0 | 0 |  | 1 | TRUE | wye
89 | LV_2601-19_0_5_load_99 | 117 | 0.0023699 | 0.00059396 | 0 | 0 |  | 1 | TRUE | wye
90 | LV_2601-19_0_5_load_100 | 118 | 0.0070187 | 0.0017591 | 0 | 0 |  | 1 | TRUE | wye
91 | LV_2601-19_0_5_load_92 | 119 | 0.0040427 | 0.0010132 | 0 | 0 |  | 1 | TRUE | wye
92 | LV_2601-19_0_5_load_114 | 120 | 0.0022484 | 0.00056351 | 0 | 0 |  | 1 | TRUE | wye
93 | LV_2601-19_0_5_load_127 | 121 | 0.010131 | 0.0025392 | 0 | 0 |  | 1 | TRUE | wye
94 | LV_2601-19_0_5_load_115 | 122 | 0.001133 | 0.00028397 | 0 | 0 |  | 1 | TRUE | wye
95 | LV_2601-19_0_5_load_126 | 123 | 0.0010553 | 0.00026448 | 0 | 0 |  | 1 | TRUE | wye
96 | LV_2601-19_0_5_load_108 | 125 | 0.0020563 | 0.00051536 | 0 | 0 |  | 1 | TRUE | wye
97 | LV_2601-19_0_5_load_106 | 126 | 0.0028584 | 0.00071639 | 0 | 0 |  | 1 | TRUE | wye
98 | LV_2601-19_0_5_load_107 | 127 | 0.0029746 | 0.00074551 | 0 | 0 |  | 1 | TRUE | wye

## ext_grid
| name | bus | vm_pu | va_degree | slack_weight | in_service
0 |  | 27 | 1 | 0 | 1 | TRUE

## line
| name | std_type | from_bus | to_bus | length_km | r_ohm_per_km | x_ohm_per_km | c_nf_per_km | g_us_per_km | max_i_ka | df | parallel | type | in_service
0 | LV_2601-19_0_5_line_0 |  | 0 | 1 | 0.0025834 | 0.125 | 0.08 | 261 | 0 | 0.364 | 1 | 1 | cs | TRUE
1 | LV_2601-19_0_5_line_1 |  | 0 | 2 | 0.015898 | 0.125 | 0.08 | 261 | 0 | 0.364 | 1 | 1 | cs | TRUE
2 | LV_2601-19_0_5_line_2 |  | 1 | 3 | 0.024779 | 0.125 | 0.08 | 261 | 0 | 0.364 | 1 | 1 | cs | TRUE
3 | LV_2601-19_0_5_line_3 |  | 2 | 4 | 0.046718 | 0.125 | 0.08 | 261 | 0 | 0.364 | 1 | 1 | cs | TRUE
4 | LV_2601-19_0_5_line_4 |  | 3 | 8 | 0.016689 | 0.125 | 0.08 | 261 | 0 | 0.364 | 1 | 1 | cs | TRUE
5 | LV_2601-19_0_5_line_5 |  | 5 | 6 | 0.010755 | 0.125 | 0.08 | 261 | 0 | 0.364 | 1 | 4 | cs | TRUE
6 | LV_2601-19_0_5_line_6 |  | 5 | 7 | 0.020075 | 0.125 | 0.08 | 261 | 0 | 0.364 | 1 | 4 | cs | TRUE
7 | LV_2601-19_0_5_line_7 |  | 6 | 33 | 0.018856 | 0.125 | 0.08 | 261 | 0 | 0.364 | 1 | 4 | cs | TRUE
8 | LV_2601-19_0_5_line_8 |  | 6 | 30 | 0.016738 | 0.125 | 0.08 | 261 | 0 | 0.364 | 1 | 4 | cs | TRUE
9 | LV_2601-19_0_5_line_9 |  | 7 | 9 | 0.011605 | 0.125 | 0.08 | 261 | 0 | 0.364 | 1 | 4 | cs | TRUE
10 | LV_2601-19_0_5_line_10 |  | 7 | 10 | 0.024269 | 0.125 | 0.08 | 261 | 0 | 0.364 | 1 | 1 | cs | TRUE
11 | LV_2601-19_0_5_line_11 |  | 8 | 13 | 0.037489 | 0.125 | 0.08 | 261 | 0 | 0.364 | 1 | 1 | cs | TRUE
12 | LV_2601-19_0_5_line_12 |  | 9 | 77 | 0.03143 | 0.125 | 0.08 | 261 | 0 | 0.364 | 1 | 4 | cs | TRUE
13 | LV_2601-19_0_5_line_13 |  | 11 | 12 | 0.014984 | 0.125 | 0.08 | 261 | 0 | 0.364 | 1 | 1 | cs | TRUE
14 | LV_2601-19_0_5_line_14 |  | 12 | 67 | 0.0039256 | 0.125 | 0.08 | 261 | 0 | 0.364 | 1 | 1 | cs | TRUE
15 | LV_2601-19_0_5_line_15 |  | 13 | 85 | 0.03854 | 0.125 | 0.08 | 261 | 0 | 0.364 | 1 | 1 | cs | TRUE
16 | LV_2601-19_0_5_line_16 |  | 14 | 15 | 0.002506 | 0.125 | 0.08 | 261 | 0 | 0.364 | 1 | 1 | cs | TRUE
17 | LV_2601-19_0_5_line_17 |  | 14 | 16 | 0.030101 | 0.125 | 0.08 | 261 | 0 | 0.364 | 1 | 1 | cs | TRUE
18 | LV_2601-19_0_5_line_18 |  | 15 | 84 | 0.012118 | 0.125 | 0.08 | 261 | 0 | 0.364 | 1 | 1 | cs | TRUE
19 | LV_2601-19_0_5_line_19 |  | 16 | 64 | 0.036328 | 0.125 | 0.08 | 261 | 0 | 0.364 | 1 | 1 | cs | TRUE
20 | LV_2601-19_0_5_line_20 |  | 16 | 60 | 0.032942 | 0.125 | 0.08 | 261 | 0 | 0.364 | 1 | 1 | cs | TRUE
21 | LV_2601-19_0_5_line_21 |  | 17 | 18 | 0.010139 | 0.125 | 0.08 | 261 | 0 | 0.364 | 1 | 4 | cs | TRUE
22 | LV_2601-19_0_5_line_22 |  | 17 | 19 | 0.022156 | 0.125 | 0.08 | 261 | 0 | 0.364 | 1 | 4 | cs | TRUE
23 | LV_2601-19_0_5_line_23 |  | 18 | 20 | 0.012629 | 0.125 | 0.08 | 261 | 0 | 0.364 | 1 | 4 | cs | TRUE
24 | LV_2601-19_0_5_line_24 |  | 19 | 21 | 0.024679 | 0.125 | 0.08 | 261 | 0 | 0.364 | 1 | 4 | cs | TRUE
25 | LV_2601-19_0_5_line_25 |  | 20 | 22 | 0.023413 | 0.125 | 0.08 | 261 | 0 | 0.364 | 1 | 4 | cs | TRUE
26 | LV_2601-19_0_5_line_26 |  | 21 | 23 | 0.027239 | 0.125 | 0.08 | 261 | 0 | 0.364 | 1 | 4 | cs | TRUE
27 | LV_2601-19_0_5_line_27 |  | 22 | 24 | 0.020223 | 0.125 | 0.08 | 261 | 0 | 0.364 | 1 | 4 | cs | TRUE
28 | LV_2601-19_0_5_line_28 |  | 23 | 25 | 0.030527 | 0.125 | 0.08 | 261 | 0 | 0.364 | 1 | 4 | cs | TRUE
29 | LV_2601-19_0_5_line_29 |  | 23 | 26 | 0.016826 | 0.125 | 0.08 | 261 | 0 | 0.364 | 1 | 4 | cs | TRUE
30 | LV_2601-19_0_5_line_30 |  | 24 | 34 | 0.030063 | 0.125 | 0.08 | 261 | 0 | 0.364 | 1 | 4 | cs | TRUE
31 | LV_2601-19_0_5_line_31 |  | 25 | 85 | 0.020276 | 0.125 | 0.08 | 261 | 0 | 0.364 | 1 | 4 | cs | TRUE
32 | LV_2601-19_0_5_line_32 |  | 26 | 83 | 0.032697 | 0.125 | 0.08 | 261 | 0 | 0.364 | 1 | 2 | cs | TRUE
33 | LV_2601-19_0_5_line_33 |  | 27 | 28 | 0.043874 | 0.125 | 0.08 | 261 | 0 | 0.364 | 1 | 4 | cs | TRUE
34 | LV_2601-19_0_5_line_34 |  | 27 | 29 | 0.021339 | 0.125 | 0.08 | 261 | 0 | 0.364 | 1 | 1 | cs | TRUE
35 | LV_2601-19_0_5_line_35 |  | 28 | 30 | 0.026309 | 0.125 | 0.08 | 261 | 0 | 0.364 | 1 | 4 | cs | TRUE
36 | LV_2601-19_0_5_line_36 |  | 30 | 31 | 0.023409 | 0.125 | 0.08 | 261 | 0 | 0.364 | 1 | 1 | cs | TRUE
37 | LV_2601-19_0_5_line_37 |  | 31 | 32 | 0.017829 | 0.125 | 0.08 | 261 | 0 | 0.364 | 1 | 1 | cs | TRUE
38 | LV_2601-19_0_5_line_38 |  | 32 | 95 | 0.018572 | 0.125 | 0.08 | 261 | 0 | 0.364 | 1 | 1 | cs | TRUE
39 | LV_2601-19_0_5_line_39 |  | 33 | 85 | 0.012939 | 0.125 | 0.08 | 261 | 0 | 0.364 | 1 | 4 | cs | TRUE
40 | LV_2601-19_0_5_line_40 |  | 34 | 35 | 0.016158 | 0.125 | 0.08 | 261 | 0 | 0.364 | 1 | 1 | cs | TRUE
41 | LV_2601-19_0_5_line_41 |  | 34 | 36 | 0.044977 | 0.125 | 0.08 | 261 | 0 | 0.364 | 1 | 4 | cs | TRUE
42 | LV_2601-19_0_5_line_42 |  | 35 | 37 | 0.06118 | 0.125 | 0.08 | 261 | 0 | 0.364 | 1 | 1 | cs | TRUE
43 | LV_2601-19_0_5_line_43 |  | 36 | 39 | 0.026162 | 0.125 | 0.08 | 261 | 0 | 0.364 | 1 | 4 | cs | TRUE
44 | LV_2601-19_0_5_line_44 |  | 37 | 119 | 0.03866 | 0.125 | 0.08 | 261 | 0 | 0.364 | 1 | 1 | cs | TRUE
45 | LV_2601-19_0_5_line_45 |  | 38 | 39 | 0.0069581 | 0.125 | 0.08 | 261 | 0 | 0.364 | 1 | 1 | cs | TRUE
46 | LV_2601-19_0_5_line_46 |  | 39 | 40 | 0.013107 | 0.125 | 0.08 | 261 | 0 | 0.364 | 1 | 4 | cs | TRUE
47 | LV_2601-19_0_5_line_47 |  | 40 | 41 | 0.029396 | 0.125 | 0.08 | 261 | 0 | 0.364 | 1 | 2 | cs | TRUE
48 | LV_2601-19_0_5_line_48 |  | 40 | 42 | 0.013445 | 0.125 | 0.08 | 261 | 0 | 0.364 | 1 | 1 | cs | TRUE
49 | LV_2601-19_0_5_line_49 |  | 41 | 55 | 0.026135 | 0.125 | 0.08 | 261 | 0 | 0.364 | 1 | 1 | cs | TRUE
50 | LV_2601-19_0_5_line_50 |  | 41 | 53 | 0.0056535 | 0.125 | 0.08 | 261 | 0 | 0.364 | 1 | 1 | cs | TRUE
51 | LV_2601-19_0_5_line_51 |  | 42 | 57 | 0.012218 | 0.125 | 0.08 | 261 | 0 | 0.364 | 1 | 1 | cs | TRUE
52 | LV_2601-19_0_5_line_52 |  | 43 | 44 | 0.014773 | 0.125 | 0.08 | 261 | 0 | 0.364 | 1 | 1 | cs | TRUE
53 | LV_2601-19_0_5_line_53 |  | 43 | 45 | 0.025289 | 0.125 | 0.08 | 261 | 0 | 0.364 | 1 | 1 | cs | TRUE
54 | LV_2601-19_0_5_line_54 |  | 44 | 46 | 0.026862 | 0.125 | 0.08 | 261 | 0 | 0.364 | 1 | 1 | cs | TRUE
55 | LV_2601-19_0_5_line_55 |  | 44 | 47 | 0.022174 | 0.125 | 0.08 | 261 | 0 | 0.364 | 1 | 1 | cs | TRUE
56 | LV_2601-19_0_5_line_56 |  | 45 | 108 | 0.013294 | 0.125 | 0.08 | 261 | 0 | 0.364 | 1 | 1 | cs | TRUE
57 | LV_2601-19_0_5_line_57 |  | 46 | 50 | 0.027757 | 0.125 | 0.08 | 261 | 0 | 0.364 | 1 | 1 | cs | TRUE
58 | LV_2601-19_0_5_line_58 |  | 46 | 49 | 0.040156 | 0.125 | 0.08 | 261 | 0 | 0.364 | 1 | 1 | cs | TRUE
59 | LV_2601-19_0_5_line_59 |  | 47 | 51 | 0.01763 | 0.125 | 0.08 | 261 | 0 | 0.364 | 1 | 1 | cs | TRUE
60 | LV_2601-19_0_5_line_60 |  | 48 | 49 | 0.020792 | 0.125 | 0.08 | 261 | 0 | 0.364 | 1 | 1 | cs | TRUE
61 | LV_2601-19_0_5_line_61 |  | 50 | 54 | 0.013045 | 0.125 | 0.08 | 261 | 0 | 0.364 | 1 | 1 | cs | TRUE
62 | LV_2601-19_0_5_line_62 |  | 51 | 52 | 0.0030405 | 0.125 | 0.08 | 261 | 0 | 0.364 | 1 | 1 | cs | TRUE
63 | LV_2601-19_0_5_line_63 |  | 52 | 53 | 0.016132 | 0.125 | 0.08 | 261 | 0 | 0.364 | 1 | 1 | cs | TRUE
64 | LV_2601-19_0_5_line_64 |  | 55 | 56 | 0.017008 | 0.125 | 0.08 | 261 | 0 | 0.364 | 1 | 1 | cs | TRUE
65 | LV_2601-19_0_5_line_65 |  | 57 | 58 | 0.006523 | 0.125 | 0.08 | 261 | 0 | 0.364 | 1 | 1 | cs | TRUE
66 | LV_2601-19_0_5_line_66 |  | 59 | 60 | 0.018441 | 0.125 | 0.08 | 261 | 0 | 0.364 | 1 | 1 | cs | TRUE
67 | LV_2601-19_0_5_line_67 |  | 59 | 61 | 0.025848 | 0.125 | 0.08 | 261 | 0 | 0.364 | 1 | 1 | cs | TRUE
68 | LV_2601-19_0_5_line_68 |  | 60 | 62 | 0.032905 | 0.125 | 0.08 | 261 | 0 | 0.364 | 1 | 1 | cs | TRUE
69 | LV_2601-19_0_5_line_69 |  | 61 | 63 | 0.022538 | 0.125 | 0.08 | 261 | 0 | 0.364 | 1 | 1 | cs | TRUE
70 | LV_2601-19_0_5_line_70 |  | 62 | 65 | 0.011059 | 0.125 | 0.08 | 261 | 0 | 0.364 | 1 | 1 | cs | TRUE
71 | LV_2601-19_0_5_line_71 |  | 63 | 66 | 0.02122 | 0.125 | 0.08 | 261 | 0 | 0.364 | 1 | 1 | cs | TRUE
72 | LV_2601-19_0_5_line_72 |  | 64 | 67 | 0.0076204 | 0.125 | 0.08 | 261 | 0 | 0.364 | 1 | 1 | cs | TRUE
73 | LV_2601-19_0_5_line_73 |  | 65 | 68 | 0.019849 | 0.125 | 0.08 | 261 | 0 | 0.364 | 1 | 1 | cs | TRUE
74 | LV_2601-19_0_5_line_74 |  | 68 | 86 | 0.0021273 | 0.125 | 0.08 | 261 | 0 | 0.364 | 1 | 1 | cs | TRUE
75 | LV_2601-19_0_5_line_75 |  | 69 | 70 | 0.003296 | 0.125 | 0.08 | 261 | 0 | 0.364 | 1 | 1 | cs | TRUE
76 | LV_2601-19_0_5_line_76 |  | 69 | 71 | 0.018413 | 0.125 | 0.08 | 261 | 0 | 0.364 | 1 | 1 | cs | TRUE
77 | LV_2601-19_0_5_line_77 |  | 70 | 72 | 0.021387 | 0.125 | 0.08 | 261 | 0 | 0.364 | 1 | 1 | cs | TRUE
78 | LV_2601-19_0_5_line_78 |  | 71 | 73 | 0.011632 | 0.125 | 0.08 | 261 | 0 | 0.364 | 1 | 1 | cs | TRUE
79 | LV_2601-19_0_5_line_79 |  | 71 | 74 | 0.025918 | 0.125 | 0.08 | 261 | 0 | 0.364 | 1 | 1 | cs | TRUE
80 | LV_2601-19_0_5_line_80 |  | 72 | 78 | 0.015459 | 0.125 | 0.08 | 261 | 0 | 0.364 | 1 | 1 | cs | TRUE
81 | LV_2601-19_0_5_line_81 |  | 73 | 77 | 0.041134 | 0.125 | 0.08 | 261 | 0 | 0.364 | 1 | 2 | cs | TRUE
82 | LV_2601-19_0_5_line_82 |  | 74 | 79 | 0.013473 | 0.125 | 0.08 | 261 | 0 | 0.364 | 1 | 1 | cs | TRUE
83 | LV_2601-19_0_5_line_83 |  | 75 | 76 | 0.020798 | 0.125 | 0.08 | 261 | 0 | 0.364 | 1 | 1 | cs | TRUE
84 | LV_2601-19_0_5_line_84 |  | 75 | 77 | 0.022199 | 0.125 | 0.08 | 261 | 0 | 0.364 | 1 | 1 | cs | TRUE
85 | LV_2601-19_0_5_line_85 |  | 78 | 80 | 0.023355 | 0.125 | 0.08 | 261 | 0 | 0.364 | 1 | 1 | cs | TRUE
86 | LV_2601-19_0_5_line_86 |  | 78 | 81 | 0.019395 | 0.125 | 0.08 | 261 | 0 | 0.364 | 1 | 1 | cs | TRUE
87 | LV_2601-19_0_5_line_87 |  | 79 | 82 | 0.047706 | 0.125 | 0.08 | 261 | 0 | 0.364 | 1 | 1 | cs | TRUE
88 | LV_2601-19_0_5_line_88 |  | 80 | 94 | 0.028291 | 0.125 | 0.08 | 261 | 0 | 0.364 | 1 | 1 | cs | TRUE
89 | LV_2601-19_0_5_line_89 |  | 81 | 92 | 0.038249 | 0.125 | 0.08 | 261 | 0 | 0.364 | 1 | 1 | cs | TRUE
90 | LV_2601-19_0_5_line_90 |  | 83 | 84 | 0.017863 | 0.125 | 0.08 | 261 | 0 | 0.364 | 1 | 2 | cs | TRUE
91 | LV_2601-19_0_5_line_91 |  | 86 | 87 | 0.032644 | 0.125 | 0.08 | 261 | 0 | 0.364 | 1 | 1 | cs | TRUE
92 | LV_2601-19_0_5_line_92 |  | 87 | 88 | 0.02175 | 0.125 | 0.08 | 261 | 0 | 0.364 | 1 | 1 | cs | TRUE
93 | LV_2601-19_0_5_line_93 |  | 88 | 89 | 0.02066 | 0.125 | 0.08 | 261 | 0 | 0.364 | 1 | 1 | cs | TRUE
94 | LV_2601-19_0_5_line_94 |  | 89 | 90 | 0.023427 | 0.125 | 0.08 | 261 | 0 | 0.364 | 1 | 1 | cs | TRUE
95 | LV_2601-19_0_5_line_95 |  | 90 | 115 | 0.013451 | 0.125 | 0.08 | 261 | 0 | 0.364 | 1 | 1 | cs | TRUE
96 | LV_2601-19_0_5_line_96 |  | 90 | 112 | 0.013411 | 0.125 | 0.08 | 261 | 0 | 0.364 | 1 | 1 | cs | TRUE
97 | LV_2601-19_0_5_line_97 |  | 91 | 92 | 0.014642 | 0.125 | 0.08 | 261 | 0 | 0.364 | 1 | 1 | cs | TRUE
98 | LV_2601-19_0_5_line_98 |  | 91 | 93 | 0.015144 | 0.125 | 0.08 | 261 | 0 | 0.364 | 1 | 1 | cs | TRUE
99 | LV_2601-19_0_5_line_99 |  | 92 | 99 | 0.022187 | 0.125 | 0.08 | 261 | 0 | 0.364 | 1 | 1 | cs | TRUE
100 | LV_2601-19_0_5_line_100 |  | 93 | 96 | 0.02846 | 0.125 | 0.08 | 261 | 0 | 0.364 | 1 | 1 | cs | TRUE
101 | LV_2601-19_0_5_line_101 |  | 94 | 105 | 0.020412 | 0.125 | 0.08 | 261 | 0 | 0.364 | 1 | 1 | cs | TRUE
102 | LV_2601-19_0_5_line_102 |  | 95 | 101 | 0.011313 | 0.125 | 0.08 | 261 | 0 | 0.364 | 1 | 1 | cs | TRUE
103 | LV_2601-19_0_5_line_103 |  | 96 | 97 | 0.041245 | 0.125 | 0.08 | 261 | 0 | 0.364 | 1 | 1 | cs | TRUE
104 | LV_2601-19_0_5_line_104 |  | 97 | 98 | 0.035196 | 0.125 | 0.08 | 261 | 0 | 0.364 | 1 | 1 | cs | TRUE
105 | LV_2601-19_0_5_line_105 |  | 99 | 100 | 0.021591 | 0.125 | 0.08 | 261 | 0 | 0.364 | 1 | 1 | cs | TRUE
106 | LV_2601-19_0_5_line_106 |  | 102 | 103 | 0.011542 | 0.125 | 0.08 | 261 | 0 | 0.364 | 1 | 1 | cs | TRUE
107 | LV_2601-19_0_5_line_107 |  | 102 | 104 | 0.043399 | 0.125 | 0.08 | 261 | 0 | 0.364 | 1 | 1 | cs | TRUE
108 | LV_2601-19_0_5_line_108 |  | 104 | 107 | 0.013979 | 0.125 | 0.08 | 261 | 0 | 0.364 | 1 | 1 | cs | TRUE
109 | LV_2601-19_0_5_line_109 |  | 105 | 106 | 0.038757 | 0.125 | 0.08 | 261 | 0 | 0.364 | 1 | 1 | cs | TRUE
110 | LV_2601-19_0_5_line_110 |  | 106 | 107 | 0.0043863 | 0.125 | 0.08 | 261 | 0 | 0.364 | 1 | 1 | cs | TRUE
111 | LV_2601-19_0_5_line_111 |  | 108 | 109 | 0.024321 | 0.125 | 0.08 | 261 | 0 | 0.364 | 1 | 1 | cs | TRUE
112 | LV_2601-19_0_5_line_112 |  | 109 | 110 | 0.041179 | 0.125 | 0.08 | 261 | 0 | 0.364 | 1 | 1 | cs | TRUE
113 | LV_2601-19_0_5_line_113 |  | 110 | 111 | 0.042835 | 0.125 | 0.08 | 261 | 0 | 0.364 | 1 | 1 | cs | TRUE
114 | LV_2601-19_0_5_line_114 |  | 111 | 124 | 0.020187 | 0.125 | 0.08 | 261 | 0 | 0.364 | 1 | 1 | cs | TRUE
115 | LV_2601-19_0_5_line_115 |  | 112 | 113 | 0.012277 | 0.125 | 0.08 | 261 | 0 | 0.364 | 1 | 1 | cs | TRUE
116 | LV_2601-19_0_5_line_116 |  | 113 | 114 | 0.0037033 | 0.125 | 0.08 | 261 | 0 | 0.364 | 1 | 1 | cs | TRUE
117 | LV_2601-19_0_5_line_117 |  | 115 | 116 | 0.021474 | 0.125 | 0.08 | 261 | 0 | 0.364 | 1 | 1 | cs | TRUE
118 | LV_2601-19_0_5_line_118 |  | 116 | 117 | 0.0088091 | 0.125 | 0.08 | 261 | 0 | 0.364 | 1 | 1 | cs | TRUE
119 | LV_2601-19_0_5_line_119 |  | 116 | 118 | 0.030135 | 0.125 | 0.08 | 261 | 0 | 0.364 | 1 | 1 | cs | TRUE
120 | LV_2601-19_0_5_line_120 |  | 117 | 120 | 0.014707 | 0.125 | 0.08 | 261 | 0 | 0.364 | 1 | 1 | cs | TRUE
121 | LV_2601-19_0_5_line_121 |  | 118 | 121 | 0.020888 | 0.125 | 0.08 | 261 | 0 | 0.364 | 1 | 1 | cs | TRUE
122 | LV_2601-19_0_5_line_122 |  | 120 | 122 | 0.00042796 | 0.125 | 0.08 | 261 | 0 | 0.364 | 1 | 1 | cs | TRUE
123 | LV_2601-19_0_5_line_123 |  | 121 | 123 | 0.0055327 | 0.125 | 0.08 | 261 | 0 | 0.364 | 1 | 1 | cs | TRUE
124 | LV_2601-19_0_5_line_124 |  | 124 | 125 | 0.026771 | 0.125 | 0.08 | 261 | 0 | 0.364 | 1 | 1 | cs | TRUE
125 | LV_2601-19_0_5_line_125 |  | 124 | 126 | 0.023477 | 0.125 | 0.08 | 261 | 0 | 0.364 | 1 | 1 | cs | TRUE
126 | LV_2601-19_0_5_line_126 |  | 126 | 127 | 0.024293 | 0.125 | 0.08 | 261 | 0 | 0.364 | 1 | 1 | cs | TRUE

## trafo
| name | std_type | hv_bus | lv_bus | sn_mva | vn_hv_kv | vn_lv_kv | vk_percent | vkr_percent | pfe_kw | i0_percent | shift_degree | tap_side | tap_neutral | tap_min | tap_max | tap_step_percent | tap_step_degree | tap_pos | tap_phase_shifter | parallel | df | in_service
0 | LV_2601-19_0_5_trafo_9 | 0.63 MVA 20/0.4 kV | 128 | 27 | 0.63 | 20 | 0.4 | 6 | 1.206 | 1.65 | 0.2619 | 150 | hv | 0 | -2 | 2 | 2.5 | 0 | 0 | FALSE | 1 | 1 | TRUE

## line_geodata
| x0 | y0 | x1 | y1 | x2 | y2 | x3 | y3 | x4 | y4 | x5 | y5 | x6 | y6 | x7 | y7 | x8 | y8 | x9 | y9 | x10 | y10
0 | 2607554.8032 | 1229504.9103 | 2607557.3826 | 1229505.0544
1 | 2607538.9301 | 1229504.024 | 2607554.8032 | 1229504.9103
2 | 2607582.0838 | 1229504.7566 | 2607571.5229 | 1229505.8439 | 2607557.3826 | 1229505.0544
3 | 2607538.9301 | 1229504.024 | 2607517.2662 | 1229462.6321
4 | 2607582.0838 | 1229504.7566 | 2607584.8184 | 1229510.6969 | 2607588.9331 | 1229519.9752
5 | 2607565.0206 | 1229586.2168 | 2607554.2663 | 1229586.2991
6 | 2607534.2347 | 1229587.5344 | 2607551.2948 | 1229586.3218 | 2607554.2663 | 1229586.2991
7 | 2607565.0206 | 1229586.2168 | 2607578.7359 | 1229588.5022 | 2607583.6635 | 1229588.9903
8 | 2607565.0206 | 1229586.2168 | 2607561.0071 | 1229591.2926 | 2607557.5257 | 1229600.9606
9 | 2607534.2347 | 1229587.5344 | 2607525.8031 | 1229588.1353 | 2607522.6609 | 1229587.8849
10 | 2607521.9375 | 1229608.2202 | 2607528.0676 | 1229600.5567 | 2607530.5569 | 1229596.7686 | 2607534.2347 | 1229587.5344
11 | 2607606.5124 | 1229553.0385 | 2607593.6786 | 1229530.6756 | 2607588.9331 | 1229519.9752
12 | 2607492.5968 | 1229579.3277 | 2607505.0001 | 1229584.0513 | 2607516.4491 | 1229587.3898 | 2607522.6609 | 1229587.8849
13 | 2607586.7113 | 1229463.4713 | 2607601.2389 | 1229467.1432
14 | 2607605.0448 | 1229468.1052 | 2607601.2389 | 1229467.1432
15 | 2607596.5394 | 1229590.2659 | 2607606.5124 | 1229553.0385
16 | 2607647.0125 | 1229508.8503 | 2607646.975 | 1229511.356
17 | 2607647.0125 | 1229508.8503 | 2607647.463 | 1229478.7521
18 | 2607646.975 | 1229511.356 | 2607646.7936 | 1229523.4724
19 | 2607647.463 | 1229478.7521 | 2607611.9949 | 1229470.8966
20 | 2607653.7037 | 1229446.5908 | 2607650.6093 | 1229455.5255 | 2607647.5411 | 1229473.5322 | 2607647.463 | 1229478.7521
21 | 2607692.735 | 1229647.6962 | 2607698.9572 | 1229655.7014
22 | 2607692.735 | 1229647.6962 | 2607688.0186 | 1229641.6284 | 2607677.9624 | 1229631.2233
23 | 2607698.9572 | 1229655.7014 | 2607706.7079 | 1229665.6729
24 | 2607660.8116 | 1229613.4774 | 2607677.9624 | 1229631.2233
25 | 2607721.0761 | 1229684.1581 | 2607706.7079 | 1229665.6729
26 | 2607646.278 | 1229590.8337 | 2607650.2648 | 1229600.8447 | 2607659.348 | 1229611.9629 | 2607660.8116 | 1229613.4774
27 | 2607721.0761 | 1229684.1581 | 2607733.4869 | 1229700.1252
28 | 2607646.278 | 1229590.8337 | 2607638.9863 | 1229594.471 | 2607616.7167 | 1229592.2648
29 | 2607646.278 | 1229590.8337 | 2607645.8602 | 1229585.8302 | 2607646.0369 | 1229574.0261
30 | 2607750.5243 | 1229724.8805 | 2607736.8404 | 1229704.4396 | 2607733.4869 | 1229700.1252
31 | 2607596.5394 | 1229590.2659 | 2607616.7167 | 1229592.2648
32 | 2607646.0369 | 1229574.0261 | 2607646.5262 | 1229541.3331
33 | 2607579.8838 | 1229614.8262 | 2607601.9324 | 1229628.4997 | 2607618.025 | 1229636.405
34 | 2607637.2851 | 1229645.5881 | 2607628.3218 | 1229641.4632 | 2607618.025 | 1229636.405
35 | 2607557.5257 | 1229600.9606 | 2607579.8838 | 1229614.8262
36 | 2607557.5257 | 1229600.9606 | 2607552.2629 | 1229623.7706
37 | 2607546.8712 | 1229640.4373 | 2607548.2059 | 1229639.2161 | 2607549.1171 | 1229637.405 | 2607552.2629 | 1229623.7706
38 | 2607556.5848 | 1229656.2812 | 2607546.8712 | 1229640.4373
39 | 2607583.6635 | 1229588.9903 | 2607596.5394 | 1229590.2659
40 | 2607750.5243 | 1229724.8805 | 2607765.3622 | 1229718.4844
41 | 2607750.5243 | 1229724.8805 | 2607727.2052 | 1229763.34
42 | 2607765.3622 | 1229718.4844 | 2607819.7413 | 1229690.4499
43 | 2607727.2052 | 1229763.34 | 2607741.4551 | 1229785.3048
44 | 2607819.7413 | 1229690.4499 | 2607800.9166 | 1229656.6831
45 | 2607741.4551 | 1229785.3048 | 2607748.4073 | 1229785.5916
46 | 2607741.4551 | 1229785.3048 | 2607728.3214 | 1229784.7542
47 | 2607728.3214 | 1229784.7542 | 2607721.9066 | 1229813.4408
48 | 2607728.3214 | 1229784.7542 | 2607721.4678 | 1229783.6225 | 2607717.6011 | 1229778.3988
49 | 2607721.9066 | 1229813.4408 | 2607744.0327 | 1229818.7502 | 2607747.319 | 1229819.5438
50 | 2607721.9066 | 1229813.4408 | 2607716.4092 | 1229812.1218
51 | 2607717.6011 | 1229778.3988 | 2607710.3316 | 1229768.5784
52 | 2607685.026 | 1229848.8256 | 2607670.2604 | 1229849.289
53 | 2607645.0343 | 1229848.1077 | 2607646.6994 | 1229848.4319 | 2607664.9451 | 1229849.4558 | 2607670.2604 | 1229849.289
54 | 2607686.0906 | 1229821.9887 | 2607685.026 | 1229848.8256
55 | 2607685.026 | 1229848.8256 | 2607698.1317 | 1229847.5305 | 2607707.1981 | 1229847.7534
56 | 2607631.9857 | 1229845.567 | 2607645.0343 | 1229848.1077
57 | 2607686.0906 | 1229821.9887 | 2607660.4997 | 1229811.2389
58 | 2607686.0906 | 1229821.9887 | 2607686.8221 | 1229812.7175 | 2607687.2971 | 1229808.5267 | 2607687.9982 | 1229805.159 | 2607690.2279 | 1229797.0903 | 2607690.7015 | 1229794.0113 | 2607690.8034 | 1229791.3766 | 2607690.2622 | 1229788.0961 | 2607689.6749 | 1229785.3382 | 2607688.6402 | 1229783.0133 | 2607688.4518 | 1229782.6766
59 | 2607707.1981 | 1229847.7534 | 2607711.6106 | 1229830.6841
60 | 2607681.9192 | 1229763.2386 | 2607682.6881 | 1229769.9868 | 2607683.5853 | 1229773.2121 | 2607685.2847 | 1229777.0165 | 2607688.4518 | 1229782.6766
61 | 2607648.4727 | 1229806.1868 | 2607660.4997 | 1229811.2389
62 | 2607711.6106 | 1229830.6841 | 2607712.3716 | 1229827.7404
63 | 2607716.4092 | 1229812.1218 | 2607712.3716 | 1229827.7404
64 | 2607747.319 | 1229819.5438 | 2607752.005 | 1229803.1946
65 | 2607706.4507 | 1229763.3355 | 2607710.3316 | 1229768.5784
66 | 2607653.7037 | 1229446.5908 | 2607660.6129 | 1229434.1811 | 2607662.7824 | 1229430.5414
67 | 2607677.7186 | 1229409.5439 | 2607669.2215 | 1229419.7391 | 2607662.7824 | 1229430.5414
68 | 2607653.7037 | 1229446.5908 | 2607685.8886 | 1229453.4378
69 | 2607677.7186 | 1229409.5439 | 2607693.5106 | 1229393.4212
70 | 2607685.8886 | 1229453.4378 | 2607696.705 | 1229455.7388
71 | 2607693.5106 | 1229393.4212 | 2607708.8617 | 1229408.0718
72 | 2607611.9949 | 1229470.8966 | 2607609.8759 | 1229469.3263 | 2607605.0448 | 1229468.1052
73 | 2607696.705 | 1229455.7388 | 2607716.1196 | 1229459.8691
74 | 2607718.2004 | 1229460.3118 | 2607716.1196 | 1229459.8691
75 | 2607455.6084 | 1229632.2685 | 2607456.6594 | 1229629.1445
76 | 2607462.5312 | 1229611.6925 | 2607456.6594 | 1229629.1445
77 | 2607448.7883 | 1229652.539 | 2607455.6084 | 1229632.2685
78 | 2607462.5312 | 1229611.6925 | 2607473.4403 | 1229615.7287
79 | 2607462.5312 | 1229611.6925 | 2607438.3353 | 1229602.4015
80 | 2607443.8585 | 1229667.1912 | 2607448.7883 | 1229652.539
81 | 2607492.5968 | 1229579.3277 | 2607473.4403 | 1229615.7287
82 | 2607425.7577 | 1229597.5719 | 2607438.3353 | 1229602.4015
83 | 2607461.0582 | 1229555.3094 | 2607464.2626 | 1229565.5895 | 2607465.6229 | 1229568.2039 | 2607467.8326 | 1229569.8965 | 2607471.851 | 1229571.4269
84 | 2607492.5968 | 1229579.3277 | 2607471.851 | 1229571.4269
85 | 2607443.8585 | 1229667.1912 | 2607465.0814 | 1229676.94
86 | 2607440.0021 | 1229686.1978 | 2607443.8585 | 1229667.1912
87 | 2607425.7577 | 1229597.5719 | 2607390.7121 | 1229629.9397
88 | 2607490.7901 | 1229688.7495 | 2607465.0814 | 1229676.94
89 | 2607440.0021 | 1229686.1978 | 2607438.4641 | 1229698.6477 | 2607436.0024 | 1229710.8408 | 2607427.9601 | 1229721.4038
90 | 2607646.7936 | 1229523.4724 | 2607646.5262 | 1229541.3331
91 | 2607750.1303 | 1229467.1045 | 2607718.2004 | 1229460.3118
92 | 2607750.1303 | 1229467.1045 | 2607745.8961 | 1229488.4384
93 | 2607745.8961 | 1229488.4384 | 2607741.8741 | 1229508.7031
94 | 2607737.3134 | 1229531.6819 | 2607741.8741 | 1229508.7031
95 | 2607737.3134 | 1229531.6819 | 2607734.694 | 1229544.8752
96 | 2607737.3134 | 1229531.6819 | 2607723.9028 | 1229531.619
97 | 2607427.9601 | 1229721.4038 | 2607423.8811 | 1229718.3302 | 2607415.089 | 1229714.6407
98 | 2607400.5012 | 1229710.7094 | 2607406.0282 | 1229711.7042 | 2607414.342 | 1229714.3272 | 2607415.089 | 1229714.6407
99 | 2607427.9601 | 1229721.4038 | 2607430.4925 | 1229725.5427 | 2607431.7978 | 1229729.6912 | 2607432.092 | 1229736.7514 | 2607431.0849 | 1229742.5869
100 | 2607400.5012 | 1229710.7094 | 2607383.1425 | 1229707.5847 | 2607372.373 | 1229706.5154
101 | 2607490.7901 | 1229688.7495 | 2607502.2492 | 1229694.0132 | 2607509.9893 | 1229694.9902
102 | 2607556.5848 | 1229656.2812 | 2607566.7092 | 1229661.3282
103 | 2607331.3301 | 1229702.4403 | 2607372.373 | 1229706.5154
104 | 2607331.3301 | 1229702.4403 | 2607332.4101 | 1229705.0543 | 2607333.8367 | 1229709.1585 | 2607335.1411 | 1229714.0853 | 2607335.8335 | 1229717.7438 | 2607336.2759 | 1229721.4021 | 2607336.4007 | 1229724.6375 | 2607336.1672 | 1229729.807 | 2607335.4956 | 1229733.9086 | 2607334.8109 | 1229736.7767
105 | 2607431.0849 | 1229742.5869 | 2607440.3662 | 1229746.8454 | 2607450.8127 | 1229751.3568
106 | 2607604.1381 | 1229693.1187 | 2607594.0113 | 1229687.5802
107 | 2607594.0113 | 1229687.5802 | 2607561.4555 | 1229716.2786
108 | 2607561.4555 | 1229716.2786 | 2607549.1241 | 1229709.6936
109 | 2607509.9893 | 1229694.9902 | 2607509.9893 | 1229694.9902 | 2607528.7099 | 1229704.3525 | 2607536.559 | 1229702.9838 | 2607545.2549 | 1229707.6274
110 | 2607545.2549 | 1229707.6274 | 2607549.1241 | 1229709.6936
111 | 2607631.9857 | 1229845.567 | 2607614.8805 | 1229841.076 | 2607608.8555 | 1229838.2933
112 | 2607573.2276 | 1229817.8532 | 2607594.1459 | 1229831.4995 | 2607608.8555 | 1229838.2933
113 | 2607573.2276 | 1229817.8532 | 2607562.2833 | 1229810.7136 | 2607536.8864 | 1229795.1858
114 | 2607519.6634 | 1229784.6556 | 2607536.8864 | 1229795.1858
115 | 2607723.9028 | 1229531.619 | 2607711.626 | 1229531.5614
116 | 2607707.9228 | 1229531.544 | 2607711.626 | 1229531.5614
117 | 2607730.5123 | 1229565.938 | 2607734.694 | 1229544.8752
118 | 2607730.5123 | 1229565.938 | 2607727.6061 | 1229574.2538
119 | 2607730.5123 | 1229565.938 | 2607738.891 | 1229571.1296 | 2607743.4186 | 1229572.8698 | 2607758.5825 | 1229575.7101
120 | 2607722.7541 | 1229588.1372 | 2607727.6061 | 1229574.2538
121 | 2607779.1133 | 1229579.5557 | 2607758.5825 | 1229575.7101
122 | 2607722.6129 | 1229588.5412 | 2607722.7541 | 1229588.1372
123 | 2607779.1133 | 1229579.5557 | 2607784.5515 | 1229580.5743
124 | 2607496.5475 | 1229771.1075 | 2607503.6102 | 1229774.6407 | 2607511.5351 | 1229779.2089 | 2607519.6634 | 1229784.6556
125 | 2607519.6634 | 1229784.6556 | 2607530.4592 | 1229763.808
126 | 2607541.6302 | 1229742.2357 | 2607530.4592 | 1229763.808

## bus_geodata
| x | y | coords
0 | 2607554.8032 | 1229504.9103
1 | 2607557.3826 | 1229505.0544
2 | 2607538.9301 | 1229504.024
3 | 2607582.0838 | 1229504.7566
4 | 2607517.2662 | 1229462.6321
5 | 2607554.2663 | 1229586.2991
6 | 2607565.0206 | 1229586.2168
7 | 2607534.2347 | 1229587.5344
8 | 2607588.9331 | 1229519.9752
9 | 2607522.6609 | 1229587.8849
10 | 2607521.9375 | 1229608.2202
11 | 2607586.7113 | 1229463.4713
12 | 2607601.2389 | 1229467.1432
13 | 2607606.5124 | 1229553.0385
14 | 2607647.0125 | 1229508.8503
15 | 2607646.975 | 1229511.356
16 | 2607647.463 | 1229478.7521
17 | 2607692.735 | 1229647.6962
18 | 2607698.9572 | 1229655.7014
19 | 2607677.9624 | 1229631.2233
20 | 2607706.7079 | 1229665.6729
21 | 2607660.8116 | 1229613.4774
22 | 2607721.0761 | 1229684.1581
23 | 2607646.278 | 1229590.8337
24 | 2607733.4869 | 1229700.1252
25 | 2607616.7167 | 1229592.2648
26 | 2607646.0369 | 1229574.0261
27 | 2607618.025 | 1229636.405
28 | 2607579.8838 | 1229614.8262
29 | 2607637.2851 | 1229645.5881
30 | 2607557.5257 | 1229600.9606
31 | 2607552.2629 | 1229623.7706
32 | 2607546.8712 | 1229640.4373
33 | 2607583.6635 | 1229588.9903
34 | 2607750.5243 | 1229724.8805
35 | 2607765.3622 | 1229718.4844
36 | 2607727.2052 | 1229763.34
37 | 2607819.7413 | 1229690.4499
38 | 2607748.4073 | 1229785.5916
39 | 2607741.4551 | 1229785.3048
40 | 2607728.3214 | 1229784.7542
41 | 2607721.9066 | 1229813.4408
42 | 2607717.6011 | 1229778.3988
43 | 2607670.2604 | 1229849.289
44 | 2607685.026 | 1229848.8256
45 | 2607645.0343 | 1229848.1077
46 | 2607686.0906 | 1229821.9887
47 | 2607707.1981 | 1229847.7534
48 | 2607681.9192 | 1229763.2386
49 | 2607688.4518 | 1229782.6766
50 | 2607660.4997 | 1229811.2389
51 | 2607711.6106 | 1229830.6841
52 | 2607712.3716 | 1229827.7404
53 | 2607716.4091 | 1229812.1218
54 | 2607648.4727 | 1229806.1868
55 | 2607747.319 | 1229819.5438
56 | 2607752.005 | 1229803.1946
57 | 2607710.3316 | 1229768.5784
58 | 2607706.4507 | 1229763.3355
59 | 2607662.7824 | 1229430.5414
60 | 2607653.7037 | 1229446.5908
61 | 2607677.7186 | 1229409.5439
62 | 2607685.8886 | 1229453.4377
63 | 2607693.5106 | 1229393.4212
64 | 2607611.9949 | 1229470.8966
65 | 2607696.705 | 1229455.7388
66 | 2607708.8617 | 1229408.0718
67 | 2607605.0448 | 1229468.1052
68 | 2607716.1196 | 1229459.8691
69 | 2607456.6594 | 1229629.1445
70 | 2607455.6084 | 1229632.2685
71 | 2607462.5312 | 1229611.6925
72 | 2607448.7883 | 1229652.539
73 | 2607473.4403 | 1229615.7287
74 | 2607438.3353 | 1229602.4015
75 | 2607471.851 | 1229571.4269
76 | 2607461.0582 | 1229555.3094
77 | 2607492.5968 | 1229579.3277
78 | 2607443.8585 | 1229667.1912
79 | 2607425.7577 | 1229597.5719
80 | 2607465.0814 | 1229676.94
81 | 2607440.0021 | 1229686.1978
82 | 2607390.7121 | 1229629.9397
83 | 2607646.5262 | 1229541.3331
84 | 2607646.7936 | 1229523.4724
85 | 2607596.5394 | 1229590.2659
86 | 2607718.2004 | 1229460.3118
87 | 2607750.1303 | 1229467.1045
88 | 2607745.8961 | 1229488.4384
89 | 2607741.8741 | 1229508.7031
90 | 2607737.3134 | 1229531.6819
91 | 2607415.089 | 1229714.6407
92 | 2607427.9601 | 1229721.4038
93 | 2607400.5012 | 1229710.7094
94 | 2607490.7901 | 1229688.7495
95 | 2607556.5848 | 1229656.2812
96 | 2607372.373 | 1229706.5154
97 | 2607331.3301 | 1229702.4403
98 | 2607334.8109 | 1229736.7767
99 | 2607431.0849 | 1229742.5869
100 | 2607450.8127 | 1229751.3568
101 | 2607566.7092 | 1229661.3282
102 | 2607594.0113 | 1229687.5802
103 | 2607604.1381 | 1229693.1187
104 | 2607561.4555 | 1229716.2786
105 | 2607509.9893 | 1229694.9902
106 | 2607545.2549 | 1229707.6274
107 | 2607549.1241 | 1229709.6936
108 | 2607631.9857 | 1229845.567
109 | 2607608.8555 | 1229838.2933
110 | 2607573.2276 | 1229817.8532
111 | 2607536.8864 | 1229795.1858
112 | 2607723.9028 | 1229531.619
113 | 2607711.626 | 1229531.5614
114 | 2607707.9228 | 1229531.544
115 | 2607734.694 | 1229544.8752
116 | 2607730.5123 | 1229565.938
117 | 2607727.6061 | 1229574.2538
118 | 2607758.5825 | 1229575.7101
119 | 2607800.9166 | 1229656.6831
120 | 2607722.7541 | 1229588.1372
121 | 2607779.1133 | 1229579.5557
122 | 2607722.6129 | 1229588.5412
123 | 2607784.5515 | 1229580.5743
124 | 2607519.6634 | 1229784.6556
125 | 2607496.5475 | 1229771.1075
126 | 2607530.4592 | 1229763.808
127 | 2607541.6302 | 1229742.2357
128 | 2607618.025 | 1229636.405

## line_std_types
| c_nf_per_km | r_ohm_per_km | x_ohm_per_km | max_i_ka | type | q_mm2 | alpha | voltage_rating
NAYY 4x50 SE | 210 | 0.642 | 0.083 | 0.142 | cs | 50 | 0.00403 | LV
NAYY 4x120 SE | 264 | 0.225 | 0.08 | 0.242 | cs | 120 | 0.00403 | LV
NAYY 4x150 SE | 261 | 0.208 | 0.08 | 0.27 | cs | 150 | 0.00403 | LV
NA2XS2Y 1x95 RM/25 12/20 kV | 216 | 0.313 | 0.132 | 0.252 | cs | 95 | 0.00403 | MV
NA2XS2Y 1x185 RM/25 12/20 kV | 273 | 0.161 | 0.117 | 0.362 | cs | 185 | 0.00403 | MV
NA2XS2Y 1x240 RM/25 12/20 kV | 304 | 0.122 | 0.112 | 0.421 | cs | 240 | 0.00403 | MV
NA2XS2Y 1x95 RM/25 6/10 kV | 315 | 0.313 | 0.123 | 0.249 | cs | 95 | 0.00403 | MV
NA2XS2Y 1x185 RM/25 6/10 kV | 406 | 0.161 | 0.11 | 0.358 | cs | 185 | 0.00403 | MV
NA2XS2Y 1x240 RM/25 6/10 kV | 456 | 0.122 | 0.105 | 0.416 | cs | 240 | 0.00403 | MV
NA2XS2Y 1x150 RM/25 12/20 kV | 250 | 0.206 | 0.116 | 0.319 | cs | 150 | 0.00403 | MV
NA2XS2Y 1x120 RM/25 12/20 kV | 230 | 0.253 | 0.119 | 0.283 | cs | 120 | 0.00403 | MV
NA2XS2Y 1x70 RM/25 12/20 kV | 190 | 0.443 | 0.132 | 0.22 | cs | 70 | 0.00403 | MV
NA2XS2Y 1x150 RM/25 6/10 kV | 360 | 0.206 | 0.11 | 0.315 | cs | 150 | 0.00403 | MV
NA2XS2Y 1x120 RM/25 6/10 kV | 340 | 0.253 | 0.113 | 0.28 | cs | 120 | 0.00403 | MV
NA2XS2Y 1x70 RM/25 6/10 kV | 280 | 0.443 | 0.123 | 0.217 | cs | 70 | 0.00403 | MV
N2XS(FL)2Y 1x120 RM/35 64/110 kV | 112 | 0.153 | 0.166 | 0.366 | cs | 120 | 0.00393 | HV
N2XS(FL)2Y 1x185 RM/35 64/110 kV | 125 | 0.099 | 0.156 | 0.457 | cs | 185 | 0.00393 | HV
N2XS(FL)2Y 1x240 RM/35 64/110 kV | 135 | 0.075 | 0.149 | 0.526 | cs | 240 | 0.00393 | HV
N2XS(FL)2Y 1x300 RM/35 64/110 kV | 144 | 0.06 | 0.144 | 0.588 | cs | 300 | 0.00393 | HV
15-AL1/3-ST1A 0.4 | 11 | 1.8769 | 0.35 | 0.105 | ol | 16 | 0.00403 | LV
24-AL1/4-ST1A 0.4 | 11.25 | 1.2012 | 0.335 | 0.14 | ol | 24 | 0.00403 | LV
48-AL1/8-ST1A 0.4 | 12.2 | 0.5939 | 0.3 | 0.21 | ol | 48 | 0.00403 | LV
94-AL1/15-ST1A 0.4 | 13.2 | 0.306 | 0.29 | 0.35 | ol | 94 | 0.00403 | LV
34-AL1/6-ST1A 10.0 | 9.7 | 0.8342 | 0.36 | 0.17 | ol | 34 | 0.00403 | MV
48-AL1/8-ST1A 10.0 | 10.1 | 0.5939 | 0.35 | 0.21 | ol | 48 | 0.00403 | MV
70-AL1/11-ST1A 10.0 | 10.4 | 0.4132 | 0.339 | 0.29 | ol | 70 | 0.00403 | MV
94-AL1/15-ST1A 10.0 | 10.75 | 0.306 | 0.33 | 0.35 | ol | 94 | 0.00403 | MV
122-AL1/20-ST1A 10.0 | 11.1 | 0.2376 | 0.323 | 0.41 | ol | 122 | 0.00403 | MV
149-AL1/24-ST1A 10.0 | 11.25 | 0.194 | 0.315 | 0.47 | ol | 149 | 0.00403 | MV
34-AL1/6-ST1A 20.0 | 9.15 | 0.8342 | 0.382 | 0.17 | ol | 34 | 0.00403 | MV
48-AL1/8-ST1A 20.0 | 9.5 | 0.5939 | 0.372 | 0.21 | ol | 48 | 0.00403 | MV
70-AL1/11-ST1A 20.0 | 9.7 | 0.4132 | 0.36 | 0.29 | ol | 70 | 0.00403 | MV
94-AL1/15-ST1A 20.0 | 10 | 0.306 | 0.35 | 0.35 | ol | 94 | 0.00403 | MV
122-AL1/20-ST1A 20.0 | 10.3 | 0.2376 | 0.344 | 0.41 | ol | 122 | 0.00403 | MV
149-AL1/24-ST1A 20.0 | 10.5 | 0.194 | 0.337 | 0.47 | ol | 149 | 0.00403 | MV
184-AL1/30-ST1A 20.0 | 10.75 | 0.1571 | 0.33 | 0.535 | ol | 184 | 0.00403 | MV
243-AL1/39-ST1A 20.0 | 11 | 0.1188 | 0.32 | 0.645 | ol | 243 | 0.00403 | MV
48-AL1/8-ST1A 110.0 | 8 | 0.5939 | 0.46 | 0.21 | ol | 48 | 0.00403 | HV
70-AL1/11-ST1A 110.0 | 8.4 | 0.4132 | 0.45 | 0.29 | ol | 70 | 0.00403 | HV
94-AL1/15-ST1A 110.0 | 8.65 | 0.306 | 0.44 | 0.35 | ol | 94 | 0.00403 | HV
122-AL1/20-ST1A 110.0 | 8.5 | 0.2376 | 0.43 | 0.41 | ol | 122 | 0.00403 | HV
149-AL1/24-ST1A 110.0 | 8.75 | 0.194 | 0.41 | 0.47 | ol | 149 | 0.00403 | HV
184-AL1/30-ST1A 110.0 | 8.8 | 0.1571 | 0.4 | 0.535 | ol | 184 | 0.00403 | HV
243-AL1/39-ST1A 110.0 | 9 | 0.1188 | 0.39 | 0.645 | ol | 243 | 0.00403 | HV
305-AL1/39-ST1A 110.0 | 9.2 | 0.0949 | 0.38 | 0.74 | ol | 305 | 0.00403 | HV
490-AL1/64-ST1A 110.0 | 9.75 | 0.059 | 0.37 | 0.96 | ol | 490 | 0.00403 | HV
679-AL1/86-ST1A 110.0 | 9.95 | 0.042 | 0.36 | 1.15 | ol | 679 | 0.00403 | HV
490-AL1/64-ST1A 220.0 | 10 | 0.059 | 0.285 | 0.96 | ol | 490 | 0.00403 | HV
679-AL1/86-ST1A 220.0 | 11.7 | 0.042 | 0.275 | 1.15 | ol | 679 | 0.00403 | HV
490-AL1/64-ST1A 380.0 | 11 | 0.059 | 0.253 | 0.96 | ol | 490 | 0.00403 | HV
679-AL1/86-ST1A 380.0 | 14.6 | 0.042 | 0.25 | 1.15 | ol | 679 | 0.00403 | HV

## trafo_std_types
| i0_percent | pfe_kw | vkr_percent | sn_mva | vn_lv_kv | vn_hv_kv | vk_percent | shift_degree | vector_group | tap_side | tap_neutral | tap_min | tap_max | tap_step_degree | tap_step_percent | tap_phase_shifter
160 MVA 380/110 kV | 0.06 | 60 | 0.25 | 160 | 110 | 380 | 12.2 | 0 | Yy0 | hv | 0 | -9 | 9 | 0 | 1.5 | FALSE
100 MVA 220/110 kV | 0.06 | 55 | 0.26 | 100 | 110 | 220 | 12 | 0 | Yy0 | hv | 0 | -9 | 9 | 0 | 1.5 | FALSE
63 MVA 110/20 kV | 0.04 | 22 | 0.32 | 63 | 20 | 110 | 18 | 150 | YNd5 | hv | 0 | -9 | 9 | 0 | 1.5 | FALSE
40 MVA 110/20 kV | 0.05 | 18 | 0.34 | 40 | 20 | 110 | 16.2 | 150 | YNd5 | hv | 0 | -9 | 9 | 0 | 1.5 | FALSE
25 MVA 110/20 kV | 0.07 | 14 | 0.41 | 25 | 20 | 110 | 12 | 150 | YNd5 | hv | 0 | -9 | 9 | 0 | 1.5 | FALSE
63 MVA 110/10 kV | 0.04 | 22 | 0.32 | 63 | 10 | 110 | 18 | 150 | YNd5 | hv | 0 | -9 | 9 | 0 | 1.5 | FALSE
40 MVA 110/10 kV | 0.05 | 18 | 0.34 | 40 | 10 | 110 | 16.2 | 150 | YNd5 | hv | 0 | -9 | 9 | 0 | 1.5 | FALSE
25 MVA 110/10 kV | 0.07 | 14 | 0.41 | 25 | 10 | 110 | 12 | 150 | YNd5 | hv | 0 | -9 | 9 | 0 | 1.5 | FALSE
0.25 MVA 20/0.4 kV | 0.32 | 0.8 | 1.44 | 0.25 | 0.4 | 20 | 6 | 150 | Yzn5 | hv | 0 | -2 | 2 | 0 | 2.5 | FALSE
0.4 MVA 20/0.4 kV | 0.3375 | 1.35 | 1.425 | 0.4 | 0.4 | 20 | 6 | 150 | Dyn5 | hv | 0 | -2 | 2 | 0 | 2.5 | FALSE
0.63 MVA 20/0.4 kV | 0.2619 | 1.65 | 1.206 | 0.63 | 0.4 | 20 | 6 | 150 | Dyn5 | hv | 0 | -2 | 2 | 0 | 2.5 | FALSE
0.25 MVA 10/0.4 kV | 0.24 | 0.6 | 1.2 | 0.25 | 0.4 | 10 | 4 | 150 | Dyn5 | hv | 0 | -2 | 2 | 0 | 2.5 | FALSE
0.4 MVA 10/0.4 kV | 0.2375 | 0.95 | 1.325 | 0.4 | 0.4 | 10 | 4 | 150 | Dyn5 | hv | 0 | -2 | 2 | 0 | 2.5 | FALSE
0.63 MVA 10/0.4 kV | 0.1873 | 1.18 | 1.0794 | 0.63 | 0.4 | 10 | 4 | 150 | Dyn5 | hv | 0 | -2 | 2 | 0 | 2.5 | FALSE

## trafo3w_std_types
| sn_hv_mva | sn_mv_mva | sn_lv_mva | vn_hv_kv | vn_mv_kv | vn_lv_kv | vk_hv_percent | vk_mv_percent | vk_lv_percent | vkr_hv_percent | vkr_mv_percent | vkr_lv_percent | pfe_kw | i0_percent | shift_mv_degree | shift_lv_degree | vector_group | tap_side | tap_neutral | tap_min | tap_max | tap_step_percent
63/25/38 MVA 110/20/10 kV | 63 | 25 | 38 | 110 | 20 | 10 | 10.4 | 10.4 | 10.4 | 0.28 | 0.32 | 0.35 | 35 | 0.89 | 0 | 0 | YN0yn0yn0 | hv | 0 | -10 | 10 | 1.2
63/25/38 MVA 110/10/10 kV | 63 | 25 | 38 | 110 | 10 | 10 | 10.4 | 10.4 | 10.4 | 0.28 | 0.32 | 0.35 | 35 | 0.89 | 0 | 0 | YN0yn0yn0 | hv | 0 | -10 | 10 | 1.2

## fuse_std_types
| fuse_type | i_rated_a | t_avg | t_min | t_total | x_avg | x_min | x_total
HV 100A | HV 100A | 100 | 0 | [10.0, 3.64, 0.854, 0.281, 0.1, 0.0531, 0.022, 0.01] | [10.0, 4.267, 1.21, 0.403, 0.1, 0.058, 0.022, 0.01] | 0 | [300.0, 350.0, 450.0, 550.0, 700.0, 850.0, 1200.0, 1752.0] | [600.0, 700.0, 900.0, 1150.0, 1665.0, 2000.0, 3000.0, 4313.0]
HV 10A | HV 10A | 10 | 0 | [10.0, 1675.0, 0.344, 0.156, 0.1, 0.0417, 0.0171, 0.01] | [10.0, 1.3, 0.3, 0.155, 0.1, 0.0555, 0.023, 0.01] | 0 | [30.0, 32.0, 35.0, 37.0, 39.0, 50.0, 70.0, 88.0] | [60.0, 70.0, 80.0, 87.0, 94.0, 110.0, 150.0, 216.0]
HV 125A | HV 125A | 125 | 0 | [10.0, 1.82, 0.344, 0.1, 0.0467, 0.0269, 0.01] | [10.0, 2.478, 0.426, 0.1, 0.0427, 0.0211, 0.01] | 0 | [375.0, 500.0, 700.0, 925.0, 1200.0, 1500.0, 2341.0] | [750.0, 1000.0, 1500.0, 2200.0, 3000.0, 4000.0, 5765.0]
HV 160A | HV 160A | 160 | 0 | [10.0, 4.15, 1.03, 0.198, 0.1, 0.051, 0.0172, 0.01] | [10.0, 2.3, 0.734, 0.274, 0.1, 0.046, 0.0177, 0.01] | 0 | [480.0, 550.0, 700.0, 1000.0, 1260.0, 1600.0, 2500.0, 3227.0] | [960.0, 1300.0, 1700.0, 2200.0, 2996.0, 4000.0, 6000.0, 7946.0]
HV 16A | HV 16A | 16 | 0 | [10.0, 0.352, 0.164, 0.1, 0.0649, 0.0342, 0.01] | [10.0, 2.34, 0.722, 0.181, 0.1, 0.055, 0.0296, 0.01] | 0 | [48.0, 60.0, 65.0, 71.0, 80.0, 100.0, 162.0] | [96.0, 110.0, 125.0, 150.0, 168.0, 200.0, 250.0, 398.0]
HV 200A | HV 200A | 200 | 0 | [10.0, 4.267, 1.21, 0.403, 0.1, 0.058, 0.022, 0.01] | [10.0, 3.73, 1.654, 0.328, 0.1, 0.0531, 0.019, 0.01] | 0 | [600.0, 700.0, 900.0, 1150.0, 1665.0, 2000.0, 3000.0, 4313.0] | [1200.0, 1500.0, 1800.0, 2700.0, 3960.0, 5000.0, 7500.0, 10620.0]
HV 20A | HV 20A | 20 | 0 | [10.0, 1.3, 0.3, 0.155, 0.1, 0.0555, 0.023, 0.01] | [10.0, 1.3, 0.161, 0.1, 0.0611, 0.0399, 0.0141, 0.01] | 0 | [60.0, 70.0, 80.0, 87.0, 94.0, 110.0, 150.0, 216.0] | [120.0, 150.0, 200.0, 223.0, 260.0, 300.0, 450.0, 532.0]
HV 25A | HV 25A | 25 | 0 | [10.0, 2.512, 0.833, 0.299, 0.1, 0.0372, 0.0223, 0.01] | [10.0, 3.125, 0.597, 0.198, 0.1, 0.0378, 0.022, 0.01] | 0 | [75.0, 82.0, 90.0, 100.0, 124.0, 170.0, 200.0, 289.0] | [150.0, 170.0, 210.0, 250.0, 294.0, 400.0, 500.0, 711.0]
HV 31.5A | HV 31.5A | 31.5 | 0 | [10.0, 2.34, 0.722, 0.181, 0.1, 0.055, 0.0296, 0.01] | [10.0, 2.84, 0.368, 0.164, 0.1, 0.0621, 0.0378, 0.0195, 0.01] | 0 | [95.0, 110.0, 125.0, 150.0, 165.0, 200.0, 250.0, 390.0] | [189.0, 220.0, 300.0, 350.0, 393.0, 450.0, 530.0, 700.0, 960.0]
HV 40A | HV 40A | 40 | 0 | [10.0, 1.3, 0.161, 0.1, 0.0611, 0.0399, 0.0141, 0.01] | [10.0, 2.05, 0.369, 0.198, 0.1, 0.051, 0.0298, 0.01] | 0 | [120.0, 150.0, 200.0, 223.0, 260.0, 300.0, 450.0, 532.0] | [240.0, 300.0, 400.0, 450.0, 530.0, 650.0, 800.0, 1311.0]
HV 50A | HV 50A | 50 | 0 | [10.0, 3.215, 0.597, 0.198, 0.1, 0.0378, 0.022, 0.01] | [10.0, 3.64, 0.854, 0.281, 0.1, 0.0531, 0.022, 0.01] | 0 | [150.0, 170.0, 210.0, 250.0, 294.0, 400.0, 500.0, 711.0] | [300.0, 350.0, 450.0, 550.0, 700.0, 850.0, 1200.0, 1752.0]
HV 6.3A | HV 6.3A | 6.3 | 0 | [10.0, 1.39, 0.344, 0.168, 0.1, 0.056, 0.0263, 0.01] | [10.0, 1.711, 0.516, 0.198, 0.1, 0.0634, 0.0303, 0.01] | 0 | [19.0, 19.5, 20.4, 20.8, 22.0, 25.0, 32.0, 48.0] | [38.0, 40.0, 43.0, 48.0, 53.0, 60.0, 75.0, 118.0]
HV 63A | HV 63A | 63 | 0 | [10.0, 2.84, 0.368, 0.164, 0.1, 0.0621, 0.0378, 0.0195, 0.01] | [10.0, 1.82, 0.344, 0.1, 0.0467, 0.0269, 0.01] | 0 | [189.0, 220.0, 300.0, 350.0, 393.0, 450.0, 530.0, 700.0, 961.0] | [378.0, 500.0, 700.0, 934.0, 1200.0, 1500.0, 2366.0]
HV 80A | HV 80A | 80 | 0 | [10.0, 2.05, 0.369, 0.198, 0.1, 0.051, 0.0298, 0.01] | [10.0, 4.15, 1.03, 0.198, 0.1, 0.051, 0.0172, 0.01] | 0 | [240.0, 300.0, 400.0, 450.0, 530.0, 650.0, 800.0, 1311.0] | [480.0, 550.0, 700.0, 1000.0, 1260.0, 1600.0, 2500.0, 3227.0]
Siemens NH-1-100 | Siemens NH-1-100 | 100 | [5400.0, 2000.0, 400.0, 20.0, 1.0, 0.2, 0.012, 0.004] | 0 | 0 | [150.0, 190.0, 250.0, 430.0, 900.0, 1250.0, 2700.0, 3600.0] | 0 | 0
Siemens NH-1-125 | Siemens NH-1-125 | 125 | [4800.0, 120.0, 7.0, 0.1, 0.004] | 0 | 0 | [180.0, 400.0, 740.0, 2000.0, 4250.0] | 0 | 0
Siemens NH-1-16 | Siemens NH-1-16 | 16 | [4000.0, 400.0, 2.0, 0.1, 0.04, 0.01] | 0 | 0 | [26.0, 35.0, 75.0, 150.0, 200.0, 300.0] | 0 | 0
Siemens NH-1-160 | Siemens NH-1-160 | 160 | [4800.0, 120.0, 7.0, 0.1, 0.004] | 0 | 0 | [210.0, 500.0, 900.0, 2300.0, 5000.0] | 0 | 0
Siemens NH-1-25 | Siemens NH-1-25 | 25 | [4000.0, 1000.0, 10.0, 0.2, 0.02, 0.01] | 0 | 0 | [40.0, 50.0, 100.0, 210.0, 400.0, 500.0] | 0 | 0
Siemens NH-1-50 | Siemens NH-1-50 | 50 | [4000.0, 40.0, 4.0, 1.0, 0.02, 0.01] | 0 | 0 | [86.0, 200.0, 300.0, 400.0, 1000.0, 1280.0] | 0 | 0
Siemens NH-1-63 | Siemens NH-1-63 | 63 | [4000.0, 100.0, 10.0, 2.0, 0.04, 0.01] | 0 | 0 | [100.0, 200.0, 300.0, 400.0, 1000.0, 1500.0] | 0 | 0
Siemens NH-1-80 | Siemens NH-1-80 | 80 | [4800.0, 120.0, 7.0, 0.1, 0.01] | 0 | 0 | [150.58, 250.0, 450.0, 1150.0, 2470.0] | 0 | 0
Siemens NH-2-1000 | Siemens NH-2-1000 | 1000 | [4800.0, 120.0, 7.0, 0.1, 0.004] | 0 | 0 | [1900.0, 3500.0, 8400.0, 24000.0, 52000.0] | 0 | 0
Siemens NH-2-200 | Siemens NH-2-200 | 200 | [4800.0, 120.0, 7.0, 0.1, 0.004] | 0 | 0 | [280.0, 650.0, 1200.0, 3000.0, 7000.0] | 0 | 0
Siemens NH-2-224 | Siemens NH-2-224 | 224 | [4800.0, 120.0, 7.0, 0.2, 0.04, 0.004] | 0 | 0 | [400.0, 750.0, 1453.0, 3025.0, 4315.0, 7600.0] | 0 | 0
Siemens NH-2-250 | Siemens NH-2-250 | 250 | [4800.0, 120.0, 7.0, 0.1, 0.004] | 0 | 0 | [450.0, 800.0, 1650.0, 4000.0, 8500.0] | 0 | 0
Siemens NH-2-315 | Siemens NH-2-315 | 315 | [4800.0, 120.0, 7.0, 0.1, 0.004] | 0 | 0 | [550.0, 920.0, 1900.0, 5000.0, 11000.0] | 0 | 0
Siemens NH-2-355 | Siemens NH-2-355 | 355 | [4800.0, 120.0, 6.0, 0.1, 0.004] | 0 | 0 | [650.0, 1116.27, 2350.0, 5840.0, 12790.0] | 0 | 0
Siemens NH-2-400 | Siemens NH-2-400 | 400 | [4800.0, 120.0, 7.0, 0.1, 0.004] | 0 | 0 | [720.0, 1350.0, 2800.0, 6500.0, 15000.0] | 0 | 0
Siemens NH-2-425 | Siemens NH-2-425 | 425 | [4800.0, 120.0, 7.0, 0.1, 0.004] | 0 | 0 | [850.0, 1500.0, 3050.0, 7500.0, 16500.0] | 0 | 0
Siemens NH-2-630 | Siemens NH-2-630 | 630 | [4800.0, 120.0, 7.0, 0.1, 0.004] | 0 | 0 | [1200.0, 2000.0, 4800.0, 12000.0, 26000.0] | 0 | 0

## res_bus
| vm_pu | va_degree | p_mw | q_mvar
0 | 0.98826 | -0.22347 | 0.0051024 | 0.0012788
1 | 0.98828 | -0.22307 | 0.0023393 | 0.00058627
2 | 0.98821 | -0.22452 | 0.0010933 | 0.00027401
3 | 0.98854 | -0.21815 | 0 | 0
4 | 0.9881 | -0.22667 | 0.0025826 | 0.00064726
5 | 0.9913 | -0.16495 | 0.0043787 | 0.0010974
6 | 0.99167 | -0.15787 | 0 | 0
7 | 0.99062 | -0.17779 | 0 | 0
8 | 0.98871 | -0.21484 | 0.0029706 | 0.0007445
9 | 0.99025 | -0.18487 | 0.0047841 | 0.001199
10 | 0.99047 | -0.18071 | 0.0067671 | 0.001696
11 | 0.98042 | -0.37506 | 0.0043772 | 0.001097
12 | 0.98048 | -0.37387 | 0.0020048 | 0.00050245
13 | 0.98919 | -0.20543 | 0.004538 | 0.0011373
14 | 0.98341 | -0.31669 | 0.0035907 | 0.00089992
15 | 0.98362 | -0.31279 | 0.0036958 | 0.00092626
16 | 0.98109 | -0.36179 | 0.0036929 | 0.00092553
17 | 0.9852 | -0.28216 | 0.00073947 | 0.00018533
18 | 0.98493 | -0.28745 | 0.0028995 | 0.00072669
19 | 0.9858 | -0.27054 | 0.0018399 | 0.00046111
20 | 0.98459 | -0.29388 | 0.0036311 | 0.00091004
21 | 0.98648 | -0.25741 | 0.0013436 | 0.00033674
22 | 0.984 | -0.30543 | 0.0017914 | 0.00044896
23 | 0.98724 | -0.24277 | 0 | 0
24 | 0.98349 | -0.31525 | 0.0050606 | 0.0012683
25 | 0.9888 | -0.21273 | 0.0020738 | 0.00051974
26 | 0.98685 | -0.25032 | 0.0044752 | 0.0011216
27 | 1 | 0 | -0.43235 | -0.1111
28 | 0.99573 | -0.080529 | 0.0054623 | 0.001369
29 | 0.99994 | -0.0011687 | 0.0031417 | 0.00078739
30 | 0.99321 | -0.12851 | 0 | 0
31 | 0.99283 | -0.13575 | 0.0049521 | 0.0012411
32 | 0.99263 | -0.13969 | 0 | 0
33 | 0.99058 | -0.17862 | 0.0040073 | 0.0010043
34 | 0.98277 | -0.32918 | 0 | 0
35 | 0.98266 | -0.33136 | 0.0034321 | 0.00086016
36 | 0.98178 | -0.34854 | 0.0030025 | 0.0007525
37 | 0.98243 | -0.33583 | 0 | 0
38 | 0.9812 | -0.35969 | 0.0018162 | 0.00045518
39 | 0.98122 | -0.35946 | 0 | 0
40 | 0.98094 | -0.36483 | 0 | 0
41 | 0.97976 | -0.38785 | 0 | 0
42 | 0.98089 | -0.36583 | 0.0013587 | 0.00034052
43 | 0.97505 | -0.48016 | 0.0027015 | 0.00067706
44 | 0.97548 | -0.47172 | 0 | 0
45 | 0.97438 | -0.49339 | 0.0022944 | 0.00057503
46 | 0.97459 | -0.48915 | 0 | 0
47 | 0.97685 | -0.44471 | 0 | 0
48 | 0.974 | -0.5008 | 0.0055307 | 0.0013861
49 | 0.97411 | -0.49868 | 0.0074052 | 0.0018559
50 | 0.97401 | -0.50059 | 0.013542 | 0.003394
51 | 0.97795 | -0.42329 | 0.004759 | 0.0011927
52 | 0.97815 | -0.41933 | 0.0070738 | 0.0017729
53 | 0.97933 | -0.39631 | 0.003957 | 0.00099171
54 | 0.9739 | -0.50273 | 0.0089101 | 0.0022331
55 | 0.97966 | -0.38974 | 0 | 0
56 | 0.9796 | -0.39097 | 0.0039807 | 0.00099765
57 | 0.98086 | -0.36644 | 0.0012351 | 0.00030955
58 | 0.98085 | -0.36662 | 0.0015142 | 0.00037948
59 | 0.97897 | -0.40315 | 0.004934 | 0.0012366
60 | 0.97912 | -0.4002 | 0 | 0
61 | 0.97888 | -0.40497 | 0 | 0
62 | 0.97742 | -0.43343 | 0.0034767 | 0.00087133
63 | 0.9788 | -0.40656 | 0 | 0
64 | 0.98059 | -0.37166 | 0.0022573 | 0.00056573
65 | 0.97688 | -0.44392 | 0.0050695 | 0.0012705
66 | 0.97872 | -0.40806 | 0.00387 | 0.00096991
67 | 0.9805 | -0.37342 | 0.0063474 | 0.0015908
68 | 0.97602 | -0.46094 | 0.0034518 | 0.00086511
69 | 0.98355 | -0.3138 | 0.0028442 | 0.00071283
70 | 0.98321 | -0.32046 | 0.0050126 | 0.0012563
71 | 0.98552 | -0.27574 | 0 | 0
72 | 0.98107 | -0.36185 | 0.0048004 | 0.0012031
73 | 0.98686 | -0.24995 | 0.003074 | 0.00077043
74 | 0.98531 | -0.27982 | 0.0021911 | 0.00054915
75 | 0.98921 | -0.20488 | 0.00090026 | 0.00022563
76 | 0.98916 | -0.20594 | 0.002852 | 0.00071477
77 | 0.98929 | -0.2034 | 0.0019971 | 0.00050052
78 | 0.9796 | -0.39052 | 0 | 0
79 | 0.98523 | -0.28141 | 0.0021788 | 0.00054605
80 | 0.97799 | -0.42189 | 0.001164 | 0.00029173
81 | 0.97909 | -0.40055 | 0 | 0
82 | 0.98504 | -0.28518 | 0.0043963 | 0.0011018
83 | 0.98539 | -0.2784 | 0.0041578 | 0.001042
84 | 0.98463 | -0.29311 | 0.0014479 | 0.00036288
85 | 0.98985 | -0.19265 | 0.0028518 | 0.00071473
86 | 0.97593 | -0.46263 | 0.0031432 | 0.00078776
87 | 0.9747 | -0.48674 | 0 | 0
88 | 0.97388 | -0.50284 | 0.0022115 | 0.00055426
89 | 0.97315 | -0.51731 | 0.0012947 | 0.00032449
90 | 0.97234 | -0.53319 | 0 | 0
91 | 0.9778 | -0.42584 | 0.00086361 | 0.00021644
92 | 0.97808 | -0.42036 | 0 | 0
93 | 0.97752 | -0.43128 | 0.005457 | 0.0013677
94 | 0.97607 | -0.45943 | 0.0044126 | 0.0011059
95 | 0.99242 | -0.14381 | 0 | 0
96 | 0.97715 | -0.43866 | 0.0046213 | 0.0011582
97 | 0.97678 | -0.44588 | 0 | 0
98 | 0.97647 | -0.45205 | 0.0095911 | 0.0024038
99 | 0.97791 | -0.42357 | 0.0065987 | 0.0016538
100 | 0.97789 | -0.42408 | 0.0013184 | 0.00033042
101 | 0.99229 | -0.14632 | 0.012521 | 0.0031381
102 | 0.97118 | -0.55582 | 0.0050139 | 0.0012566
103 | 0.97113 | -0.55674 | 0.0042843 | 0.0010738
104 | 0.97156 | -0.54837 | 0.046458 | 0.011643
105 | 0.97477 | -0.48495 | 0.0060705 | 0.0015214
106 | 0.97252 | -0.52926 | 0.0037333 | 0.00093566
107 | 0.97228 | -0.53399 | 0.0026888 | 0.00067388
108 | 0.97405 | -0.49978 | 0 | 0
109 | 0.97346 | -0.5115 | 0.011777 | 0.0029516
110 | 0.9729 | -0.52243 | 0.0024601 | 0.00061655
111 | 0.97243 | -0.53187 | 0.0040724 | 0.0010206
112 | 0.97223 | -0.53542 | 0.0020518 | 0.00051422
113 | 0.97215 | -0.53699 | 0.0047016 | 0.0011783
114 | 0.97214 | -0.53715 | 0.002256 | 0.00056541
115 | 0.972 | -0.54008 | 0.0038269 | 0.0009591
116 | 0.97152 | -0.54958 | 0 | 0
117 | 0.97147 | -0.55052 | 0.0023699 | 0.00059396
118 | 0.971 | -0.55972 | 0.0070187 | 0.0017591
119 | 0.98229 | -0.33865 | 0.0040427 | 0.0010132
120 | 0.97142 | -0.55143 | 0.0022484 | 0.00056351
121 | 0.97078 | -0.56404 | 0.010131 | 0.0025392
122 | 0.97142 | -0.55144 | 0.001133 | 0.00028397
123 | 0.97078 | -0.56415 | 0.0010553 | 0.00026448
124 | 0.97228 | -0.53481 | 0 | 0
125 | 0.97223 | -0.53583 | 0.0020563 | 0.00051536
126 | 0.97215 | -0.53734 | 0.0028584 | 0.00071639
127 | 0.97208 | -0.53867 | 0.0029746 | 0.00074551
128 | 0.99998 | 149.9956 | 0 | 0

## res_line
| p_from_mw | q_from_mvar | p_to_mw | q_to_mvar | pl_mw | ql_mvar | i_from_ka | i_to_ka | i_ka | vm_from_pu | va_from_degree | vm_to_pu | va_to_degree | loading_percent
0 | -0.0087788 | -0.0021995 | 0.0087789 | 0.0021996 | 1.6925e-07 | 7.5221e-08 | 0.013218 | 0.013218 | 0.013218 | 0.98826 | -0.22347 | 0.98828 | -0.22307 | 3.6313
1 | 0.0036764 | 0.00092075 | -0.0036762 | -0.00092084 | 1.8266e-07 | -8.6788e-08 | 0.0055352 | 0.0055353 | 0.0055353 | 0.98826 | -0.22347 | 0.98821 | -0.22452 | 1.5207
2 | -0.011118 | -0.0027859 | 0.011121 | 0.0027872 | 2.6039e-06 | 1.3489e-06 | 0.01674 | 0.01674 | 0.01674 | 0.98828 | -0.22307 | 0.98854 | -0.21815 | 4.5989
3 | 0.0025829 | 0.00064683 | -0.0025826 | -0.00064726 | 2.6499e-07 | -4.2889e-07 | 0.003889 | 0.0038892 | 0.0038892 | 0.98821 | -0.22452 | 0.9881 | -0.22667 | 1.0685
4 | -0.011121 | -0.0027872 | 0.011123 | 0.0027881 | 1.7538e-06 | 9.0841e-07 | 0.01674 | 0.01674 | 0.01674 | 0.98854 | -0.21815 | 0.98871 | -0.21484 | 4.5989
5 | -0.15034 | -0.038402 | 0.15039 | 0.038434 | 5.1466e-05 | 3.2384e-05 | 0.22593 | 0.22593 | 0.22593 | 0.9913 | -0.16495 | 0.99167 | -0.15787 | 15.5173
6 | 0.14596 | 0.037304 | -0.14587 | -0.037247 | 9.0559e-05 | 5.6923e-05 | 0.21936 | 0.21936 | 0.21936 | 0.9913 | -0.16495 | 0.99062 | -0.17779 | 15.0659
7 | 0.251 | 0.064071 | -0.25075 | -0.063911 | 0.00025131 | 0.00015987 | 0.37704 | 0.37705 | 0.37705 | 0.99167 | -0.15787 | 0.99058 | -0.17862 | 25.896
8 | -0.40139 | -0.10251 | 0.40196 | 0.10287 | 0.00057053 | 0.00036427 | 0.60298 | 0.60298 | 0.60298 | 0.99167 | -0.15787 | 0.99321 | -0.12851 | 41.4132
9 | 0.1391 | 0.035551 | -0.13906 | -0.035521 | 4.7612e-05 | 2.9874e-05 | 0.20919 | 0.20919 | 0.20919 | 0.99062 | -0.17779 | 0.99025 | -0.18487 | 14.3677
10 | 0.006768 | 0.0016963 | -0.0067671 | -0.001696 | 9.4062e-07 | 2.8959e-07 | 0.010166 | 0.010166 | 0.010166 | 0.99062 | -0.17779 | 0.99047 | -0.18071 | 2.793
11 | -0.014093 | -0.0035326 | 0.014099 | 0.0035362 | 6.3247e-06 | 3.5668e-06 | 0.021211 | 0.02121 | 0.021211 | 0.98871 | -0.21484 | 0.98919 | -0.20543 | 5.8271
12 | 0.13427 | 0.034322 | -0.13415 | -0.034247 | 0.00012024 | 7.5335e-05 | 0.202 | 0.20201 | 0.20201 | 0.99025 | -0.18487 | 0.98929 | -0.2034 | 13.874
13 | -0.0043772 | -0.001097 | 0.0043774 | 0.001097 | 2.48e-07 | -3.0254e-08 | 0.0066434 | 0.0066433 | 0.0066434 | 0.98042 | -0.37506 | 0.98048 | -0.37387 | 1.8251
14 | -0.0063822 | -0.0015994 | 0.0063824 | 0.0015995 | 1.3811e-07 | 3.8878e-08 | 0.0096859 | 0.0096859 | 0.0096859 | 0.98048 | -0.37387 | 0.9805 | -0.37342 | 2.661
15 | -0.018637 | -0.0046735 | 0.018649 | 0.0046803 | 1.136e-05 | 6.7756e-06 | 0.028037 | 0.028037 | 0.028037 | 0.98919 | -0.20543 | 0.98985 | -0.19265 | 7.7024
16 | -0.087147 | -0.022081 | 0.087163 | 0.022091 | 1.6362e-05 | 1.044e-05 | 0.13195 | 0.13195 | 0.13195 | 0.98341 | -0.31669 | 0.98362 | -0.31279 | 36.2497
17 | 0.083556 | 0.021181 | -0.083376 | -0.021066 | 0.00018068 | 0.00011525 | 0.12652 | 0.12652 | 0.12652 | 0.98341 | -0.31669 | 0.98109 | -0.36179 | 34.7571
18 | -0.090859 | -0.023017 | 0.090945 | 0.023072 | 8.5963e-05 | 5.4862e-05 | 0.13754 | 0.13754 | 0.13754 | 0.98362 | -0.31279 | 0.98463 | -0.29311 | 37.7857
19 | 0.014995 | 0.0037607 | -0.014988 | -0.0037566 | 7.047e-06 | 4.0515e-06 | 0.022744 | 0.022744 | 0.022744 | 0.98109 | -0.36179 | 0.98059 | -0.37166 | 6.2484
20 | 0.064687 | 0.016379 | -0.064568 | -0.016304 | 0.00011906 | 7.5781e-05 | 0.098171 | 0.098171 | 0.098171 | 0.98109 | -0.36179 | 0.97912 | -0.4002 | 26.9701
21 | 0.11705 | 0.029673 | -0.11702 | -0.029654 | 2.9749e-05 | 1.8523e-05 | 0.17691 | 0.17691 | 0.17691 | 0.9852 | -0.28216 | 0.98493 | -0.28745 | 12.1504
22 | -0.11779 | -0.029858 | 0.11786 | 0.029899 | 6.583e-05 | 4.1002e-05 | 0.17803 | 0.17803 | 0.17803 | 0.9852 | -0.28216 | 0.9858 | -0.27054 | 12.2271
23 | 0.11412 | 0.028927 | -0.11409 | -0.028906 | 3.5244e-05 | 2.1913e-05 | 0.17253 | 0.17253 | 0.17253 | 0.98493 | -0.28745 | 0.98459 | -0.29388 | 11.8495
24 | -0.1197 | -0.03036 | 0.11977 | 0.030407 | 7.5633e-05 | 4.7146e-05 | 0.1808 | 0.1808 | 0.1808 | 0.9858 | -0.27054 | 0.98648 | -0.25741 | 12.4178
25 | 0.11045 | 0.027996 | -0.11039 | -0.027958 | 6.1245e-05 | 3.8006e-05 | 0.16704 | 0.16704 | 0.16704 | 0.98459 | -0.29388 | 0.984 | -0.30543 | 11.4727
26 | -0.12111 | -0.030744 | 0.1212 | 0.030797 | 8.5359e-05 | 5.3237e-05 | 0.18283 | 0.18283 | 0.18283 | 0.98648 | -0.25741 | 0.98724 | -0.24277 | 12.557
27 | 0.1086 | 0.027509 | -0.10855 | -0.027477 | 5.12e-05 | 3.1741e-05 | 0.16433 | 0.16433 | 0.16433 | 0.984 | -0.30543 | 0.98349 | -0.31525 | 11.2866
28 | -0.22246 | -0.056543 | 0.22278 | 0.056748 | 0.0003223 | 0.00020471 | 0.33558 | 0.33558 | 0.33558 | 0.98724 | -0.24277 | 0.9888 | -0.21273 | 23.0483
29 | 0.10126 | 0.025746 | -0.10122 | -0.025723 | 3.6808e-05 | 2.2697e-05 | 0.15275 | 0.15275 | 0.15275 | 0.98724 | -0.24277 | 0.98685 | -0.25032 | 10.4914
30 | 0.10349 | 0.026209 | -0.10342 | -0.026166 | 6.9185e-05 | 4.2753e-05 | 0.15668 | 0.15668 | 0.15668 | 0.98349 | -0.31525 | 0.98277 | -0.32918 | 10.7608
31 | -0.22485 | -0.057267 | 0.22507 | 0.057406 | 0.00021807 | 0.00013852 | 0.3387 | 0.3387 | 0.3387 | 0.9888 | -0.21273 | 0.98985 | -0.19265 | 23.2626
32 | 0.096747 | 0.024601 | -0.096616 | -0.024519 | 0.00013069 | 8.2809e-05 | 0.14601 | 0.14601 | 0.14601 | 0.98685 | -0.25032 | 0.98539 | -0.2784 | 20.0558
33 | 0.42756 | 0.11032 | -0.42589 | -0.10925 | 0.0016708 | 0.001067 | 0.63734 | 0.63734 | 0.63734 | 1 | 0 | 0.99573 | -0.080529 | 43.7731
34 | 0.0031419 | 0.00078723 | -0.0031417 | -0.00078739 | 1.7491e-07 | -1.68e-07 | 0.0046751 | 0.0046752 | 0.0046752 | 1 | 0 | 0.99994 | -0.0011687 | 1.2844
35 | 0.42042 | 0.10788 | -0.41945 | -0.10726 | 0.00097636 | 0.00062351 | 0.62917 | 0.62917 | 0.62917 | 0.99573 | -0.080529 | 0.99321 | -0.12851 | 43.2125
36 | 0.017486 | 0.0043862 | -0.01748 | -0.0043827 | 6.0252e-06 | 3.5533e-06 | 0.026198 | 0.026199 | 0.026199 | 0.99321 | -0.12851 | 0.99283 | -0.13575 | 7.1974
37 | 0.012528 | 0.0031415 | -0.012525 | -0.0031403 | 2.3572e-06 | 1.2781e-06 | 0.018776 | 0.018777 | 0.018777 | 0.99283 | -0.13575 | 0.99263 | -0.13969 | 5.1584
38 | 0.012525 | 0.0031403 | -0.012523 | -0.0031389 | 2.4554e-06 | 1.3314e-06 | 0.018777 | 0.018777 | 0.018777 | 0.99263 | -0.13969 | 0.99242 | -0.14381 | 5.1584
39 | 0.24674 | 0.062907 | -0.24657 | -0.062801 | 0.00016698 | 0.0001062 | 0.37103 | 0.37103 | 0.37103 | 0.99058 | -0.17862 | 0.98985 | -0.19265 | 25.4825
40 | 0.007477 | 0.0018733 | -0.0074762 | -0.001873 | 7.7653e-07 | 2.9227e-07 | 0.011321 | 0.011321 | 0.011321 | 0.98277 | -0.32918 | 0.98266 | -0.33136 | 3.1101
41 | 0.095944 | 0.024292 | -0.095855 | -0.024238 | 8.9091e-05 | 5.4741e-05 | 0.14536 | 0.14536 | 0.14536 | 0.98277 | -0.32918 | 0.98178 | -0.34854 | 9.9833
42 | 0.0040441 | 0.0010128 | -0.0040433 | -0.0010131 | 8.6037e-07 | -2.2424e-07 | 0.0061237 | 0.0061239 | 0.0061239 | 0.98266 | -0.33136 | 0.98243 | -0.33583 | 1.6824
43 | 0.092852 | 0.023485 | -0.092803 | -0.023455 | 4.8629e-05 | 2.98e-05 | 0.14081 | 0.14081 | 0.14081 | 0.98178 | -0.34854 | 0.98122 | -0.35946 | 9.6708
44 | 0.0040433 | 0.0010131 | -0.0040427 | -0.0010132 | 5.437e-07 | -1.4148e-07 | 0.0061239 | 0.0061241 | 0.0061241 | 0.98243 | -0.33583 | 0.98229 | -0.33865 | 1.6824
45 | -0.0018162 | -0.00045518 | 0.0018162 | 0.00045511 | 1.9794e-08 | -7.5219e-08 | 0.0027543 | 0.0027543 | 0.0027543 | 0.9812 | -0.35969 | 0.98122 | -0.35946 | 0.75668
46 | 0.090987 | 0.023 | -0.090964 | -0.022986 | 2.3419e-05 | 1.4326e-05 | 0.13805 | 0.13805 | 0.13805 | 0.98122 | -0.35946 | 0.98094 | -0.36483 | 9.4817
47 | 0.086856 | 0.021957 | -0.08676 | -0.021896 | 9.5777e-05 | 6.0556e-05 | 0.13182 | 0.13182 | 0.13182 | 0.98094 | -0.36483 | 0.97976 | -0.38785 | 18.1074
48 | 0.0041083 | 0.0010293 | -0.0041081 | -0.0010294 | 1.9581e-07 | -4.4406e-08 | 0.0062318 | 0.0062319 | 0.0062319 | 0.98094 | -0.36483 | 0.98089 | -0.36583 | 1.7121
49 | 0.0039813 | 0.00099748 | -0.0039809 | -0.00099758 | 3.5831e-07 | -9.9779e-08 | 0.0060465 | 0.0060466 | 0.0060466 | 0.97976 | -0.38785 | 0.97966 | -0.38974 | 1.6611
50 | 0.082779 | 0.020899 | -0.082745 | -0.020877 | 3.3538e-05 | 2.1393e-05 | 0.12578 | 0.12578 | 0.12578 | 0.97976 | -0.38785 | 0.97933 | -0.39631 | 34.5536
51 | 0.0027494 | 0.00068885 | -0.0027493 | -0.00068896 | 7.9702e-08 | -1.0321e-07 | 0.0041707 | 0.0041708 | 0.0041708 | 0.98089 | -0.36583 | 0.98086 | -0.36644 | 1.1458
52 | -0.03125 | -0.0078508 | 0.031263 | 0.0078586 | 1.2604e-05 | 7.882e-06 | 0.047698 | 0.047698 | 0.047698 | 0.97505 | -0.48016 | 0.97548 | -0.47172 | 13.1038
53 | 0.028549 | 0.0071737 | -0.028531 | -0.0071625 | 1.8007e-05 | 1.1209e-05 | 0.043575 | 0.043575 | 0.043575 | 0.97505 | -0.48016 | 0.97438 | -0.49339 | 11.9712
54 | 0.035437 | 0.0088989 | -0.035408 | -0.0088804 | 2.9442e-05 | 1.8508e-05 | 0.054063 | 0.054063 | 0.054063 | 0.97548 | -0.47172 | 0.97459 | -0.48915 | 14.8525
55 | -0.0667 | -0.016758 | 0.066786 | 0.016812 | 8.6107e-05 | 5.4831e-05 | 0.10176 | 0.10176 | 0.10176 | 0.97548 | -0.47172 | 0.97685 | -0.44471 | 27.9563
56 | 0.026237 | 0.0065875 | -0.026229 | -0.0065825 | 8.0047e-06 | 4.9575e-06 | 0.040071 | 0.040071 | 0.040071 | 0.97438 | -0.49339 | 0.97405 | -0.49978 | 11.0086
57 | 0.022465 | 0.005635 | -0.022453 | -0.0056275 | 1.2248e-05 | 7.4927e-06 | 0.034302 | 0.034302 | 0.034302 | 0.97459 | -0.48915 | 0.97401 | -0.50059 | 9.4237
58 | 0.012942 | 0.0032454 | -0.012936 | -0.0032421 | 5.8804e-06 | 3.2633e-06 | 0.019761 | 0.019761 | 0.019761 | 0.97459 | -0.48915 | 0.97411 | -0.49868 | 5.4289
59 | -0.066786 | -0.016812 | 0.066855 | 0.016856 | 6.8463e-05 | 4.3595e-05 | 0.10176 | 0.10176 | 0.10176 | 0.97685 | -0.44471 | 0.97795 | -0.42329 | 27.9563
60 | -0.0055307 | -0.0013861 | 0.0055312 | 0.0013862 | 5.5665e-07 | 9.7446e-08 | 0.0084494 | 0.0084493 | 0.0084494 | 0.974 | -0.5008 | 0.97411 | -0.49868 | 2.3213
61 | 0.008911 | 0.0022335 | -0.0089101 | -0.0022331 | 9.0662e-07 | 4.1789e-07 | 0.013614 | 0.013614 | 0.013614 | 0.97401 | -0.50059 | 0.9739 | -0.50273 | 3.74
62 | -0.071614 | -0.018049 | 0.071627 | 0.018057 | 1.3547e-05 | 8.632e-06 | 0.109 | 0.109 | 0.109 | 0.97795 | -0.42329 | 0.97815 | -0.41933 | 29.9456
63 | -0.078701 | -0.01983 | 0.078788 | 0.019886 | 8.6769e-05 | 5.5329e-05 | 0.11976 | 0.11976 | 0.11976 | 0.97815 | -0.41933 | 0.97933 | -0.39631 | 32.9019
64 | 0.0039809 | 0.00099758 | -0.0039807 | -0.00099765 | 2.3318e-07 | -6.4893e-08 | 0.0060466 | 0.0060467 | 0.0060467 | 0.97966 | -0.38974 | 0.9796 | -0.39097 | 1.6612
65 | 0.0015142 | 0.00037941 | -0.0015142 | -0.00037948 | 1.2907e-08 | -7.4071e-08 | 0.002297 | 0.0022971 | 0.0022971 | 0.98086 | -0.36644 | 0.98085 | -0.36662 | 0.63107
66 | -0.0088049 | -0.0022062 | 0.0088061 | 0.0022068 | 1.2386e-06 | 5.6079e-07 | 0.013383 | 0.013383 | 0.013383 | 0.97897 | -0.40315 | 0.97912 | -0.4002 | 3.6767
67 | 0.0038709 | 0.00096961 | -0.0038706 | -0.00096972 | 3.3553e-07 | -1.1022e-07 | 0.0058835 | 0.0058836 | 0.0058836 | 0.97897 | -0.40315 | 0.97888 | -0.40497 | 1.6164
68 | 0.055762 | 0.014097 | -0.055674 | -0.01404 | 8.8709e-05 | 5.6361e-05 | 0.084788 | 0.084788 | 0.084788 | 0.97912 | -0.4002 | 0.97742 | -0.43343 | 23.2935
69 | 0.0038706 | 0.00096972 | -0.0038703 | -0.00096982 | 2.9258e-07 | -9.605e-08 | 0.0058836 | 0.0058837 | 0.0058837 | 0.97888 | -0.40497 | 0.9788 | -0.40656 | 1.6164
70 | 0.052197 | 0.013169 | -0.052171 | -0.013152 | 2.6207e-05 | 1.6634e-05 | 0.079496 | 0.079496 | 0.079496 | 0.97742 | -0.43343 | 0.97688 | -0.44392 | 21.8395
71 | 0.0038703 | 0.00096982 | -0.00387 | -0.00096991 | 2.7548e-07 | -9.0386e-08 | 0.0058837 | 0.0058838 | 0.0058838 | 0.9788 | -0.40656 | 0.97872 | -0.40806 | 1.6164
72 | 0.012731 | 0.0031909 | -0.01273 | -0.0031903 | 1.0665e-06 | 5.8645e-07 | 0.019319 | 0.019319 | 0.019319 | 0.98059 | -0.37166 | 0.9805 | -0.37342 | 5.3074
73 | 0.047101 | 0.011882 | -0.047063 | -0.011858 | 3.8345e-05 | 2.4292e-05 | 0.071774 | 0.071774 | 0.071774 | 0.97688 | -0.44392 | 0.97602 | -0.46094 | 19.7181
74 | 0.043611 | 0.010993 | -0.043608 | -0.01099 | 3.529e-06 | 2.232e-06 | 0.066511 | 0.066511 | 0.066511 | 0.97602 | -0.46094 | 0.97593 | -0.46263 | 18.2723
75 | 0.11306 | 0.028707 | -0.11302 | -0.028683 | 3.6218e-05 | 2.3138e-05 | 0.17118 | 0.17118 | 0.17118 | 0.98355 | -0.3138 | 0.98321 | -0.32046 | 47.0272
76 | -0.1159 | -0.029419 | 0.11611 | 0.029555 | 0.00021263 | 0.00013585 | 0.17548 | 0.17548 | 0.17548 | 0.98355 | -0.3138 | 0.98552 | -0.27574 | 48.2094
77 | 0.10801 | 0.027427 | -0.10779 | -0.02729 | 0.00021464 | 0.0001371 | 0.16359 | 0.16359 | 0.16359 | 0.98321 | -0.32046 | 0.98107 | -0.36185 | 44.9431
78 | -0.12488 | -0.031753 | 0.12504 | 0.031852 | 0.00015536 | 9.9279e-05 | 0.18872 | 0.18872 | 0.18872 | 0.98552 | -0.27574 | 0.98686 | -0.24995 | 51.8468
79 | 0.0087692 | 0.0021978 | -0.0087675 | -0.0021971 | 1.7039e-06 | 7.6033e-07 | 0.01324 | 0.013241 | 0.013241 | 0.98552 | -0.27574 | 0.98531 | -0.27982 | 3.6375
80 | 0.10299 | 0.026087 | -0.10285 | -0.025997 | 0.00014165 | 9.0459e-05 | 0.15631 | 0.15631 | 0.15631 | 0.98107 | -0.36185 | 0.9796 | -0.39052 | 42.9429
81 | -0.12811 | -0.032623 | 0.1284 | 0.032806 | 0.00028835 | 0.00018349 | 0.19336 | 0.19336 | 0.19336 | 0.98686 | -0.24995 | 0.98929 | -0.2034 | 26.5601
82 | 0.0065764 | 0.0016479 | -0.0065759 | -0.0016478 | 4.9835e-07 | 1.4736e-07 | 0.0099316 | 0.0099316 | 0.0099316 | 0.98531 | -0.27982 | 0.98523 | -0.28141 | 2.7285
83 | 0.0028521 | 0.0007146 | -0.002852 | -0.00071477 | 1.4356e-07 | -1.7511e-07 | 0.0042902 | 0.0042903 | 0.0042903 | 0.98921 | -0.20488 | 0.98916 | -0.20594 | 1.1787
84 | -0.0037524 | -0.00094022 | 0.0037526 | 0.00094011 | 2.6522e-07 | -1.1527e-07 | 0.0056444 | 0.0056443 | 0.0056444 | 0.98921 | -0.20488 | 0.98929 | -0.2034 | 1.5507
85 | 0.074339 | 0.018829 | -0.074227 | -0.018757 | 0.00011182 | 7.1269e-05 | 0.11299 | 0.11299 | 0.11299 | 0.9796 | -0.39052 | 0.97799 | -0.42189 | 31.0418
86 | 0.028514 | 0.0071679 | -0.0285 | -0.0071594 | 1.3649e-05 | 8.4913e-06 | 0.04332 | 0.04332 | 0.04332 | 0.9796 | -0.39052 | 0.97909 | -0.40055 | 11.9011
87 | 0.0043971 | 0.0011017 | -0.0043963 | -0.0011018 | 7.8901e-07 | -1.0243e-07 | 0.006641 | 0.0066412 | 0.0066412 | 0.98523 | -0.28141 | 0.98504 | -0.28518 | 1.8245
88 | 0.073063 | 0.018466 | -0.072932 | -0.018382 | 0.00013124 | 8.3638e-05 | 0.11122 | 0.11122 | 0.11122 | 0.97799 | -0.42189 | 0.97607 | -0.45943 | 30.5553
89 | 0.0285 | 0.0071594 | -0.028473 | -0.0071427 | 2.6917e-05 | 1.6747e-05 | 0.04332 | 0.04332 | 0.04332 | 0.97909 | -0.40055 | 0.97808 | -0.42036 | 11.9012
90 | 0.092458 | 0.023477 | -0.092393 | -0.023435 | 6.5391e-05 | 4.1395e-05 | 0.13973 | 0.13973 | 0.13973 | 0.98539 | -0.2784 | 0.98463 | -0.29311 | 19.1934
91 | 0.040464 | 0.010203 | -0.040418 | -0.010173 | 4.6631e-05 | 2.9437e-05 | 0.061719 | 0.061719 | 0.061719 | 0.97593 | -0.46263 | 0.9747 | -0.48674 | 16.9557
92 | 0.040418 | 0.010173 | -0.040387 | -0.010153 | 3.1069e-05 | 1.9613e-05 | 0.061719 | 0.061719 | 0.061719 | 0.9747 | -0.48674 | 0.97388 | -0.50284 | 16.9558
93 | 0.038175 | 0.0095992 | -0.038149 | -0.0095826 | 2.6369e-05 | 1.6619e-05 | 0.05834 | 0.05834 | 0.05834 | 0.97388 | -0.50284 | 0.97315 | -0.51731 | 16.0275
94 | 0.036854 | 0.0092581 | -0.036826 | -0.0092405 | 2.7906e-05 | 1.7569e-05 | 0.05636 | 0.05636 | 0.05636 | 0.97315 | -0.51731 | 0.97234 | -0.53319 | 15.4836
95 | 0.027815 | 0.006982 | -0.027806 | -0.0069763 | 9.1411e-06 | 5.6835e-06 | 0.042571 | 0.042571 | 0.042571 | 0.97234 | -0.53319 | 0.972 | -0.54008 | 11.6952
96 | 0.0090109 | 0.0022586 | -0.0090099 | -0.0022581 | 9.5631e-07 | 4.4571e-07 | 0.01379 | 0.01379 | 0.01379 | 0.97234 | -0.53319 | 0.97223 | -0.53542 | 3.7884
97 | -0.020549 | -0.0051549 | 0.020555 | 0.0051582 | 5.3702e-06 | 3.2532e-06 | 0.031274 | 0.031274 | 0.031274 | 0.9778 | -0.42584 | 0.97808 | -0.42036 | 8.5917
98 | 0.019686 | 0.0049385 | -0.019681 | -0.0049354 | 5.0972e-06 | 3.0723e-06 | 0.029959 | 0.029959 | 0.029959 | 0.9778 | -0.42584 | 0.97752 | -0.43128 | 8.2306
99 | 0.0079184 | 0.0019845 | -0.0079172 | -0.001984 | 1.2075e-06 | 4.9437e-07 | 0.012047 | 0.012047 | 0.012047 | 0.97808 | -0.42036 | 0.97791 | -0.42357 | 3.3096
100 | 0.014224 | 0.0035678 | -0.014219 | -0.0035649 | 5.0037e-06 | 2.8457e-06 | 0.021653 | 0.021653 | 0.021653 | 0.97752 | -0.43128 | 0.97715 | -0.43866 | 5.9485
101 | 0.068519 | 0.017276 | -0.068435 | -0.017223 | 8.3579e-05 | 5.3236e-05 | 0.10449 | 0.10449 | 0.10449 | 0.97607 | -0.45943 | 0.97477 | -0.48495 | 28.7072
102 | 0.012523 | 0.0031389 | -0.012521 | -0.0031381 | 1.4957e-06 | 8.1107e-07 | 0.018777 | 0.018777 | 0.018777 | 0.99242 | -0.14381 | 0.99229 | -0.14632 | 5.1584
103 | 0.0095972 | 0.0024067 | -0.0095939 | -0.0024051 | 3.3039e-06 | 1.598e-06 | 0.014615 | 0.014616 | 0.014616 | 0.97715 | -0.43866 | 0.97678 | -0.44588 | 4.0153
104 | 0.0095939 | 0.0024051 | -0.0095911 | -0.0024038 | 2.8194e-06 | 1.364e-06 | 0.014616 | 0.014616 | 0.014616 | 0.97678 | -0.44588 | 0.97647 | -0.45205 | 4.0153
105 | 0.0013184 | 0.00033017 | -0.0013184 | -0.00033042 | 3.2584e-08 | -2.5002e-07 | 0.002006 | 0.0020061 | 0.0020061 | 0.97791 | -0.42357 | 0.97789 | -0.42408 | 0.55114
106 | 0.0042845 | 0.0010737 | -0.0042843 | -0.0010738 | 1.8653e-07 | -2.3439e-08 | 0.0065646 | 0.0065647 | 0.0065647 | 0.97118 | -0.55582 | 0.97113 | -0.55674 | 1.8035
107 | -0.0092984 | -0.0023303 | 0.0093017 | 0.0023319 | 3.3032e-06 | 1.5768e-06 | 0.014247 | 0.014247 | 0.014247 | 0.97118 | -0.55582 | 0.97156 | -0.54837 | 3.914
108 | -0.05576 | -0.013975 | 0.055798 | 0.014 | 3.8233e-05 | 2.4296e-05 | 0.0854 | 0.0854 | 0.0854 | 0.97156 | -0.54837 | 0.97228 | -0.53399 | 23.4617
109 | 0.062365 | 0.015701 | -0.062233 | -0.015618 | 0.0001318 | 8.3868e-05 | 0.095227 | 0.095228 | 0.095228 | 0.97477 | -0.48495 | 0.97252 | -0.52926 | 26.1614
110 | 0.0585 | 0.014682 | -0.058487 | -0.014674 | 1.318e-05 | 8.3811e-06 | 0.089515 | 0.089515 | 0.089515 | 0.97252 | -0.52926 | 0.97228 | -0.53399 | 24.5921
111 | 0.026229 | 0.0065825 | -0.026214 | -0.0065734 | 1.4645e-05 | 9.0703e-06 | 0.040071 | 0.040072 | 0.040072 | 0.97405 | -0.49978 | 0.97346 | -0.5115 | 11.0087
112 | 0.014437 | 0.0036218 | -0.014429 | -0.0036175 | 7.5211e-06 | 4.3019e-06 | 0.022069 | 0.022069 | 0.022069 | 0.97346 | -0.5115 | 0.9729 | -0.52243 | 6.063
113 | 0.011969 | 0.003001 | -0.011964 | -0.0029981 | 5.3834e-06 | 2.9137e-06 | 0.018307 | 0.018307 | 0.018307 | 0.9729 | -0.52243 | 0.97243 | -0.53187 | 5.0294
114 | 0.0078915 | 0.0019774 | -0.0078904 | -0.001977 | 1.1039e-06 | 4.5607e-07 | 0.012075 | 0.012076 | 0.012076 | 0.97243 | -0.53187 | 0.97228 | -0.53481 | 3.3175
115 | 0.0069581 | 0.0017439 | -0.0069576 | -0.0017437 | 5.2214e-07 | 1.8194e-07 | 0.01065 | 0.01065 | 0.01065 | 0.97223 | -0.53542 | 0.97215 | -0.53699 | 2.9257
116 | 0.002256 | 0.00056538 | -0.002256 | -0.00056541 | 1.656e-08 | -3.5318e-08 | 0.0034532 | 0.0034532 | 0.0034532 | 0.97215 | -0.53699 | 0.97214 | -0.53715 | 0.94868
117 | 0.023979 | 0.0060172 | -0.023968 | -0.0060105 | 1.0853e-05 | 6.6801e-06 | 0.036712 | 0.036712 | 0.036712 | 0.972 | -0.54008 | 0.97152 | -0.54958 | 10.0858
118 | 0.0057518 | 0.0014414 | -0.0057515 | -0.0014413 | 2.5638e-07 | 5.5009e-08 | 0.0088097 | 0.0088097 | 0.0088097 | 0.97152 | -0.54958 | 0.97147 | -0.55052 | 2.4202
119 | 0.018217 | 0.0045691 | -0.018208 | -0.0045639 | 8.7982e-06 | 5.2579e-06 | 0.027903 | 0.027903 | 0.027903 | 0.97152 | -0.54958 | 0.971 | -0.55972 | 7.6656
120 | 0.0033816 | 0.00084738 | -0.0033815 | -0.00084747 | 1.4796e-07 | -8.7385e-08 | 0.0051796 | 0.0051797 | 0.0051797 | 0.97147 | -0.55052 | 0.97142 | -0.55143 | 1.423
121 | 0.011189 | 0.0028048 | -0.011187 | -0.0028036 | 2.303e-06 | 1.2156e-06 | 0.017147 | 0.017147 | 0.017147 | 0.971 | -0.55972 | 0.97078 | -0.56404 | 4.7107
122 | 0.001133 | 0.00028396 | -0.001133 | -0.00028397 | 4.8368e-10 | -4.9883e-09 | 0.0017356 | 0.0017356 | 0.0017356 | 0.97142 | -0.55143 | 0.97142 | -0.55144 | 0.47681
123 | 0.0010553 | 0.00026441 | -0.0010553 | -0.00026448 | 5.4284e-09 | -6.4932e-08 | 0.0016175 | 0.0016175 | 0.0016175 | 0.97078 | -0.56404 | 0.97078 | -0.56415 | 0.44438
124 | 0.0020564 | 0.0005151 | -0.0020563 | -0.00051536 | 9.9436e-08 | -2.6836e-07 | 0.0031471 | 0.0031473 | 0.0031473 | 0.97228 | -0.53481 | 0.97223 | -0.53583 | 0.86463
125 | 0.0058339 | 0.0014619 | -0.0058332 | -0.0014617 | 7.0182e-07 | 1.5804e-07 | 0.0089284 | 0.0089285 | 0.0089285 | 0.97228 | -0.53481 | 0.97215 | -0.53734 | 2.4529
126 | 0.0029748 | 0.00074533 | -0.0029746 | -0.00074551 | 1.8887e-07 | -1.803e-07 | 0.0045533 | 0.0045534 | 0.0045534 | 0.97215 | -0.53734 | 0.97208 | -0.53867 | 1.2509

## res_trafo
| p_hv_mw | q_hv_mvar | p_lv_mw | q_lv_mvar | pl_mw | ql_mvar | i_hv_ka | i_lv_ka | vm_hv_pu | va_hv_degree | vm_lv_pu | va_lv_degree | loading_percent
0 | -1.2729e-15 | -1.3162e-15 | 0.00165 | 1.2699e-07 | 0.00165 | 1.2699e-07 | 5.2857e-17 | 0.0023815 | 0.99998 | 149.9956 | 1 | 0 | 0.2619

## res_ext_grid
| p_mw | q_mvar
0 | 0.4347 | 0.11169

## res_load
| p_mw | q_mvar
0 | 0.0051024 | 0.0012788
1 | 0.0023393 | 0.00058627
2 | 0.0010933 | 0.00027401
3 | 0.0025826 | 0.00064726
4 | 0.0043787 | 0.0010974
5 | 0.0029706 | 0.0007445
6 | 0.0047841 | 0.001199
7 | 0.0067671 | 0.001696
8 | 0.0043772 | 0.001097
9 | 0.0020048 | 0.00050245
10 | 0.004538 | 0.0011373
11 | 0.0035907 | 0.00089992
12 | 0.0036958 | 0.00092626
13 | 0.0036929 | 0.00092553
14 | 0.00073947 | 0.00018533
15 | 0.0028995 | 0.00072669
16 | 0.0018399 | 0.00046111
17 | 0.0036311 | 0.00091004
18 | 0.0013436 | 0.00033674
19 | 0.0017914 | 0.00044896
20 | 0.0050606 | 0.0012683
21 | 0.0020738 | 0.00051974
22 | 0.0044752 | 0.0011216
23 | 0.0023555 | 0.00059033
24 | 0.0054623 | 0.001369
25 | 0.0031417 | 0.00078739
26 | 0.0049521 | 0.0012411
27 | 0.0040073 | 0.0010043
28 | 0.0034321 | 0.00086016
29 | 0.0030025 | 0.0007525
30 | 0.0018162 | 0.00045518
31 | 0.0013587 | 0.00034052
32 | 0.0027015 | 0.00067706
33 | 0.0022944 | 0.00057503
34 | 0.0055307 | 0.0013861
35 | 0.0074052 | 0.0018559
36 | 0.013542 | 0.003394
37 | 0.004759 | 0.0011927
38 | 0.0070738 | 0.0017729
39 | 0.003957 | 0.00099171
40 | 0.0089101 | 0.0022331
41 | 0.0039807 | 0.00099765
42 | 0.0012351 | 0.00030955
43 | 0.0015142 | 0.00037948
44 | 0.004934 | 0.0012366
45 | 0.0034767 | 0.00087133
46 | 0.0022573 | 0.00056573
47 | 0.0050695 | 0.0012705
48 | 0.00387 | 0.00096991
49 | 0.0063474 | 0.0015908
50 | 0.0034518 | 0.00086511
51 | 0.0028442 | 0.00071283
52 | 0.0050126 | 0.0012563
53 | 0.0048004 | 0.0012031
54 | 0.003074 | 0.00077043
55 | 0.0021911 | 0.00054915
56 | 0.00090026 | 0.00022563
57 | 0.002852 | 0.00071477
58 | 0.0019971 | 0.00050052
59 | 0.0021788 | 0.00054605
60 | 0.001164 | 0.00029173
61 | 0.0043963 | 0.0011018
62 | 0.0041578 | 0.001042
63 | 0.0014479 | 0.00036288
64 | 0.0028518 | 0.00071473
65 | 0.0031432 | 0.00078776
66 | 0.0022115 | 0.00055426
67 | 0.0012947 | 0.00032449
68 | 0.00086361 | 0.00021644
69 | 0.005457 | 0.0013677
70 | 0.0044126 | 0.0011059
71 | 0.0046213 | 0.0011582
72 | 0.0095911 | 0.0024038
73 | 0.0065987 | 0.0016538
74 | 0.0013184 | 0.00033042
75 | 0.012521 | 0.0031381
76 | 0.0050139 | 0.0012566
77 | 0.0042843 | 0.0010738
78 | 0.046458 | 0.011643
79 | 0.0060705 | 0.0015214
80 | 0.0037333 | 0.00093566
81 | 0.0026888 | 0.00067388
82 | 0.011777 | 0.0029516
83 | 0.0024601 | 0.00061655
84 | 0.0040724 | 0.0010206
85 | 0.0020518 | 0.00051422
86 | 0.0047016 | 0.0011783
87 | 0.002256 | 0.00056541
88 | 0.0038269 | 0.0009591
89 | 0.0023699 | 0.00059396
90 | 0.0070187 | 0.0017591
91 | 0.0040427 | 0.0010132
92 | 0.0022484 | 0.00056351
93 | 0.010131 | 0.0025392
94 | 0.001133 | 0.00028397
95 | 0.0010553 | 0.00026448
96 | 0.0020563 | 0.00051536
97 | 0.0028584 | 0.00071639
98 | 0.0029746 | 0.00074551

## dtypes
| element | column | dtype
0 | bus | name | object
1 | bus | vn_kv | float64
2 | bus | type | object
3 | bus | zone | object
4 | bus | in_service | bool
5 | load | name | object
6 | load | bus | uint32
7 | load | p_mw | float64
8 | load | q_mvar | float64
9 | load | const_z_percent | float64
10 | load | const_i_percent | float64
11 | load | sn_mva | float64
12 | load | scaling | float64
13 | load | in_service | bool
14 | load | type | object
15 | ext_grid | name | object
16 | ext_grid | bus | uint32
17 | ext_grid | vm_pu | float64
18 | ext_grid | va_degree | float64
19 | ext_grid | slack_weight | float64
20 | ext_grid | in_service | bool
21 | line | name | object
22 | line | std_type | object
23 | line | from_bus | uint32
24 | line | to_bus | uint32
25 | line | length_km | float64
26 | line | r_ohm_per_km | float64
27 | line | x_ohm_per_km | float64
28 | line | c_nf_per_km | float64
29 | line | g_us_per_km | float64
30 | line | max_i_ka | float64
31 | line | df | float64
32 | line | parallel | uint32
33 | line | type | object
34 | line | in_service | bool
35 | trafo | name | object
36 | trafo | std_type | object
37 | trafo | hv_bus | uint32
38 | trafo | lv_bus | uint32
39 | trafo | sn_mva | float64
40 | trafo | vn_hv_kv | float64
41 | trafo | vn_lv_kv | float64
42 | trafo | vk_percent | float64
43 | trafo | vkr_percent | float64
44 | trafo | pfe_kw | float64
45 | trafo | i0_percent | float64
46 | trafo | shift_degree | float64
47 | trafo | tap_side | object
48 | trafo | tap_neutral | int32
49 | trafo | tap_min | int32
50 | trafo | tap_max | int32
51 | trafo | tap_step_percent | float64
52 | trafo | tap_step_degree | float64
53 | trafo | tap_pos | int32
54 | trafo | tap_phase_shifter | bool
55 | trafo | parallel | uint32
56 | trafo | df | float64
57 | trafo | in_service | bool
58 | line_geodata | coords | object
59 | bus_geodata | x | float64
60 | bus_geodata | y | float64
61 | bus_geodata | coords | object
62 | res_bus | vm_pu | float64
63 | res_bus | va_degree | float64
64 | res_bus | p_mw | float64
65 | res_bus | q_mvar | float64
66 | res_line | p_from_mw | float64
67 | res_line | q_from_mvar | float64
68 | res_line | p_to_mw | float64
69 | res_line | q_to_mvar | float64
70 | res_line | pl_mw | float64
71 | res_line | ql_mvar | float64
72 | res_line | i_from_ka | float64
73 | res_line | i_to_ka | float64
74 | res_line | i_ka | float64
75 | res_line | vm_from_pu | float64
76 | res_line | va_from_degree | float64
77 | res_line | vm_to_pu | float64
78 | res_line | va_to_degree | float64
79 | res_line | loading_percent | float64
80 | res_trafo | p_hv_mw | float64
81 | res_trafo | q_hv_mvar | float64
82 | res_trafo | p_lv_mw | float64
83 | res_trafo | q_lv_mvar | float64
84 | res_trafo | pl_mw | float64
85 | res_trafo | ql_mvar | float64
86 | res_trafo | i_hv_ka | float64
87 | res_trafo | i_lv_ka | float64
88 | res_trafo | vm_hv_pu | float64
89 | res_trafo | va_hv_degree | float64
90 | res_trafo | vm_lv_pu | float64
91 | res_trafo | va_lv_degree | float64
92 | res_trafo | loading_percent | float64
93 | res_ext_grid | p_mw | float64
94 | res_ext_grid | q_mvar | float64
95 | res_load | p_mw | float64
96 | res_load | q_mvar | float64

## parameters
| version | format_version | converged | OPF_converged | name | f_hz | sn_mva
0 | 2.14.6 | 2.14.0 | TRUE | FALSE |  | 50 | 1