## bus
| name | vn_kv | type | zone | in_service
0 | bus_LV_261-118_0_5_node_0 | 0.4 | n |  | TRUE
1 | bus_LV_261-118_0_5_node_1 | 0.4 | n |  | TRUE
2 | bus_LV_261-118_0_5_node_3 | 0.4 | n |  | TRUE
3 | bus_LV_261-118_0_5_node_52 | 0.4 | n |  | TRUE
4 | bus_LV_261-118_0_5_node_6 | 0.4 | n |  | TRUE
5 | bus_LV_261-118_0_5_node_53 | 0.4 | n |  | TRUE
6 | bus_LV_261-118_0_5_node_55 | 0.4 | n |  | TRUE
7 | bus_LV_261-118_0_5_node_7 | 0.4 | n |  | TRUE
8 | bus_LV_261-118_0_5_node_152 | 0.4 | n |  | TRUE
9 | bus_LV_261-118_0_5_node_151 | 0.4 | n |  | TRUE
10 | bus_LV_261-118_0_5_node_8 | 0.4 | n |  | TRUE
11 | bus_LV_261-118_0_5_node_168 | 0.4 | n |  | TRUE
12 | bus_LV_261-118_0_5_node_9 | 0.4 | n |  | TRUE
13 | bus_LV_261-118_0_5_node_32 | 0.4 | n |  | TRUE
14 | bus_LV_261-118_0_5_node_26 | 0.4 | n |  | TRUE
15 | bus_LV_261-118_0_5_node_31 | 0.4 | n |  | TRUE
16 | bus_LV_261-118_0_5_node_10 | 0.4 | n |  | TRUE
17 | bus_LV_261-118_0_5_node_12 | 0.4 | n |  | TRUE
18 | bus_LV_261-118_0_5_node_103 | 0.4 | n |  | TRUE
19 | bus_LV_261-118_0_5_node_11 | 0.4 | n |  | TRUE
20 | bus_LV_261-118_0_5_node_15 | 0.4 | n |  | TRUE
21 | bus_LV_261-118_0_5_node_127 | 0.4 | n |  | TRUE
22 | bus_LV_261-118_0_5_node_96 | 0.4 | n |  | TRUE
23 | bus_LV_261-118_0_5_node_13 | 0.4 | n |  | TRUE
24 | bus_LV_261-118_0_5_node_163 | 0.4 | n |  | TRUE
25 | bus_LV_261-118_0_5_node_24 | 0.4 | n |  | TRUE
26 | bus_LV_261-118_0_5_node_161 | 0.4 | n |  | TRUE
27 | bus_LV_261-118_0_5_node_14 | 0.4 | n |  | TRUE
28 | bus_LV_261-118_0_5_node_72 | 0.4 | n |  | TRUE
29 | bus_LV_261-118_0_5_node_73 | 0.4 | n |  | TRUE
30 | bus_LV_261-118_0_5_node_29 | 0.4 | n |  | TRUE
31 | bus_LV_261-118_0_5_node_124 | 0.4 | n |  | TRUE
32 | bus_LV_261-118_0_5_node_17 | 0.4 | n |  | TRUE
33 | bus_LV_261-118_0_5_node_27 | 0.4 | n |  | TRUE
34 | bus_LV_261-118_0_5_node_121 | 0.4 | n |  | TRUE
35 | bus_LV_261-118_0_5_node_18 | 0.4 | n |  | TRUE
36 | bus_LV_261-118_0_5_node_19 | 0.4 | n |  | TRUE
37 | bus_LV_261-118_0_5_node_28 | 0.4 | n |  | TRUE
38 | bus_LV_261-118_0_5_node_38 | 0.4 | n |  | TRUE
39 | bus_LV_261-118_0_5_node_20 | 0.4 | n |  | TRUE
40 | bus_LV_261-118_0_5_node_41 | 0.4 | n |  | TRUE
41 | bus_LV_261-118_0_5_node_23 | 0.4 | n |  | TRUE
42 | bus_LV_261-118_0_5_node_167 | 0.4 | n |  | TRUE
43 | bus_LV_261-118_0_5_node_166 | 0.4 | n |  | TRUE
44 | bus_LV_261-118_0_5_node_78 | 0.4 | n |  | TRUE
45 | bus_LV_261-118_0_5_node_136 | 0.4 | n |  | TRUE
46 | bus_LV_261-118_0_5_node_42 | 0.4 | n |  | TRUE
47 | bus_LV_261-118_0_5_node_133 | 0.4 | n |  | TRUE
48 | bus_LV_261-118_0_5_node_125 | 0.4 | n |  | TRUE
49 | bus_LV_261-118_0_5_node_107 | 0.4 | n |  | TRUE
50 | bus_LV_261-118_0_5_node_76 | 0.4 | n |  | TRUE
51 | bus_LV_261-118_0_5_node_75 | 0.4 | n |  | TRUE
52 | bus_LV_261-118_0_5_node_59 | 0.4 | n |  | TRUE
53 | bus_LV_261-118_0_5_node_60 | 0.4 | n |  | TRUE
54 | bus_LV_261-118_0_5_node_54 | 0.4 | n |  | TRUE
55 | bus_LV_261-118_0_5_node_56 | 0.4 | n |  | TRUE
56 | bus_LV_261-118_0_5_node_159 | 0.4 | n |  | TRUE
57 | bus_LV_261-118_0_5_node_150 | 0.4 | n |  | TRUE
58 | bus_LV_261-118_0_5_node_128 | 0.4 | n |  | TRUE
59 | bus_LV_261-118_0_5_node_102 | 0.4 | n |  | TRUE
60 | bus_LV_261-118_0_5_node_126 | 0.4 | n |  | TRUE
61 | bus_LV_261-118_0_5_node_97 | 0.4 | n |  | TRUE
62 | bus_LV_261-118_0_5_node_165 | 0.4 | n |  | TRUE
63 | bus_LV_261-118_0_5_node_144 | 0.4 | n |  | TRUE
64 | bus_LV_261-118_0_5_node_71 | 0.4 | n |  | TRUE
65 | bus_LV_261-118_0_5_node_69 | 0.4 | n |  | TRUE
66 | bus_LV_261-118_0_5_node_104 | 0.4 | n |  | TRUE
67 | bus_LV_261-118_0_5_node_120 | 0.4 | n |  | TRUE
68 | bus_LV_261-118_0_5_node_37 | 0.4 | n |  | TRUE
69 | bus_LV_261-118_0_5_node_106 | 0.4 | n |  | TRUE
70 | bus_LV_261-118_0_5_node_105 | 0.4 | n |  | TRUE
71 | bus_LV_261-118_0_5_node_45 | 0.4 | n |  | TRUE
72 | bus_LV_261-118_0_5_node_43 | 0.4 | n |  | TRUE
73 | bus_LV_261-118_0_5_node_77 | 0.4 | n |  | TRUE
74 | bus_LV_261-118_0_5_node_70 | 0.4 | n |  | TRUE
75 | bus_LV_261-118_0_5_node_140 | 0.4 | n |  | TRUE
76 | bus_LV_261-118_0_5_node_134 | 0.4 | n |  | TRUE
77 | bus_LV_261-118_0_5_node_101 | 0.4 | n |  | TRUE
78 | bus_LV_261-118_0_5_node_129 | 0.4 | n |  | TRUE
79 | bus_LV_261-118_0_5_node_33 | 0.4 | n |  | TRUE
80 | bus_LV_261-118_0_5_node_34 | 0.4 | n |  | TRUE
81 | bus_LV_261-118_0_5_node_35 | 0.4 | n |  | TRUE
82 | bus_LV_261-118_0_5_node_36 | 0.4 | n |  | TRUE
83 | bus_LV_261-118_0_5_node_162 | 0.4 | n |  | TRUE
84 | bus_LV_261-118_0_5_node_164 | 0.4 | n |  | TRUE
85 | bus_LV_261-118_0_5_node_39 | 0.4 | n |  | TRUE
86 | bus_LV_261-118_0_5_node_40 | 0.4 | n |  | TRUE
87 | bus_LV_261-118_0_5_node_130 | 0.4 | n |  | TRUE
88 | bus_LV_261-118_0_5_node_131 | 0.4 | n |  | TRUE
89 | bus_LV_261-118_0_5_node_44 | 0.4 | n |  | TRUE
90 | bus_LV_261-118_0_5_node_46 | 0.4 | n |  | TRUE
91 | bus_LV_261-118_0_5_node_142 | 0.4 | n |  | TRUE
92 | bus_LV_261-118_0_5_node_139 | 0.4 | n |  | TRUE
93 | bus_LV_261-118_0_5_node_47 | 0.4 | n |  | TRUE
94 | bus_LV_261-118_0_5_node_48 | 0.4 | n |  | TRUE
95 | bus_LV_261-118_0_5_node_49 | 0.4 | n |  | TRUE
96 | bus_LV_261-118_0_5_node_50 | 0.4 | n |  | TRUE
97 | bus_LV_261-118_0_5_node_51 | 0.4 | n |  | TRUE
98 | bus_LV_261-118_0_5_node_153 | 0.4 | n |  | TRUE
99 | bus_LV_261-118_0_5_node_91 | 0.4 | n |  | TRUE
100 | bus_LV_261-118_0_5_node_154 | 0.4 | n |  | TRUE
101 | bus_LV_261-118_0_5_node_113 | 0.4 | n |  | TRUE
102 | bus_LV_261-118_0_5_node_137 | 0.4 | n |  | TRUE
103 | bus_LV_261-118_0_5_node_95 | 0.4 | n |  | TRUE
104 | bus_LV_261-118_0_5_node_89 | 0.4 | n |  | TRUE
105 | bus_LV_261-118_0_5_node_57 | 0.4 | n |  | TRUE
106 | bus_LV_261-118_0_5_node_160 | 0.4 | n |  | TRUE
107 | bus_LV_261-118_0_5_node_62 | 0.4 | n |  | TRUE
108 | bus_LV_261-118_0_5_node_61 | 0.4 | n |  | TRUE
109 | bus_LV_261-118_0_5_node_66 | 0.4 | n |  | TRUE
110 | bus_LV_261-118_0_5_node_63 | 0.4 | n |  | TRUE
111 | bus_LV_261-118_0_5_node_80 | 0.4 | n |  | TRUE
112 | bus_LV_261-118_0_5_node_83 | 0.4 | n |  | TRUE
113 | bus_LV_261-118_0_5_node_64 | 0.4 | n |  | TRUE
114 | bus_LV_261-118_0_5_node_79 | 0.4 | n |  | TRUE
115 | bus_LV_261-118_0_5_node_65 | 0.4 | n |  | TRUE
116 | bus_LV_261-118_0_5_node_67 | 0.4 | n |  | TRUE
117 | bus_LV_261-118_0_5_node_68 | 0.4 | n |  | TRUE
118 | bus_LV_261-118_0_5_node_84 | 0.4 | n |  | TRUE
119 | bus_LV_261-118_0_5_node_74 | 0.4 | n |  | TRUE
120 | bus_LV_261-118_0_5_node_86 | 0.4 | n |  | TRUE
121 | bus_LV_261-118_0_5_node_143 | 0.4 | n |  | TRUE
122 | bus_LV_261-118_0_5_node_87 | 0.4 | n |  | TRUE
123 | bus_LV_261-118_0_5_node_81 | 0.4 | n |  | TRUE
124 | bus_LV_261-118_0_5_node_82 | 0.4 | n |  | TRUE
125 | bus_LV_261-118_0_5_node_92 | 0.4 | n |  | TRUE
126 | bus_LV_261-118_0_5_node_158 | 0.4 | n |  | TRUE
127 | bus_LV_261-118_0_5_node_90 | 0.4 | n |  | TRUE
128 | bus_LV_261-118_0_5_node_85 | 0.4 | n |  | TRUE
129 | bus_LV_261-118_0_5_node_93 | 0.4 | n |  | TRUE
130 | bus_LV_261-118_0_5_node_88 | 0.4 | n |  | TRUE
131 | bus_LV_261-118_0_5_node_108 | 0.4 | n |  | TRUE
132 | bus_LV_261-118_0_5_node_109 | 0.4 | n |  | TRUE
133 | bus_LV_261-118_0_5_node_94 | 0.4 | n |  | TRUE
134 | bus_LV_261-118_0_5_node_156 | 0.4 | n |  | TRUE
135 | bus_LV_261-118_0_5_node_111 | 0.4 | n |  | TRUE
136 | bus_LV_261-118_0_5_node_147 | 0.4 | n |  | TRUE
137 | bus_LV_261-118_0_5_node_145 | 0.4 | n |  | TRUE
138 | bus_LV_261-118_0_5_node_155 | 0.4 | n |  | TRUE
139 | bus_LV_261-118_0_5_node_112 | 0.4 | n |  | TRUE
140 | bus_LV_261-118_0_5_node_149 | 0.4 | n |  | TRUE
141 | bus_LV_261-118_0_5_node_146 | 0.4 | n |  | TRUE
142 | bus_LV_261-118_0_5_node_98 | 0.4 | n |  | TRUE
143 | bus_LV_261-118_0_5_node_99 | 0.4 | n |  | TRUE
144 | bus_LV_261-118_0_5_node_100 | 0.4 | n |  | TRUE
145 | bus_LV_261-118_0_5_node_110 | 0.4 | n |  | TRUE
146 | bus_LV_261-118_0_5_node_119 | 0.4 | n |  | TRUE
147 | bus_LV_261-118_0_5_node_114 | 0.4 | n |  | TRUE
148 | bus_LV_261-118_0_5_node_115 | 0.4 | n |  | TRUE
149 | bus_LV_261-118_0_5_node_116 | 0.4 | n |  | TRUE
150 | bus_LV_261-118_0_5_node_117 | 0.4 | n |  | TRUE
151 | bus_LV_261-118_0_5_node_118 | 0.4 | n |  | TRUE
152 | bus_LV_261-118_0_5_node_135 | 0.4 | n |  | TRUE
153 | bus_LV_261-118_0_5_node_122 | 0.4 | n |  | TRUE
154 | bus_LV_261-118_0_5_node_123 | 0.4 | n |  | TRUE
155 | bus_LV_261-118_0_5_node_132 | 0.4 | n |  | TRUE
156 | bus_LV_261-118_0_5_node_138 | 0.4 | n |  | TRUE
157 | bus_LV_261-118_0_5_node_141 | 0.4 | n |  | TRUE
158 | bus_LV_261-118_0_5_node_148 | 0.4 | n |  | TRUE
159 | bus_LV_261-118_0_5_node_157 | 0.4 | n |  | TRUE
160 | bus_MV_524_0_node_27 | 20 | n |  | TRUE

## load
| name | bus | p_mw | q_mvar | const_z_percent | const_i_percent | sn_mva | scaling | in_service | type
0 | LV_261-118_0_5_load_0 | 0 | 0.0029031 | 0.00072758 | 0 | 0 |  | 1 | TRUE | wye
1 | LV_261-118_0_5_load_52 | 3 | 0.0036935 | 0.00092568 | 0 | 0 |  | 1 | TRUE | wye
2 | LV_261-118_0_5_load_55 | 6 | 0.0052227 | 0.0013089 | 0 | 0 |  | 1 | TRUE | wye
3 | LV_261-118_0_5_load_151 | 9 | 0.0030355 | 0.00076078 | 0 | 0 |  | 1 | TRUE | wye
4 | LV_261-118_0_5_load_168 | 11 | 0.0043932 | 0.001101 | 0 | 0 |  | 1 | TRUE | wye
5 | LV_261-118_0_5_load_32 | 13 | 0.0060012 | 0.001504 | 0 | 0 |  | 1 | TRUE | wye
6 | LV_261-118_0_5_load_31 | 15 | 0.0025666 | 0.00064324 | 0 | 0 |  | 1 | TRUE | wye
7 | LV_261-118_0_5_load_103 | 18 | 0.0046291 | 0.0011602 | 0 | 0 |  | 1 | TRUE | wye
8 | LV_261-118_0_5_load_127 | 21 | 0.0090379 | 0.0022651 | 0 | 0 |  | 1 | TRUE | wye
9 | LV_261-118_0_5_load_96 | 22 | 0.0032914 | 0.00082491 | 0 | 0 |  | 1 | TRUE | wye
10 | LV_261-118_0_5_load_163 | 24 | 0.00054984 | 0.0001378 | 0 | 0 |  | 1 | TRUE | wye
11 | LV_261-118_0_5_load_161 | 26 | 0.00067176 | 0.00016836 | 0 | 0 |  | 1 | TRUE | wye
12 | LV_261-118_0_5_load_72 | 28 | 0.0010851 | 0.00027195 | 0 | 0 |  | 1 | TRUE | wye
13 | LV_261-118_0_5_load_73 | 29 | 0.0019666 | 0.00049287 | 0 | 0 |  | 1 | TRUE | wye
14 | LV_261-118_0_5_load_124 | 31 | 0.0014017 | 0.0003513 | 0 | 0 |  | 1 | TRUE | wye
15 | LV_261-118_0_5_load_121 | 34 | 0.0027715 | 0.0006946 | 0 | 0 |  | 1 | TRUE | wye
16 | LV_261-118_0_5_load_38 | 38 | 0.0027792 | 0.00069654 | 0 | 0 |  | 1 | TRUE | wye
17 | LV_261-118_0_5_load_41 | 40 | 0.0081432 | 0.0020409 | 0 | 0 |  | 1 | TRUE | wye
18 | LV_261-118_0_5_load_167 | 42 | 0.00058074 | 0.00014555 | 0 | 0 |  | 1 | TRUE | wye
19 | LV_261-118_0_5_load_166 | 43 | 0.0010534 | 0.00026401 | 0 | 0 |  | 1 | TRUE | wye
20 | LV_261-118_0_5_load_78 | 44 | 0.0027463 | 0.00068828 | 0 | 0 |  | 1 | TRUE | wye
21 | LV_261-118_0_5_load_136 | 45 | 0.0010329 | 0.00025887 | 0 | 0 |  | 1 | TRUE | wye
22 | LV_261-118_0_5_load_42 | 46 | 0.0078233 | 0.0019607 | 0 | 0 |  | 1 | TRUE | wye
23 | LV_261-118_0_5_load_133 | 47 | 0.0034066 | 0.00085378 | 0 | 0 |  | 1 | TRUE | wye
24 | LV_261-118_0_5_load_125 | 48 | 0.011908 | 0.0029843 | 0 | 0 |  | 1 | TRUE | wye
25 | LV_261-118_0_5_load_107 | 49 | 0.0052219 | 0.0013087 | 0 | 0 |  | 1 | TRUE | wye
26 | LV_261-118_0_5_load_76 | 50 | 0.0013262 | 0.00033238 | 0 | 0 |  | 1 | TRUE | wye
27 | LV_261-118_0_5_load_75 | 51 | 0.0013029 | 0.00032654 | 0 | 0 |  | 1 | TRUE | wye
28 | LV_261-118_0_5_load_59 | 52 | 0.0036583 | 0.00091685 | 0 | 0 |  | 1 | TRUE | wye
29 | LV_261-118_0_5_load_54 | 54 | 0.0057322 | 0.0014366 | 0 | 0 |  | 1 | TRUE | wye
30 | LV_261-118_0_5_load_159 | 56 | 0.0044723 | 0.0011209 | 0 | 0 |  | 1 | TRUE | wye
31 | LV_261-118_0_5_load_150 | 57 | 0.0043922 | 0.0011008 | 0 | 0 |  | 1 | TRUE | wye
32 | LV_261-118_0_5_load_128 | 58 | 0.005955 | 0.0014925 | 0 | 0 |  | 1 | TRUE | wye
33 | LV_261-118_0_5_load_102 | 59 | 0.0048092 | 0.0012053 | 0 | 0 |  | 1 | TRUE | wye
34 | LV_261-118_0_5_load_126 | 60 | 0.0063445 | 0.0015901 | 0 | 0 |  | 1 | TRUE | wye
35 | LV_261-118_0_5_load_97 | 61 | 0.0035349 | 0.00088594 | 0 | 0 |  | 1 | TRUE | wye
36 | LV_261-118_0_5_load_165 | 62 | 0.00074104 | 0.00018572 | 0 | 0 |  | 1 | TRUE | wye
37 | LV_261-118_0_5_load_144 | 63 | 0.0016538 | 0.00041449 | 0 | 0 |  | 1 | TRUE | wye
38 | LV_261-118_0_5_load_71 | 64 | 0.00098592 | 0.0002471 | 0 | 0 |  | 1 | TRUE | wye
39 | LV_261-118_0_5_load_104 | 66 | 0.0048312 | 0.0012108 | 0 | 0 |  | 1 | TRUE | wye
40 | LV_261-118_0_5_load_120 | 67 | 0.0029022 | 0.00072735 | 0 | 0 |  | 1 | TRUE | wye
41 | LV_261-118_0_5_load_37 | 68 | 0.0095559 | 0.0023949 | 0 | 0 |  | 1 | TRUE | wye
42 | LV_261-118_0_5_load_106 | 69 | 0.004795 | 0.0012017 | 0 | 0 |  | 1 | TRUE | wye
43 | LV_261-118_0_5_load_105 | 70 | 0.0048005 | 0.0012031 | 0 | 0 |  | 1 | TRUE | wye
44 | LV_261-118_0_5_load_45 | 71 | 0.0026728 | 0.00066987 | 0 | 0 |  | 1 | TRUE | wye
45 | LV_261-118_0_5_load_43 | 72 | 0.0033161 | 0.00083109 | 0 | 0 |  | 1 | TRUE | wye
46 | LV_261-118_0_5_load_70 | 74 | 0.0016871 | 0.00042282 | 0 | 0 |  | 1 | TRUE | wye
47 | LV_261-118_0_5_load_140 | 75 | 0.0010816 | 0.00027107 | 0 | 0 |  | 1 | TRUE | wye
48 | LV_261-118_0_5_load_134 | 76 | 0.0013082 | 0.00032786 | 0 | 0 |  | 1 | TRUE | wye
49 | LV_261-118_0_5_load_129 | 78 | 0.0062397 | 0.0015638 | 0 | 0 |  | 1 | TRUE | wye
50 | LV_261-118_0_5_load_33 | 79 | 0.00052169 | 0.00013075 | 0 | 0 |  | 1 | TRUE | wye
51 | LV_261-118_0_5_load_34 | 80 | 0.00073354 | 0.00018384 | 0 | 0 |  | 1 | TRUE | wye
52 | LV_261-118_0_5_load_35 | 81 | 0.0026518 | 0.00066461 | 0 | 0 |  | 1 | TRUE | wye
53 | LV_261-118_0_5_load_36 | 82 | 0.00056441 | 0.00014146 | 0 | 0 |  | 1 | TRUE | wye
54 | LV_261-118_0_5_load_164 | 84 | 0.0061881 | 0.0015509 | 0 | 0 |  | 1 | TRUE | wye
55 | LV_261-118_0_5_load_39 | 85 | 0.0040009 | 0.0010027 | 0 | 0 |  | 1 | TRUE | wye
56 | LV_261-118_0_5_load_40 | 86 | 0.0096168 | 0.0024102 | 0 | 0 |  | 1 | TRUE | wye
57 | LV_261-118_0_5_load_130 | 87 | 0.0032646 | 0.00081817 | 0 | 0 |  | 1 | TRUE | wye
58 | LV_261-118_0_5_load_131 | 88 | 0.0046136 | 0.0011563 | 0 | 0 |  | 1 | TRUE | wye
59 | LV_261-118_0_5_load_44 | 89 | 0.0028209 | 0.00070698 | 0 | 0 |  | 1 | TRUE | wye
60 | LV_261-118_0_5_load_46 | 90 | 0.006781 | 0.0016995 | 0 | 0 |  | 1 | TRUE | wye
61 | LV_261-118_0_5_load_142 | 91 | 0.0028339 | 0.00071025 | 0 | 0 |  | 1 | TRUE | wye
62 | LV_261-118_0_5_load_139 | 92 | 0.0047088 | 0.0011801 | 0 | 0 |  | 1 | TRUE | wye
63 | LV_261-118_0_5_load_47 | 93 | 0.0018951 | 0.00047496 | 0 | 0 |  | 1 | TRUE | wye
64 | LV_261-118_0_5_load_48 | 94 | 0.0020498 | 0.00051372 | 0 | 0 |  | 1 | TRUE | wye
65 | LV_261-118_0_5_load_49 | 95 | 0.0020489 | 0.00051351 | 0 | 0 |  | 1 | TRUE | wye
66 | LV_261-118_0_5_load_50 | 96 | 0.0019424 | 0.0004868 | 0 | 0 |  | 1 | TRUE | wye
67 | LV_261-118_0_5_load_153 | 98 | 0.0020278 | 0.00050821 | 0 | 0 |  | 1 | TRUE | wye
68 | LV_261-118_0_5_load_113 | 101 | 0.0019185 | 0.00048081 | 0 | 0 |  | 1 | TRUE | wye
69 | LV_261-118_0_5_load_95 | 103 | 0.0029185 | 0.00073145 | 0 | 0 |  | 1 | TRUE | wye
70 | LV_261-118_0_5_load_89 | 104 | 0.0018319 | 0.00045911 | 0 | 0 |  | 1 | TRUE | wye
71 | LV_261-118_0_5_load_160 | 106 | 0.0051371 | 0.0012875 | 0 | 0 |  | 1 | TRUE | wye
72 | LV_261-118_0_5_load_62 | 107 | 0.00092643 | 0.00023219 | 0 | 0 |  | 1 | TRUE | wye
73 | LV_261-118_0_5_load_66 | 109 | 0.00083337 | 0.00020886 | 0 | 0 |  | 1 | TRUE | wye
74 | LV_261-118_0_5_load_63 | 110 | 0.0028327 | 0.00070993 | 0 | 0 |  | 1 | TRUE | wye
75 | LV_261-118_0_5_load_80 | 111 | 0.00089712 | 0.00022484 | 0 | 0 |  | 1 | TRUE | wye
76 | LV_261-118_0_5_load_83 | 112 | 0.00090331 | 0.00022639 | 0 | 0 |  | 1 | TRUE | wye
77 | LV_261-118_0_5_load_64 | 113 | 0.0013816 | 0.00034626 | 0 | 0 |  | 1 | TRUE | wye
78 | LV_261-118_0_5_load_79 | 114 | 0.00086312 | 0.00021632 | 0 | 0 |  | 1 | TRUE | wye
79 | LV_261-118_0_5_load_65 | 115 | 0.0036428 | 0.00091296 | 0 | 0 |  | 1 | TRUE | wye
80 | LV_261-118_0_5_load_67 | 116 | 0.0010333 | 0.00025898 | 0 | 0 |  | 1 | TRUE | wye
81 | LV_261-118_0_5_load_84 | 118 | 0.00087638 | 0.00021964 | 0 | 0 |  | 1 | TRUE | wye
82 | LV_261-118_0_5_load_74 | 119 | 0.0010197 | 0.00025555 | 0 | 0 |  | 1 | TRUE | wye
83 | LV_261-118_0_5_load_86 | 120 | 0.00097857 | 0.00024525 | 0 | 0 |  | 1 | TRUE | wye
84 | LV_261-118_0_5_load_143 | 121 | 0.00098508 | 0.00024688 | 0 | 0 |  | 1 | TRUE | wye
85 | LV_261-118_0_5_load_87 | 122 | 0.0011015 | 0.00027605 | 0 | 0 |  | 1 | TRUE | wye
86 | LV_261-118_0_5_load_81 | 123 | 0.0019502 | 0.00048876 | 0 | 0 |  | 1 | TRUE | wye
87 | LV_261-118_0_5_load_82 | 124 | 0.0019854 | 0.0004976 | 0 | 0 |  | 1 | TRUE | wye
88 | LV_261-118_0_5_load_85 | 128 | 0.00086613 | 0.00021707 | 0 | 0 |  | 1 | TRUE | wye
89 | LV_261-118_0_5_load_88 | 130 | 0.0010246 | 0.00025679 | 0 | 0 |  | 1 | TRUE | wye
90 | LV_261-118_0_5_load_108 | 131 | 0.00091982 | 0.00023053 | 0 | 0 |  | 1 | TRUE | wye
91 | LV_261-118_0_5_load_109 | 132 | 0.0010186 | 0.00025528 | 0 | 0 |  | 1 | TRUE | wye
92 | LV_261-118_0_5_load_156 | 134 | 0.00082787 | 0.00020748 | 0 | 0 |  | 1 | TRUE | wye
93 | LV_261-118_0_5_load_111 | 135 | 0.00086664 | 0.0002172 | 0 | 0 |  | 1 | TRUE | wye
94 | LV_261-118_0_5_load_147 | 136 | 0.0026404 | 0.00066175 | 0 | 0 |  | 1 | TRUE | wye
95 | LV_261-118_0_5_load_145 | 137 | 0.0062051 | 0.0015551 | 0 | 0 |  | 1 | TRUE | wye
96 | LV_261-118_0_5_load_155 | 138 | 0.00084093 | 0.00021076 | 0 | 0 |  | 1 | TRUE | wye
97 | LV_261-118_0_5_load_112 | 139 | 0.00083714 | 0.00020981 | 0 | 0 |  | 1 | TRUE | wye
98 | LV_261-118_0_5_load_149 | 140 | 0.0091825 | 0.0023014 | 0 | 0 |  | 1 | TRUE | wye
99 | LV_261-118_0_5_load_146 | 141 | 0.0067799 | 0.0016992 | 0 | 0 |  | 1 | TRUE | wye
100 | LV_261-118_0_5_load_98 | 142 | 0.0012846 | 0.00032195 | 0 | 0 |  | 1 | TRUE | wye
101 | LV_261-118_0_5_load_99 | 143 | 0.011032 | 0.0027648 | 0 | 0 |  | 1 | TRUE | wye
102 | LV_261-118_0_5_load_100 | 144 | 0.0031585 | 0.00079159 | 0 | 0 |  | 1 | TRUE | wye
103 | LV_261-118_0_5_load_110 | 145 | 0.001546 | 0.00038746 | 0 | 0 |  | 1 | TRUE | wye
104 | LV_261-118_0_5_load_119 | 146 | 0.0010244 | 0.00025673 | 0 | 0 |  | 1 | TRUE | wye
105 | LV_261-118_0_5_load_114 | 147 | 0.0056525 | 0.0014167 | 0 | 0 |  | 1 | TRUE | wye
106 | LV_261-118_0_5_load_115 | 148 | 0.0084012 | 0.0021056 | 0 | 0 |  | 1 | TRUE | wye
107 | LV_261-118_0_5_load_116 | 149 | 0.0032859 | 0.00082351 | 0 | 0 |  | 1 | TRUE | wye
108 | LV_261-118_0_5_load_117 | 150 | 0.0027474 | 0.00068856 | 0 | 0 |  | 1 | TRUE | wye
109 | LV_261-118_0_5_load_135 | 152 | 0.0044626 | 0.0011184 | 0 | 0 |  | 1 | TRUE | wye
110 | LV_261-118_0_5_load_122 | 153 | 0.0029885 | 0.000749 | 0 | 0 |  | 1 | TRUE | wye
111 | LV_261-118_0_5_load_123 | 154 | 0.0036975 | 0.00092669 | 0 | 0 |  | 1 | TRUE | wye
112 | LV_261-118_0_5_load_132 | 155 | 0.0032748 | 0.00082075 | 0 | 0 |  | 1 | TRUE | wye
113 | LV_261-118_0_5_load_138 | 156 | 0.004458 | 0.0011173 | 0 | 0 |  | 1 | TRUE | wye
114 | LV_261-118_0_5_load_141 | 157 | 0.001104 | 0.0002767 | 0 | 0 |  | 1 | TRUE | wye
115 | LV_261-118_0_5_load_148 | 158 | 0.006206 | 0.0015554 | 0 | 0 |  | 1 | TRUE | wye
116 | LV_261-118_0_5_load_157 | 159 | 0.0008628 | 0.00021624 | 0 | 0 |  | 1 | TRUE | wye

## ext_grid
| name | bus | vm_pu | va_degree | slack_weight | in_service
0 |  | 96 | 1 | 0 | 1 | TRUE

## line
| name | std_type | from_bus | to_bus | length_km | r_ohm_per_km | x_ohm_per_km | c_nf_per_km | g_us_per_km | max_i_ka | df | parallel | type | in_service
0 | LV_261-118_0_5_line_0 |  | 0 | 1 | 0.0047207 | 0.125 | 0.08 | 261 | 0 | 0.364 | 1 | 1 | cs | TRUE
1 | LV_261-118_0_5_line_1 |  | 1 | 2 | 0.051614 | 0.125 | 0.08 | 261 | 0 | 0.364 | 1 | 1 | cs | TRUE
2 | LV_261-118_0_5_line_2 |  | 2 | 3 | 0.02297 | 0.125 | 0.08 | 261 | 0 | 0.364 | 1 | 1 | cs | TRUE
3 | LV_261-118_0_5_line_3 |  | 3 | 5 | 0.02914 | 0.125 | 0.08 | 261 | 0 | 0.364 | 1 | 1 | cs | TRUE
4 | LV_261-118_0_5_line_4 |  | 4 | 5 | 0.008568 | 0.125 | 0.08 | 261 | 0 | 0.364 | 1 | 1 | cs | TRUE
5 | LV_261-118_0_5_line_5 |  | 4 | 6 | 0.013513 | 0.125 | 0.08 | 261 | 0 | 0.364 | 1 | 1 | cs | TRUE
6 | LV_261-118_0_5_line_6 |  | 5 | 54 | 0.0035657 | 0.125 | 0.08 | 261 | 0 | 0.364 | 1 | 1 | cs | TRUE
7 | LV_261-118_0_5_line_7 |  | 6 | 55 | 0.013408 | 0.125 | 0.08 | 261 | 0 | 0.364 | 1 | 1 | cs | TRUE
8 | LV_261-118_0_5_line_8 |  | 7 | 8 | 0.023642 | 0.125 | 0.08 | 261 | 0 | 0.364 | 1 | 1 | cs | TRUE
9 | LV_261-118_0_5_line_9 |  | 7 | 9 | 0.01302 | 0.125 | 0.08 | 261 | 0 | 0.364 | 1 | 1 | cs | TRUE
10 | LV_261-118_0_5_line_10 |  | 8 | 56 | 0.010591 | 0.125 | 0.08 | 261 | 0 | 0.364 | 1 | 1 | cs | TRUE
11 | LV_261-118_0_5_line_11 |  | 8 | 10 | 0.003342 | 0.125 | 0.08 | 261 | 0 | 0.364 | 1 | 1 | cs | TRUE
12 | LV_261-118_0_5_line_12 |  | 9 | 57 | 0.017765 | 0.125 | 0.08 | 261 | 0 | 0.364 | 1 | 1 | cs | TRUE
13 | LV_261-118_0_5_line_13 |  | 10 | 11 | 0.004211 | 0.125 | 0.08 | 261 | 0 | 0.364 | 1 | 1 | cs | TRUE
14 | LV_261-118_0_5_line_14 |  | 12 | 13 | 0.011121 | 0.125 | 0.08 | 261 | 0 | 0.364 | 1 | 1 | cs | TRUE
15 | LV_261-118_0_5_line_15 |  | 12 | 14 | 0.014736 | 0.125 | 0.08 | 261 | 0 | 0.364 | 1 | 4 | cs | TRUE
16 | LV_261-118_0_5_line_16 |  | 12 | 15 | 0.02418 | 0.125 | 0.08 | 261 | 0 | 0.364 | 1 | 4 | cs | TRUE
17 | LV_261-118_0_5_line_17 |  | 13 | 58 | 0.036865 | 0.125 | 0.08 | 261 | 0 | 0.364 | 1 | 1 | cs | TRUE
18 | LV_261-118_0_5_line_18 |  | 14 | 45 | 0.016755 | 0.125 | 0.08 | 261 | 0 | 0.364 | 1 | 1 | cs | TRUE
19 | LV_261-118_0_5_line_19 |  | 14 | 46 | 0.015494 | 0.125 | 0.08 | 261 | 0 | 0.364 | 1 | 1 | cs | TRUE
20 | LV_261-118_0_5_line_20 |  | 14 | 47 | 0.023555 | 0.125 | 0.08 | 261 | 0 | 0.364 | 1 | 4 | cs | TRUE
21 | LV_261-118_0_5_line_21 |  | 15 | 39 | 0.023022 | 0.125 | 0.08 | 261 | 0 | 0.364 | 1 | 4 | cs | TRUE
22 | LV_261-118_0_5_line_22 |  | 16 | 17 | 0.019826 | 0.125 | 0.08 | 261 | 0 | 0.364 | 1 | 1 | cs | TRUE
23 | LV_261-118_0_5_line_23 |  | 16 | 18 | 0.013893 | 0.125 | 0.08 | 261 | 0 | 0.364 | 1 | 1 | cs | TRUE
24 | LV_261-118_0_5_line_24 |  | 17 | 22 | 0.0062924 | 0.125 | 0.08 | 261 | 0 | 0.364 | 1 | 1 | cs | TRUE
25 | LV_261-118_0_5_line_25 |  | 18 | 59 | 0.026286 | 0.125 | 0.08 | 261 | 0 | 0.364 | 1 | 1 | cs | TRUE
26 | LV_261-118_0_5_line_26 |  | 19 | 20 | 0.020617 | 0.125 | 0.08 | 261 | 0 | 0.364 | 1 | 4 | cs | TRUE
27 | LV_261-118_0_5_line_27 |  | 19 | 21 | 0.017379 | 0.125 | 0.08 | 261 | 0 | 0.364 | 1 | 4 | cs | TRUE
28 | LV_261-118_0_5_line_28 |  | 20 | 30 | 0.013586 | 0.125 | 0.08 | 261 | 0 | 0.364 | 1 | 4 | cs | TRUE
29 | LV_261-118_0_5_line_29 |  | 20 | 31 | 0.010746 | 0.125 | 0.08 | 261 | 0 | 0.364 | 1 | 1 | cs | TRUE
30 | LV_261-118_0_5_line_30 |  | 21 | 60 | 0.0065768 | 0.125 | 0.08 | 261 | 0 | 0.364 | 1 | 4 | cs | TRUE
31 | LV_261-118_0_5_line_31 |  | 22 | 61 | 8.5268e-05 | 0.125 | 0.08 | 261 | 0 | 0.364 | 1 | 1 | cs | TRUE
32 | LV_261-118_0_5_line_32 |  | 23 | 24 | 0.026237 | 0.125 | 0.08 | 261 | 0 | 0.364 | 1 | 1 | cs | TRUE
33 | LV_261-118_0_5_line_33 |  | 23 | 25 | 0.011394 | 0.125 | 0.08 | 261 | 0 | 0.364 | 1 | 1 | cs | TRUE
34 | LV_261-118_0_5_line_34 |  | 23 | 26 | 0.010773 | 0.125 | 0.08 | 261 | 0 | 0.364 | 1 | 1 | cs | TRUE
35 | LV_261-118_0_5_line_35 |  | 24 | 62 | 0.032832 | 0.125 | 0.08 | 261 | 0 | 0.364 | 1 | 1 | cs | TRUE
36 | LV_261-118_0_5_line_36 |  | 25 | 29 | 0.017401 | 0.125 | 0.08 | 261 | 0 | 0.364 | 1 | 1 | cs | TRUE
37 | LV_261-118_0_5_line_37 |  | 25 | 44 | 0.0044173 | 0.125 | 0.08 | 261 | 0 | 0.364 | 1 | 1 | cs | TRUE
38 | LV_261-118_0_5_line_38 |  | 27 | 28 | 0.017081 | 0.125 | 0.08 | 261 | 0 | 0.364 | 1 | 1 | cs | TRUE
39 | LV_261-118_0_5_line_39 |  | 27 | 29 | 0.01174 | 0.125 | 0.08 | 261 | 0 | 0.364 | 1 | 1 | cs | TRUE
40 | LV_261-118_0_5_line_40 |  | 28 | 63 | 0.025057 | 0.125 | 0.08 | 261 | 0 | 0.364 | 1 | 1 | cs | TRUE
41 | LV_261-118_0_5_line_41 |  | 30 | 49 | 0.030766 | 0.125 | 0.08 | 261 | 0 | 0.364 | 1 | 4 | cs | TRUE
42 | LV_261-118_0_5_line_42 |  | 31 | 33 | 0.0052003 | 0.125 | 0.08 | 261 | 0 | 0.364 | 1 | 1 | cs | TRUE
43 | LV_261-118_0_5_line_43 |  | 32 | 33 | 0.047539 | 0.125 | 0.08 | 261 | 0 | 0.364 | 1 | 1 | cs | TRUE
44 | LV_261-118_0_5_line_44 |  | 32 | 34 | 0.012889 | 0.125 | 0.08 | 261 | 0 | 0.364 | 1 | 1 | cs | TRUE
45 | LV_261-118_0_5_line_45 |  | 34 | 67 | 0.010396 | 0.125 | 0.08 | 261 | 0 | 0.364 | 1 | 1 | cs | TRUE
46 | LV_261-118_0_5_line_46 |  | 35 | 36 | 0.008141 | 0.125 | 0.08 | 261 | 0 | 0.364 | 1 | 4 | cs | TRUE
47 | LV_261-118_0_5_line_47 |  | 35 | 37 | 0.075249 | 0.125 | 0.08 | 261 | 0 | 0.364 | 1 | 4 | cs | TRUE
48 | LV_261-118_0_5_line_48 |  | 35 | 38 | 0.015204 | 0.125 | 0.08 | 261 | 0 | 0.364 | 1 | 1 | cs | TRUE
49 | LV_261-118_0_5_line_49 |  | 36 | 39 | 0.02009 | 0.125 | 0.08 | 261 | 0 | 0.364 | 1 | 4 | cs | TRUE
50 | LV_261-118_0_5_line_50 |  | 36 | 40 | 0.0074437 | 0.125 | 0.08 | 261 | 0 | 0.364 | 1 | 1 | cs | TRUE
51 | LV_261-118_0_5_line_51 |  | 37 | 48 | 0.016306 | 0.125 | 0.08 | 261 | 0 | 0.364 | 1 | 4 | cs | TRUE
52 | LV_261-118_0_5_line_52 |  | 38 | 68 | 0.011396 | 0.125 | 0.08 | 261 | 0 | 0.364 | 1 | 1 | cs | TRUE
53 | LV_261-118_0_5_line_53 |  | 41 | 42 | 0.0083601 | 0.125 | 0.08 | 261 | 0 | 0.364 | 1 | 1 | cs | TRUE
54 | LV_261-118_0_5_line_54 |  | 41 | 43 | 0.023557 | 0.125 | 0.08 | 261 | 0 | 0.364 | 1 | 1 | cs | TRUE
55 | LV_261-118_0_5_line_55 |  | 43 | 62 | 0.029595 | 0.125 | 0.08 | 261 | 0 | 0.364 | 1 | 1 | cs | TRUE
56 | LV_261-118_0_5_line_56 |  | 45 | 75 | 0.017045 | 0.125 | 0.08 | 261 | 0 | 0.364 | 1 | 1 | cs | TRUE
57 | LV_261-118_0_5_line_57 |  | 47 | 76 | 0.0082076 | 0.125 | 0.08 | 261 | 0 | 0.364 | 1 | 4 | cs | TRUE
58 | LV_261-118_0_5_line_58 |  | 48 | 60 | 0.025464 | 0.125 | 0.08 | 261 | 0 | 0.364 | 1 | 4 | cs | TRUE
59 | LV_261-118_0_5_line_59 |  | 49 | 77 | 0.064584 | 0.125 | 0.08 | 261 | 0 | 0.364 | 1 | 2 | cs | TRUE
60 | LV_261-118_0_5_line_60 |  | 50 | 51 | 0.020125 | 0.125 | 0.08 | 261 | 0 | 0.364 | 1 | 1 | cs | TRUE
61 | LV_261-118_0_5_line_61 |  | 51 | 73 | 0.010037 | 0.125 | 0.08 | 261 | 0 | 0.364 | 1 | 1 | cs | TRUE
62 | LV_261-118_0_5_line_62 |  | 52 | 53 | 0.007588 | 0.125 | 0.08 | 261 | 0 | 0.364 | 1 | 1 | cs | TRUE
63 | LV_261-118_0_5_line_63 |  | 53 | 107 | 0.016072 | 0.125 | 0.08 | 261 | 0 | 0.364 | 1 | 1 | cs | TRUE
64 | LV_261-118_0_5_line_64 |  | 55 | 105 | 0.014171 | 0.125 | 0.08 | 261 | 0 | 0.364 | 1 | 1 | cs | TRUE
65 | LV_261-118_0_5_line_65 |  | 56 | 105 | 0.0056344 | 0.125 | 0.08 | 261 | 0 | 0.364 | 1 | 1 | cs | TRUE
66 | LV_261-118_0_5_line_66 |  | 57 | 158 | 0.017334 | 0.125 | 0.08 | 261 | 0 | 0.364 | 1 | 1 | cs | TRUE
67 | LV_261-118_0_5_line_67 |  | 58 | 78 | 0.027059 | 0.125 | 0.08 | 261 | 0 | 0.364 | 1 | 1 | cs | TRUE
68 | LV_261-118_0_5_line_68 |  | 59 | 66 | 0.012061 | 0.125 | 0.08 | 261 | 0 | 0.364 | 1 | 1 | cs | TRUE
69 | LV_261-118_0_5_line_69 |  | 61 | 142 | 0.019826 | 0.125 | 0.08 | 261 | 0 | 0.364 | 1 | 1 | cs | TRUE
70 | LV_261-118_0_5_line_70 |  | 63 | 121 | 0.02858 | 0.125 | 0.08 | 261 | 0 | 0.364 | 1 | 1 | cs | TRUE
71 | LV_261-118_0_5_line_71 |  | 64 | 65 | 0.0064784 | 0.125 | 0.08 | 261 | 0 | 0.364 | 1 | 1 | cs | TRUE
72 | LV_261-118_0_5_line_72 |  | 65 | 119 | 0.017908 | 0.125 | 0.08 | 261 | 0 | 0.364 | 1 | 1 | cs | TRUE
73 | LV_261-118_0_5_line_73 |  | 65 | 117 | 0.005115 | 0.125 | 0.08 | 261 | 0 | 0.364 | 1 | 1 | cs | TRUE
74 | LV_261-118_0_5_line_74 |  | 67 | 153 | 0.014628 | 0.125 | 0.08 | 261 | 0 | 0.364 | 1 | 1 | cs | TRUE
75 | LV_261-118_0_5_line_75 |  | 68 | 85 | 0.0087211 | 0.125 | 0.08 | 261 | 0 | 0.364 | 1 | 1 | cs | TRUE
76 | LV_261-118_0_5_line_76 |  | 69 | 70 | 0.016343 | 0.125 | 0.08 | 261 | 0 | 0.364 | 1 | 1 | cs | TRUE
77 | LV_261-118_0_5_line_77 |  | 70 | 77 | 0.044774 | 0.125 | 0.08 | 261 | 0 | 0.364 | 1 | 1 | cs | TRUE
78 | LV_261-118_0_5_line_78 |  | 71 | 72 | 0.013801 | 0.125 | 0.08 | 261 | 0 | 0.364 | 1 | 1 | cs | TRUE
79 | LV_261-118_0_5_line_79 |  | 72 | 89 | 0.022024 | 0.125 | 0.08 | 261 | 0 | 0.364 | 1 | 1 | cs | TRUE
80 | LV_261-118_0_5_line_80 |  | 73 | 74 | 0.012776 | 0.125 | 0.08 | 261 | 0 | 0.364 | 1 | 1 | cs | TRUE
81 | LV_261-118_0_5_line_81 |  | 74 | 117 | 0.032465 | 0.125 | 0.08 | 261 | 0 | 0.364 | 1 | 1 | cs | TRUE
82 | LV_261-118_0_5_line_82 |  | 75 | 157 | 0.022193 | 0.125 | 0.08 | 261 | 0 | 0.364 | 1 | 1 | cs | TRUE
83 | LV_261-118_0_5_line_83 |  | 76 | 152 | 0.0070832 | 0.125 | 0.08 | 261 | 0 | 0.364 | 1 | 4 | cs | TRUE
84 | LV_261-118_0_5_line_84 |  | 77 | 144 | 0.01345 | 0.125 | 0.08 | 261 | 0 | 0.364 | 1 | 1 | cs | TRUE
85 | LV_261-118_0_5_line_85 |  | 78 | 84 | 0.027348 | 0.125 | 0.08 | 261 | 0 | 0.364 | 1 | 1 | cs | TRUE
86 | LV_261-118_0_5_line_86 |  | 79 | 80 | 0.00045477 | 0.125 | 0.08 | 261 | 0 | 0.364 | 1 | 1 | cs | TRUE
87 | LV_261-118_0_5_line_87 |  | 79 | 81 | 0.0023153 | 0.125 | 0.08 | 261 | 0 | 0.364 | 1 | 1 | cs | TRUE
88 | LV_261-118_0_5_line_88 |  | 80 | 82 | 0.0084943 | 0.125 | 0.08 | 261 | 0 | 0.364 | 1 | 1 | cs | TRUE
89 | LV_261-118_0_5_line_89 |  | 82 | 83 | 0.026753 | 0.125 | 0.08 | 261 | 0 | 0.364 | 1 | 1 | cs | TRUE
90 | LV_261-118_0_5_line_90 |  | 83 | 84 | 0.013179 | 0.125 | 0.08 | 261 | 0 | 0.364 | 1 | 1 | cs | TRUE
91 | LV_261-118_0_5_line_91 |  | 85 | 86 | 0.0085857 | 0.125 | 0.08 | 261 | 0 | 0.364 | 1 | 1 | cs | TRUE
92 | LV_261-118_0_5_line_92 |  | 86 | 87 | 0.022292 | 0.125 | 0.08 | 261 | 0 | 0.364 | 1 | 1 | cs | TRUE
93 | LV_261-118_0_5_line_93 |  | 87 | 88 | 0.014328 | 0.125 | 0.08 | 261 | 0 | 0.364 | 1 | 1 | cs | TRUE
94 | LV_261-118_0_5_line_94 |  | 88 | 155 | 0.014654 | 0.125 | 0.08 | 261 | 0 | 0.364 | 1 | 1 | cs | TRUE
95 | LV_261-118_0_5_line_95 |  | 89 | 90 | 0.014023 | 0.125 | 0.08 | 261 | 0 | 0.364 | 1 | 1 | cs | TRUE
96 | LV_261-118_0_5_line_96 |  | 90 | 91 | 0.021354 | 0.125 | 0.08 | 261 | 0 | 0.364 | 1 | 1 | cs | TRUE
97 | LV_261-118_0_5_line_97 |  | 91 | 92 | 0.043527 | 0.125 | 0.08 | 261 | 0 | 0.364 | 1 | 1 | cs | TRUE
98 | LV_261-118_0_5_line_98 |  | 92 | 156 | 0.01121 | 0.125 | 0.08 | 261 | 0 | 0.364 | 1 | 1 | cs | TRUE
99 | LV_261-118_0_5_line_99 |  | 93 | 94 | 0.0029904 | 0.125 | 0.08 | 261 | 0 | 0.364 | 1 | 4 | cs | TRUE
100 | LV_261-118_0_5_line_100 |  | 93 | 95 | 0.017233 | 0.125 | 0.08 | 261 | 0 | 0.364 | 1 | 4 | cs | TRUE
101 | LV_261-118_0_5_line_101 |  | 94 | 96 | 0.010351 | 0.125 | 0.08 | 261 | 0 | 0.364 | 1 | 4 | cs | TRUE
102 | LV_261-118_0_5_line_102 |  | 95 | 97 | 0.014803 | 0.125 | 0.08 | 261 | 0 | 0.364 | 1 | 4 | cs | TRUE
103 | LV_261-118_0_5_line_103 |  | 96 | 98 | 0.0064755 | 0.125 | 0.08 | 261 | 0 | 0.364 | 1 | 1 | cs | TRUE
104 | LV_261-118_0_5_line_104 |  | 97 | 99 | 0.008103 | 0.125 | 0.08 | 261 | 0 | 0.364 | 1 | 4 | cs | TRUE
105 | LV_261-118_0_5_line_105 |  | 99 | 103 | 0.013032 | 0.125 | 0.08 | 261 | 0 | 0.364 | 1 | 1 | cs | TRUE
106 | LV_261-118_0_5_line_106 |  | 99 | 104 | 0.010646 | 0.125 | 0.08 | 261 | 0 | 0.364 | 1 | 4 | cs | TRUE
107 | LV_261-118_0_5_line_107 |  | 100 | 101 | 0.012715 | 0.125 | 0.08 | 261 | 0 | 0.364 | 1 | 4 | cs | TRUE
108 | LV_261-118_0_5_line_108 |  | 100 | 102 | 0.007905 | 0.125 | 0.08 | 261 | 0 | 0.364 | 1 | 4 | cs | TRUE
109 | LV_261-118_0_5_line_109 |  | 101 | 133 | 0.013688 | 0.125 | 0.08 | 261 | 0 | 0.364 | 1 | 4 | cs | TRUE
110 | LV_261-118_0_5_line_110 |  | 102 | 150 | 0.011237 | 0.125 | 0.08 | 261 | 0 | 0.364 | 1 | 4 | cs | TRUE
111 | LV_261-118_0_5_line_111 |  | 103 | 136 | 0.010121 | 0.125 | 0.08 | 261 | 0 | 0.364 | 1 | 1 | cs | TRUE
112 | LV_261-118_0_5_line_112 |  | 103 | 137 | 0.017468 | 0.125 | 0.08 | 261 | 0 | 0.364 | 1 | 1 | cs | TRUE
113 | LV_261-118_0_5_line_113 |  | 104 | 127 | 0.016513 | 0.125 | 0.08 | 261 | 0 | 0.364 | 1 | 4 | cs | TRUE
114 | LV_261-118_0_5_line_114 |  | 105 | 106 | 0.0036 | 0.125 | 0.08 | 261 | 0 | 0.364 | 1 | 1 | cs | TRUE
115 | LV_261-118_0_5_line_115 |  | 107 | 111 | 0.0065238 | 0.125 | 0.08 | 261 | 0 | 0.364 | 1 | 1 | cs | TRUE
116 | LV_261-118_0_5_line_116 |  | 108 | 109 | 0.013883 | 0.125 | 0.08 | 261 | 0 | 0.364 | 1 | 1 | cs | TRUE
117 | LV_261-118_0_5_line_117 |  | 108 | 110 | 0.0071785 | 0.125 | 0.08 | 261 | 0 | 0.364 | 1 | 1 | cs | TRUE
118 | LV_261-118_0_5_line_118 |  | 109 | 112 | 0.0065028 | 0.125 | 0.08 | 261 | 0 | 0.364 | 1 | 1 | cs | TRUE
119 | LV_261-118_0_5_line_119 |  | 110 | 113 | 0.025789 | 0.125 | 0.08 | 261 | 0 | 0.364 | 1 | 1 | cs | TRUE
120 | LV_261-118_0_5_line_120 |  | 111 | 114 | 0.0063166 | 0.125 | 0.08 | 261 | 0 | 0.364 | 1 | 1 | cs | TRUE
121 | LV_261-118_0_5_line_121 |  | 112 | 118 | 0.0066652 | 0.125 | 0.08 | 261 | 0 | 0.364 | 1 | 1 | cs | TRUE
122 | LV_261-118_0_5_line_122 |  | 113 | 115 | 0.0076938 | 0.125 | 0.08 | 261 | 0 | 0.364 | 1 | 1 | cs | TRUE
123 | LV_261-118_0_5_line_123 |  | 114 | 123 | 0.0073704 | 0.125 | 0.08 | 261 | 0 | 0.364 | 1 | 1 | cs | TRUE
124 | LV_261-118_0_5_line_124 |  | 115 | 116 | 0.013555 | 0.125 | 0.08 | 261 | 0 | 0.364 | 1 | 1 | cs | TRUE
125 | LV_261-118_0_5_line_125 |  | 116 | 117 | 0.012887 | 0.125 | 0.08 | 261 | 0 | 0.364 | 1 | 1 | cs | TRUE
126 | LV_261-118_0_5_line_126 |  | 118 | 128 | 0.0065237 | 0.125 | 0.08 | 261 | 0 | 0.364 | 1 | 1 | cs | TRUE
127 | LV_261-118_0_5_line_127 |  | 119 | 120 | 0.00010375 | 0.125 | 0.08 | 261 | 0 | 0.364 | 1 | 1 | cs | TRUE
128 | LV_261-118_0_5_line_128 |  | 120 | 122 | 0.020922 | 0.125 | 0.08 | 261 | 0 | 0.364 | 1 | 1 | cs | TRUE
129 | LV_261-118_0_5_line_129 |  | 121 | 157 | 0.00593 | 0.125 | 0.08 | 261 | 0 | 0.364 | 1 | 1 | cs | TRUE
130 | LV_261-118_0_5_line_130 |  | 122 | 130 | 0.0023698 | 0.125 | 0.08 | 261 | 0 | 0.364 | 1 | 1 | cs | TRUE
131 | LV_261-118_0_5_line_131 |  | 123 | 124 | 0.0066944 | 0.125 | 0.08 | 261 | 0 | 0.364 | 1 | 1 | cs | TRUE
132 | LV_261-118_0_5_line_132 |  | 124 | 125 | 0.021658 | 0.125 | 0.08 | 261 | 0 | 0.364 | 1 | 1 | cs | TRUE
133 | LV_261-118_0_5_line_133 |  | 125 | 126 | 0.016847 | 0.125 | 0.08 | 261 | 0 | 0.364 | 1 | 4 | cs | TRUE
134 | LV_261-118_0_5_line_134 |  | 125 | 127 | 0.010595 | 0.125 | 0.08 | 261 | 0 | 0.364 | 1 | 4 | cs | TRUE
135 | LV_261-118_0_5_line_135 |  | 126 | 129 | 0.01812 | 0.125 | 0.08 | 261 | 0 | 0.364 | 1 | 4 | cs | TRUE
136 | LV_261-118_0_5_line_136 |  | 126 | 128 | 0.009324 | 0.125 | 0.08 | 261 | 0 | 0.364 | 1 | 1 | cs | TRUE
137 | LV_261-118_0_5_line_137 |  | 129 | 133 | 0.02273 | 0.125 | 0.08 | 261 | 0 | 0.364 | 1 | 4 | cs | TRUE
138 | LV_261-118_0_5_line_138 |  | 129 | 134 | 0.0047402 | 0.125 | 0.08 | 261 | 0 | 0.364 | 1 | 1 | cs | TRUE
139 | LV_261-118_0_5_line_139 |  | 130 | 131 | 0.018183 | 0.125 | 0.08 | 261 | 0 | 0.364 | 1 | 1 | cs | TRUE
140 | LV_261-118_0_5_line_140 |  | 131 | 132 | 0.0044558 | 0.125 | 0.08 | 261 | 0 | 0.364 | 1 | 1 | cs | TRUE
141 | LV_261-118_0_5_line_141 |  | 132 | 145 | 0.015974 | 0.125 | 0.08 | 261 | 0 | 0.364 | 1 | 1 | cs | TRUE
142 | LV_261-118_0_5_line_142 |  | 133 | 135 | 0.0069477 | 0.125 | 0.08 | 261 | 0 | 0.364 | 1 | 1 | cs | TRUE
143 | LV_261-118_0_5_line_143 |  | 134 | 138 | 0.01265 | 0.125 | 0.08 | 261 | 0 | 0.364 | 1 | 1 | cs | TRUE
144 | LV_261-118_0_5_line_144 |  | 135 | 139 | 0.01283 | 0.125 | 0.08 | 261 | 0 | 0.364 | 1 | 1 | cs | TRUE
145 | LV_261-118_0_5_line_145 |  | 136 | 140 | 0.014702 | 0.125 | 0.08 | 261 | 0 | 0.364 | 1 | 1 | cs | TRUE
146 | LV_261-118_0_5_line_146 |  | 137 | 141 | 0.01402 | 0.125 | 0.08 | 261 | 0 | 0.364 | 1 | 1 | cs | TRUE
147 | LV_261-118_0_5_line_147 |  | 138 | 159 | 0.0065661 | 0.125 | 0.08 | 261 | 0 | 0.364 | 1 | 1 | cs | TRUE
148 | LV_261-118_0_5_line_148 |  | 140 | 158 | 0.0023386 | 0.125 | 0.08 | 261 | 0 | 0.364 | 1 | 1 | cs | TRUE
149 | LV_261-118_0_5_line_149 |  | 142 | 143 | 0.0018987 | 0.125 | 0.08 | 261 | 0 | 0.364 | 1 | 1 | cs | TRUE
150 | LV_261-118_0_5_line_150 |  | 143 | 144 | 0.011973 | 0.125 | 0.08 | 261 | 0 | 0.364 | 1 | 1 | cs | TRUE
151 | LV_261-118_0_5_line_151 |  | 145 | 146 | 0.007046 | 0.125 | 0.08 | 261 | 0 | 0.364 | 1 | 1 | cs | TRUE
152 | LV_261-118_0_5_line_152 |  | 147 | 148 | 0.017054 | 0.125 | 0.08 | 261 | 0 | 0.364 | 1 | 4 | cs | TRUE
153 | LV_261-118_0_5_line_153 |  | 147 | 149 | 0.0088279 | 0.125 | 0.08 | 261 | 0 | 0.364 | 1 | 4 | cs | TRUE
154 | LV_261-118_0_5_line_154 |  | 148 | 150 | 0.0051807 | 0.125 | 0.08 | 261 | 0 | 0.364 | 1 | 4 | cs | TRUE
155 | LV_261-118_0_5_line_155 |  | 149 | 151 | 0.0081674 | 0.125 | 0.08 | 261 | 0 | 0.364 | 1 | 4 | cs | TRUE
156 | LV_261-118_0_5_line_156 |  | 151 | 152 | 0.0069572 | 0.125 | 0.08 | 261 | 0 | 0.364 | 1 | 4 | cs | TRUE
157 | LV_261-118_0_5_line_157 |  | 153 | 154 | 0.013124 | 0.125 | 0.08 | 261 | 0 | 0.364 | 1 | 1 | cs | TRUE
158 | LV_261-118_0_5_line_158 |  | 155 | 156 | 0.01625 | 0.125 | 0.08 | 261 | 0 | 0.364 | 1 | 1 | cs | TRUE

## trafo
| name | std_type | hv_bus | lv_bus | sn_mva | vn_hv_kv | vn_lv_kv | vk_percent | vkr_percent | pfe_kw | i0_percent | shift_degree | tap_side | tap_neutral | tap_min | tap_max | tap_step_percent | tap_step_degree | tap_pos | tap_phase_shifter | parallel | df | in_service
0 | LV_261-118_0_5_trafo_50 | 0.63 MVA 20/0.4 kV | 160 | 96 | 0.63 | 20 | 0.4 | 6 | 1.206 | 1.65 | 0.2619 | 150 | hv | 0 | -2 | 2 | 2.5 | 0 | 0 | FALSE | 1 | 1 | TRUE

## line_geodata
| x0 | y0 | x1 | y1 | x2 | y2 | x3 | y3 | x4 | y4 | x5 | y5
0 | 2681212.9011 | 1252025.9744 | 2681216.229 | 1252029.3225
1 | 2681212.9011 | 1252025.9744 | 2681205.2774 | 1252018.3087 | 2681213.1822 | 1252009.3326 | 2681221.3606 | 1251996.9132 | 2681224.8608 | 1251991.0012 | 2681227.5324 | 1251984.4218
2 | 2681227.5324 | 1251984.4218 | 2681233.4004 | 1251994.6209 | 2681240.2381 | 1252003.4952
3 | 2681261.1653 | 1252003.0968 | 2681247.7571 | 1252013.2539 | 2681240.2381 | 1252003.4952
4 | 2681261.1653 | 1252003.0968 | 2681266.561 | 1252009.7646
5 | 2681266.561 | 1252009.7646 | 2681275.3342 | 1252020.043
6 | 2681261.1653 | 1252003.0968 | 2681259.7265 | 1251999.8343
7 | 2681279.0242 | 1252030.5177 | 2681281.3506 | 1252027.0915 | 2681275.3342 | 1252020.043
8 | 2681265.4991 | 1252070.095 | 2681262.57 | 1252063.5388 | 2681258.1723 | 1252055.6504 | 2681254.8522 | 1252048.9889
9 | 2681265.4991 | 1252070.095 | 2681270.2278 | 1252068.7144 | 2681277.9078 | 1252066.1578
10 | 2681254.8522 | 1252048.9889 | 2681263.2664 | 1252042.5576
11 | 2681254.8522 | 1252048.9889 | 2681254.3641 | 1252049.3602 | 2681252.1828 | 1252051.0093
12 | 2681277.9078 | 1252066.1578 | 2681279.9482 | 1252065.4786 | 2681294.6097 | 1252060.1081
13 | 2681249.5791 | 1252047.6934 | 2681252.1828 | 1252051.0093
14 | 2681504.9758 | 1251985.7543 | 2681497.1197 | 1251977.8827
15 | 2681490.8275 | 1251989.8739 | 2681498.4737 | 1251987.6552 | 2681504.9758 | 1251985.7543
16 | 2681504.9758 | 1251985.7543 | 2681508.0352 | 1251989.4102 | 2681513.307 | 1251995.7319 | 2681517.0156 | 1252002.121 | 2681518.5354 | 1252005.5974
17 | 2681470.7197 | 1251952.232 | 2681482.2635 | 1251963.9035 | 2681485.1272 | 1251965.8665 | 2681497.1197 | 1251977.8827
18 | 2681490.8275 | 1251989.8739 | 2681484.2992 | 1251981.6113 | 2681479.9514 | 1251977.1568
19 | 2681490.8275 | 1251989.8739 | 2681496.1392 | 1251997.1413 | 2681499.5076 | 1252002.6919
20 | 2681490.8275 | 1251989.8739 | 2681482.007 | 1251993.5109 | 2681468.8326 | 1251998.2887
21 | 2681528.2257 | 1252026.1153 | 2681526.6724 | 1252024.9041 | 2681525.285 | 1252023.1615 | 2681520.8645 | 1252010.9249 | 2681518.5354 | 1252005.5974
22 | 2681346.7081 | 1252206.5887 | 2681339.156 | 1252188.2491
23 | 2681339.156 | 1252188.2491 | 2681334.0047 | 1252175.3466 | 2681334.0047 | 1252175.3466
24 | 2681346.7081 | 1252206.5887 | 2681352.139 | 1252203.4105
25 | 2681321.5127 | 1252158.1893 | 2681327.9576 | 1252177.1093 | 2681334.0047 | 1252175.3466
26 | 2681490.7374 | 1252139.5731 | 2681492.4513 | 1252134.593 | 2681490.9359 | 1252129.535 | 2681489.6662 | 1252125.27 | 2681494.9531 | 1252123.3635
27 | 2681494.9531 | 1252123.3635 | 2681490.3228 | 1252110.4679 | 2681488.9204 | 1252107.0684
28 | 2681477.6333 | 1252135.8457 | 2681490.7374 | 1252139.5731
29 | 2681490.7374 | 1252139.5731 | 2681488.921 | 1252144.8743 | 2681490.0458 | 1252147.047 | 2681490.462 | 1252149.7102
30 | 2681488.9204 | 1252107.0684 | 2681482.7528 | 1252109.3519
31 | 2681352.139 | 1252203.4105 | 2681352.2126 | 1252203.3674
32 | 2681385.7407 | 1251866.3045 | 2681393.3682 | 1251848.4292 | 2681396.0042 | 1251842.1581
33 | 2681385.7407 | 1251866.3045 | 2681381.7464 | 1251870.2525 | 2681377.6672 | 1251874.344
34 | 2681385.7407 | 1251866.3045 | 2681389.5268 | 1251868.7138 | 2681394.0116 | 1251873.1167
35 | 2681396.0042 | 1251842.1581 | 2681397.3321 | 1251838.9989 | 2681404.6767 | 1251827.9804 | 2681418.2304 | 1251819.1739
36 | 2681377.6672 | 1251874.344 | 2681389.9692 | 1251886.6506
37 | 2681377.6672 | 1251874.344 | 2681374.2501 | 1251871.5446
38 | 2681398.2688 | 1251894.9534 | 2681410.3138 | 1251907.0649
39 | 2681398.2688 | 1251894.9534 | 2681389.9692 | 1251886.6506
40 | 2681427.9828 | 1251924.8315 | 2681410.3138 | 1251907.0649
41 | 2681477.6333 | 1252135.8457 | 2681458.1144 | 1252146.3408 | 2681450.4193 | 1252150.1896
42 | 2681495.2338 | 1252151.7774 | 2681490.462 | 1252149.7102
43 | 2681468.2791 | 1252189.8129 | 2681490.7739 | 1252165.4373 | 2681495.2338 | 1252151.7774
44 | 2681468.2791 | 1252189.8129 | 2681456.2454 | 1252194.4287 | 2681456.2454 | 1252194.4287
45 | 2681448.4439 | 1252201.3001 | 2681456.2454 | 1252194.4287
46 | 2681509.4542 | 1252033.2735 | 2681508.3004 | 1252037.0382 | 2681505.4128 | 1252040.1008
47 | 2681505.4128 | 1252040.1008 | 2681508.8806 | 1252050.2672 | 2681512.4503 | 1252060.713 | 2681505.3228 | 1252061.9937 | 2681482.7592 | 1252066.6535 | 2681460.9296 | 1252074.4703
48 | 2681505.4128 | 1252040.1008 | 2681491.1581 | 1252045.3877
49 | 2681509.4542 | 1252033.2735 | 2681519.1662 | 1252029.571 | 2681528.2257 | 1252026.1153
50 | 2681509.4542 | 1252033.2735 | 2681509.5752 | 1252028.8719 | 2681508.828 | 1252025.9248
51 | 2681460.9296 | 1252074.4703 | 2681463.6621 | 1252082.1358 | 2681465.3412 | 1252086.818 | 2681467.3983 | 1252089.2608
52 | 2681480.4634 | 1252049.3233 | 2681481.7661 | 1252048.871 | 2681491.1581 | 1252045.3877
53 | 2681464.9697 | 1251793.9503 | 2681472.3121 | 1251789.9527
54 | 2681464.9697 | 1251793.9503 | 2681444.0306 | 1251804.7429
55 | 2681444.0306 | 1251804.7429 | 2681426.664 | 1251813.6941 | 2681418.2304 | 1251819.1739
56 | 2681479.9514 | 1251977.1568 | 2681474.5417 | 1251971.6142 | 2681467.9692 | 1251965.0347
57 | 2681468.8326 | 1251998.2887 | 2681461.1168 | 1252001.0869
58 | 2681467.3983 | 1252089.2608 | 2681481.4932 | 1252105.9988 | 2681482.7528 | 1252109.3519 | 2681482.7528 | 1252109.3519
59 | 2681393.0551 | 1252179.8162 | 2681404.5209 | 1252173.1465 | 2681450.4193 | 1252150.1896
60 | 2681325.2376 | 1251897.6883 | 2681309.119 | 1251909.7384
61 | 2681333.4223 | 1251891.883 | 2681329.1255 | 1251894.7818 | 2681325.2376 | 1251897.6883
62 | 2681287.3581 | 1251980.9395 | 2681280.3874 | 1251977.9417
63 | 2681287.3581 | 1251980.9395 | 2681297.5909 | 1251993.3324
64 | 2681279.0242 | 1252030.5177 | 2681267.7429 | 1252039.1361
65 | 2681267.7429 | 1252039.1361 | 2681263.2664 | 1252042.5576
66 | 2681310.8909 | 1252054.1606 | 2681309.032 | 1252054.8252 | 2681294.6097 | 1252060.1081
67 | 2681470.7197 | 1251952.232 | 2681451.6914 | 1251932.9933
68 | 2681321.5127 | 1252158.1893 | 2681320.2818 | 1252154.5761 | 2681316.1989 | 1252147.4147
69 | 2681369.3394 | 1252193.3801 | 2681367.4264 | 1252194.4641 | 2681352.2126 | 1252203.3674
70 | 2681448.0941 | 1251945.1384 | 2681447.9175 | 1251944.9617 | 2681438.7765 | 1251935.6847 | 2681427.9828 | 1251924.8315
71 | 2681370.1933 | 1251921.1429 | 2681374.9306 | 1251916.7239
72 | 2681370.1933 | 1251921.1429 | 2681382.654 | 1251934.005
73 | 2681370.1933 | 1251921.1429 | 2681365.6545 | 1251923.5268
74 | 2681448.4439 | 1252201.3001 | 2681437.4665 | 1252210.9688
75 | 2681480.4634 | 1252049.3233 | 2681472.2247 | 1252052.1837
76 | 2681373.7844 | 1252139.5988 | 2681368.2571 | 1252124.2191
77 | 2681393.0551 | 1252179.8162 | 2681380.3669 | 1252157.9145 | 2681373.7844 | 1252139.5988
78 | 2681294.9649 | 1252115.5333 | 2681281.8573 | 1252119.8513
79 | 2681294.9649 | 1252115.5333 | 2681310.2602 | 1252110.4946 | 2681315.8218 | 1252108.4649
80 | 2681333.4223 | 1251891.883 | 2681338.8313 | 1251895.9269 | 2681343.0285 | 1251900.2456
81 | 2681365.6545 | 1251923.5268 | 2681343.0285 | 1251900.2456
82 | 2681467.9692 | 1251965.0347 | 2681452.285 | 1251949.3338
83 | 2681454.458 | 1252003.5018 | 2681461.1168 | 1252001.0869
84 | 2681393.0551 | 1252179.8162 | 2681389.9574 | 1252181.6973 | 2681381.4081 | 1252186.5416
85 | 2681451.6914 | 1251932.9933 | 2681442.9951 | 1251924.2008 | 2681432.4482 | 1251913.5615
86 | 2681420.5712 | 1251874.1551 | 2681420.8702 | 1251874.4977
87 | 2681419.0485 | 1251872.4109 | 2681420.5712 | 1251874.1551
88 | 2681426.4565 | 1251880.8967 | 2681420.8702 | 1251874.4977
89 | 2681423.1703 | 1251904.2024 | 2681425.2231 | 1251898.7265 | 2681431.1236 | 1251886.2427 | 2681426.4565 | 1251880.8967
90 | 2681423.1703 | 1251904.2024 | 2681432.4482 | 1251913.5615
91 | 2681464.1139 | 1252054.9996 | 2681472.2247 | 1252052.1837
92 | 2681443.0546 | 1252062.311 | 2681464.1139 | 1252054.9996
93 | 2681443.0546 | 1252062.311 | 2681442.6106 | 1252062.4652 | 2681429.5693 | 1252067.152
94 | 2681415.7787 | 1252072.1082 | 2681429.5693 | 1252067.152
95 | 2681328.9945 | 1252103.6575 | 2681315.8218 | 1252108.4649
96 | 2681349.0543 | 1252096.3365 | 2681328.9945 | 1252103.6575
97 | 2681389.9434 | 1252081.4138 | 2681349.0543 | 1252096.3365
98 | 2681389.9434 | 1252081.4138 | 2681393.6792 | 1252080.0504 | 2681400.4864 | 1252077.604
99 | 2681378.4966 | 1252051.4268 | 2681380.8455 | 1252050.5967 | 2681381.3374 | 1252050.6813
100 | 2681378.4966 | 1252051.4268 | 2681367.914 | 1252055.167 | 2681364.5897 | 1252050.1611
101 | 2681391.1948 | 1252048.4084 | 2681383.6541 | 1252051.0801 | 2681381.3374 | 1252050.6813
102 | 2681356.4005 | 1252037.8293 | 2681364.5897 | 1252050.1611
103 | 2681397.2986 | 1252046.2458 | 2681391.1948 | 1252048.4084
104 | 2681348.7693 | 1252040.6155 | 2681356.4005 | 1252037.8293
105 | 2681348.7693 | 1252040.6155 | 2681336.4666 | 1252045.0166
106 | 2681348.7693 | 1252040.6155 | 2681344.8902 | 1252031.2442 | 2681344.6753 | 1252030.7889
107 | 2681392.6218 | 1252024.6391 | 2681386.7876 | 1252013.3417
108 | 2681392.6218 | 1252024.6391 | 2681400.129 | 1252022.0959
109 | 2681377.5615 | 1252003.4165 | 2681385.4389 | 1252010.7301 | 2681386.7876 | 1252013.3417
110 | 2681400.129 | 1252022.0959 | 2681404.7471 | 1252020.5248 | 2681410.7689 | 1252018.4811
111 | 2681336.4666 | 1252045.0166 | 2681326.9365 | 1252048.4238
112 | 2681336.4666 | 1252045.0166 | 2681342.3874 | 1252061.4507
113 | 2681339.3887 | 1252015.2568 | 2681341.1498 | 1252023.3203 | 2681344.6753 | 1252030.7889
114 | 2681265.6014 | 1252036.2379 | 2681267.7429 | 1252039.1361
115 | 2681297.5909 | 1251993.3324 | 2681301.7446 | 1251998.363
116 | 2681312.5436 | 1251964.5395 | 2681321.4528 | 1251975.1862
117 | 2681312.5436 | 1251964.5395 | 2681318.2253 | 1251960.152
118 | 2681325.626 | 1251980.1733 | 2681321.4528 | 1251975.1862
119 | 2681318.2253 | 1251960.152 | 2681338.6368 | 1251944.3901
120 | 2681305.7665 | 1252003.2338 | 2681301.7446 | 1251998.363
121 | 2681325.626 | 1251980.1733 | 2681329.9034 | 1251985.2849
122 | 2681338.6368 | 1251944.3901 | 2681344.7263 | 1251939.6877
123 | 2681305.7665 | 1252003.2338 | 2681306.7948 | 1252004.4792 | 2681311.0637 | 1252008.3392
124 | 2681355.4548 | 1251931.4031 | 2681344.7263 | 1251939.6877
125 | 2681365.6545 | 1251923.5268 | 2681355.4548 | 1251931.4031
126 | 2681329.9034 | 1251985.2849 | 2681334.0899 | 1251990.288
127 | 2681382.654 | 1251934.005 | 2681382.7262 | 1251934.0796
128 | 2681397.2839 | 1251949.1063 | 2681382.7262 | 1251934.0796
129 | 2681448.0941 | 1251945.1384 | 2681452.285 | 1251949.3338
130 | 2681397.2839 | 1251949.1063 | 2681398.9328 | 1251950.8083
131 | 2681316.0292 | 1252012.8291 | 2681311.0637 | 1252008.3392
132 | 2681332.8216 | 1252007.0605 | 2681320.393 | 1252016.775 | 2681316.0292 | 1252012.8291
133 | 2681332.8216 | 1252007.0605 | 2681338.4237 | 1251999.2427 | 2681341.9748 | 1251992.9312
134 | 2681332.8216 | 1252007.0605 | 2681338.563 | 1252013.2773 | 2681339.3887 | 1252015.2568
135 | 2681359.5537 | 1251989.6145 | 2681352.0613 | 1251989.4337 | 2681341.9748 | 1251992.9312
136 | 2681341.9748 | 1251992.9312 | 2681336.6405 | 1251993.3361 | 2681334.0899 | 1251990.288
137 | 2681359.5537 | 1251989.6145 | 2681370.3506 | 1251997.0349 | 2681377.5615 | 1252003.4165
138 | 2681359.5537 | 1251989.6145 | 2681363.2533 | 1251986.651
139 | 2681411.5781 | 1251963.8741 | 2681409.3988 | 1251961.6115 | 2681398.9328 | 1251950.8083
140 | 2681411.5781 | 1251963.8741 | 2681414.6692 | 1251967.0833
141 | 2681425.751 | 1251978.5884 | 2681414.6692 | 1251967.0833
142 | 2681377.5615 | 1252003.4165 | 2681383.3068 | 1251999.5098
143 | 2681373.1265 | 1251978.7426 | 2681363.2533 | 1251986.651
144 | 2681393.9162 | 1251992.2957 | 2681383.3068 | 1251999.5098
145 | 2681326.9365 | 1252048.4238 | 2681313.093 | 1252053.3733
146 | 2681347.1395 | 1252074.6407 | 2681342.3874 | 1252061.4507
147 | 2681378.2512 | 1251974.6377 | 2681373.1265 | 1251978.7426
148 | 2681310.8909 | 1252054.1606 | 2681313.093 | 1252053.3733
149 | 2681369.3394 | 1252193.3801 | 2681370.9913 | 1252192.4441
150 | 2681370.9913 | 1252192.4441 | 2681381.4081 | 1252186.5416
151 | 2681425.751 | 1251978.5884 | 2681430.639 | 1251983.6632
152 | 2681431.8238 | 1252011.3356 | 2681415.6747 | 1252016.8162
153 | 2681431.8238 | 1252011.3356 | 2681440.1834 | 1252008.4985
154 | 2681410.7689 | 1252018.4811 | 2681415.6747 | 1252016.8162
155 | 2681447.9176 | 1252005.8737 | 2681440.1834 | 1252008.4985
156 | 2681447.9176 | 1252005.8737 | 2681454.458 | 1252003.5018
157 | 2681427.6183 | 1252219.643 | 2681437.4665 | 1252210.9688
158 | 2681415.7787 | 1252072.1082 | 2681400.4864 | 1252077.604

## bus_geodata
| x | y | coords
0 | 2681216.229 | 1252029.3225
1 | 2681212.9011 | 1252025.9744
2 | 2681227.5324 | 1251984.4218
3 | 2681240.2381 | 1252003.4952
4 | 2681266.561 | 1252009.7646
5 | 2681261.1653 | 1252003.0968
6 | 2681275.3342 | 1252020.043
7 | 2681265.4991 | 1252070.095
8 | 2681254.8522 | 1252048.9889
9 | 2681277.9078 | 1252066.1578
10 | 2681252.1828 | 1252051.0093
11 | 2681249.5791 | 1252047.6934
12 | 2681504.9758 | 1251985.7543
13 | 2681497.1197 | 1251977.8827
14 | 2681490.8275 | 1251989.8739
15 | 2681518.5354 | 1252005.5974
16 | 2681339.156 | 1252188.2491
17 | 2681346.7081 | 1252206.5887
18 | 2681334.0047 | 1252175.3466
19 | 2681494.9531 | 1252123.3635
20 | 2681490.7374 | 1252139.5731
21 | 2681488.9204 | 1252107.0684
22 | 2681352.139 | 1252203.4105
23 | 2681385.7407 | 1251866.3045
24 | 2681396.0042 | 1251842.1581
25 | 2681377.6672 | 1251874.344
26 | 2681394.0116 | 1251873.1167
27 | 2681398.2688 | 1251894.9534
28 | 2681410.3138 | 1251907.0649
29 | 2681389.9692 | 1251886.6506
30 | 2681477.6333 | 1252135.8457
31 | 2681490.462 | 1252149.7102
32 | 2681468.2791 | 1252189.8129
33 | 2681495.2338 | 1252151.7774
34 | 2681456.2454 | 1252194.4287
35 | 2681505.4128 | 1252040.1008
36 | 2681509.4542 | 1252033.2735
37 | 2681460.9296 | 1252074.4703
38 | 2681491.1581 | 1252045.3877
39 | 2681528.2257 | 1252026.1153
40 | 2681508.828 | 1252025.9248
41 | 2681464.9697 | 1251793.9503
42 | 2681472.3121 | 1251789.9527
43 | 2681444.0306 | 1251804.7429
44 | 2681374.2501 | 1251871.5446
45 | 2681479.9514 | 1251977.1568
46 | 2681499.5076 | 1252002.6919
47 | 2681468.8326 | 1251998.2887
48 | 2681467.3983 | 1252089.2608
49 | 2681450.4193 | 1252150.1896
50 | 2681309.119 | 1251909.7384
51 | 2681325.2376 | 1251897.6883
52 | 2681280.3874 | 1251977.9417
53 | 2681287.3581 | 1251980.9395
54 | 2681259.7265 | 1251999.8343
55 | 2681279.0242 | 1252030.5177
56 | 2681263.2664 | 1252042.5576
57 | 2681294.6097 | 1252060.1081
58 | 2681470.7197 | 1251952.232
59 | 2681321.5127 | 1252158.1893
60 | 2681482.7528 | 1252109.3519
61 | 2681352.2126 | 1252203.3674
62 | 2681418.2304 | 1251819.1739
63 | 2681427.9828 | 1251924.8315
64 | 2681374.9306 | 1251916.7239
65 | 2681370.1933 | 1251921.1429
66 | 2681316.1989 | 1252147.4147
67 | 2681448.4439 | 1252201.3001
68 | 2681480.4634 | 1252049.3233
69 | 2681368.2571 | 1252124.2191
70 | 2681373.7844 | 1252139.5988
71 | 2681281.8573 | 1252119.8513
72 | 2681294.9649 | 1252115.5333
73 | 2681333.4223 | 1251891.883
74 | 2681343.0285 | 1251900.2456
75 | 2681467.9692 | 1251965.0347
76 | 2681461.1168 | 1252001.0869
77 | 2681393.0551 | 1252179.8162
78 | 2681451.6914 | 1251932.9933
79 | 2681420.5712 | 1251874.1551
80 | 2681420.8702 | 1251874.4977
81 | 2681419.0485 | 1251872.411
82 | 2681426.4565 | 1251880.8967
83 | 2681423.1703 | 1251904.2024
84 | 2681432.4482 | 1251913.5615
85 | 2681472.2247 | 1252052.1837
86 | 2681464.1139 | 1252054.9996
87 | 2681443.0546 | 1252062.311
88 | 2681429.5693 | 1252067.152
89 | 2681315.8218 | 1252108.4649
90 | 2681328.9945 | 1252103.6575
91 | 2681349.0543 | 1252096.3365
92 | 2681389.9434 | 1252081.4138
93 | 2681378.4966 | 1252051.4268
94 | 2681381.3374 | 1252050.6813
95 | 2681364.5897 | 1252050.1611
96 | 2681391.1948 | 1252048.4084
97 | 2681356.4005 | 1252037.8293
98 | 2681397.2986 | 1252046.2458
99 | 2681348.7693 | 1252040.6155
100 | 2681392.6218 | 1252024.6391
101 | 2681386.7876 | 1252013.3417
102 | 2681400.129 | 1252022.0959
103 | 2681336.4666 | 1252045.0166
104 | 2681344.6753 | 1252030.7889
105 | 2681267.7429 | 1252039.1361
106 | 2681265.6014 | 1252036.2379
107 | 2681297.5909 | 1251993.3324
108 | 2681312.5436 | 1251964.5395
109 | 2681321.4528 | 1251975.1862
110 | 2681318.2253 | 1251960.152
111 | 2681301.7446 | 1251998.363
112 | 2681325.626 | 1251980.1733
113 | 2681338.6368 | 1251944.3901
114 | 2681305.7665 | 1252003.2338
115 | 2681344.7263 | 1251939.6877
116 | 2681355.4549 | 1251931.4031
117 | 2681365.6545 | 1251923.5268
118 | 2681329.9034 | 1251985.2849
119 | 2681382.654 | 1251934.005
120 | 2681382.7262 | 1251934.0796
121 | 2681448.0941 | 1251945.1384
122 | 2681397.2839 | 1251949.1063
123 | 2681311.0637 | 1252008.3392
124 | 2681316.0292 | 1252012.8291
125 | 2681332.8216 | 1252007.0605
126 | 2681341.9748 | 1251992.9312
127 | 2681339.3887 | 1252015.2568
128 | 2681334.0899 | 1251990.288
129 | 2681359.5537 | 1251989.6145
130 | 2681398.9328 | 1251950.8083
131 | 2681411.5781 | 1251963.8741
132 | 2681414.6692 | 1251967.0833
133 | 2681377.5615 | 1252003.4165
134 | 2681363.2533 | 1251986.651
135 | 2681383.3068 | 1251999.5098
136 | 2681326.9365 | 1252048.4238
137 | 2681342.3874 | 1252061.4507
138 | 2681373.1265 | 1251978.7426
139 | 2681393.9162 | 1251992.2957
140 | 2681313.093 | 1252053.3733
141 | 2681347.1395 | 1252074.6407
142 | 2681369.3394 | 1252193.3801
143 | 2681370.9913 | 1252192.4441
144 | 2681381.4081 | 1252186.5416
145 | 2681425.751 | 1251978.5884
146 | 2681430.639 | 1251983.6632
147 | 2681431.8238 | 1252011.3356
148 | 2681415.6747 | 1252016.8162
149 | 2681440.1834 | 1252008.4985
150 | 2681410.7689 | 1252018.4811
151 | 2681447.9176 | 1252005.8737
152 | 2681454.458 | 1252003.5018
153 | 2681437.4665 | 1252210.9688
154 | 2681427.6183 | 1252219.643
155 | 2681415.7787 | 1252072.1082
156 | 2681400.4864 | 1252077.604
157 | 2681452.285 | 1251949.3338
158 | 2681310.8909 | 1252054.1606
159 | 2681378.2512 | 1251974.6377
160 | 2681400.129 | 1252022.0959

## line_std_types
| c_nf_per_km | r_ohm_per_km | x_ohm_per_km | max_i_ka | type | q_mm2 | alpha | voltage_rating
NAYY 4x50 SE | 210 | 0.642 | 0.083 | 0.142 | cs | 50 | 0.00403 | LV
NAYY 4x120 SE | 264 | 0.225 | 0.08 | 0.242 | cs | 120 | 0.00403 | LV
NAYY 4x150 SE | 261 | 0.208 | 0.08 | 0.27 | cs | 150 | 0.00403 | LV
NA2XS2Y 1x95 RM/25 12/20 kV | 216 | 0.313 | 0.132 | 0.252 | cs | 95 | 0.00403 | MV
NA2XS2Y 1x185 RM/25 12/20 kV | 273 | 0.161 | 0.117 | 0.362 | cs | 185 | 0.00403 | MV
NA2XS2Y 1x240 RM/25 12/20 kV | 304 | 0.122 | 0.112 | 0.421 | cs | 240 | 0.00403 | MV
NA2XS2Y 1x95 RM/25 6/10 kV | 315 | 0.313 | 0.123 | 0.249 | cs | 95 | 0.00403 | MV
NA2XS2Y 1x185 RM/25 6/10 kV | 406 | 0.161 | 0.11 | 0.358 | cs | 185 | 0.00403 | MV
NA2XS2Y 1x240 RM/25 6/10 kV | 456 | 0.122 | 0.105 | 0.416 | cs | 240 | 0.00403 | MV
NA2XS2Y 1x150 RM/25 12/20 kV | 250 | 0.206 | 0.116 | 0.319 | cs | 150 | 0.00403 | MV
NA2XS2Y 1x120 RM/25 12/20 kV | 230 | 0.253 | 0.119 | 0.283 | cs | 120 | 0.00403 | MV
NA2XS2Y 1x70 RM/25 12/20 kV | 190 | 0.443 | 0.132 | 0.22 | cs | 70 | 0.00403 | MV
NA2XS2Y 1x150 RM/25 6/10 kV | 360 | 0.206 | 0.11 | 0.315 | cs | 150 | 0.00403 | MV
NA2XS2Y 1x120 RM/25 6/10 kV | 340 | 0.253 | 0.113 | 0.28 | cs | 120 | 0.00403 | MV
NA2XS2Y 1x70 RM/25 6/10 kV | 280 | 0.443 | 0.123 | 0.217 | cs | 70 | 0.00403 | MV
N2XS(FL)2Y 1x120 RM/35 64/110 kV | 112 | 0.153 | 0.166 | 0.366 | cs | 120 | 0.00393 | HV
N2XS(FL)2Y 1x185 RM/35 64/110 kV | 125 | 0.099 | 0.156 | 0.457 | cs | 185 | 0.00393 | HV
N2XS(FL)2Y 1x240 RM/35 64/110 kV | 135 | 0.075 | 0.149 | 0.526 | cs | 240 | 0.00393 | HV
N2XS(FL)2Y 1x300 RM/35 64/110 kV | 144 | 0.06 | 0.144 | 0.588 | cs | 300 | 0.00393 | HV
15-AL1/3-ST1A 0.4 | 11 | 1.8769 | 0.35 | 0.105 | ol | 16 | 0.00403 | LV
24-AL1/4-ST1A 0.4 | 11.25 | 1.2012 | 0.335 | 0.14 | ol | 24 | 0.00403 | LV
48-AL1/8-ST1A 0.4 | 12.2 | 0.5939 | 0.3 | 0.21 | ol | 48 | 0.00403 | LV
94-AL1/15-ST1A 0.4 | 13.2 | 0.306 | 0.29 | 0.35 | ol | 94 | 0.00403 | LV
34-AL1/6-ST1A 10.0 | 9.7 | 0.8342 | 0.36 | 0.17 | ol | 34 | 0.00403 | MV
48-AL1/8-ST1A 10.0 | 10.1 | 0.5939 | 0.35 | 0.21 | ol | 48 | 0.00403 | MV
70-AL1/11-ST1A 10.0 | 10.4 | 0.4132 | 0.339 | 0.29 | ol | 70 | 0.00403 | MV
94-AL1/15-ST1A 10.0 | 10.75 | 0.306 | 0.33 | 0.35 | ol | 94 | 0.00403 | MV
122-AL1/20-ST1A 10.0 | 11.1 | 0.2376 | 0.323 | 0.41 | ol | 122 | 0.00403 | MV
149-AL1/24-ST1A 10.0 | 11.25 | 0.194 | 0.315 | 0.47 | ol | 149 | 0.00403 | MV
34-AL1/6-ST1A 20.0 | 9.15 | 0.8342 | 0.382 | 0.17 | ol | 34 | 0.00403 | MV
48-AL1/8-ST1A 20.0 | 9.5 | 0.5939 | 0.372 | 0.21 | ol | 48 | 0.00403 | MV
70-AL1/11-ST1A 20.0 | 9.7 | 0.4132 | 0.36 | 0.29 | ol | 70 | 0.00403 | MV
94-AL1/15-ST1A 20.0 | 10 | 0.306 | 0.35 | 0.35 | ol | 94 | 0.00403 | MV
122-AL1/20-ST1A 20.0 | 10.3 | 0.2376 | 0.344 | 0.41 | ol | 122 | 0.00403 | MV
149-AL1/24-ST1A 20.0 | 10.5 | 0.194 | 0.337 | 0.47 | ol | 149 | 0.00403 | MV
184-AL1/30-ST1A 20.0 | 10.75 | 0.1571 | 0.33 | 0.535 | ol | 184 | 0.00403 | MV
243-AL1/39-ST1A 20.0 | 11 | 0.1188 | 0.32 | 0.645 | ol | 243 | 0.00403 | MV
48-AL1/8-ST1A 110.0 | 8 | 0.5939 | 0.46 | 0.21 | ol | 48 | 0.00403 | HV
70-AL1/11-ST1A 110.0 | 8.4 | 0.4132 | 0.45 | 0.29 | ol | 70 | 0.00403 | HV
94-AL1/15-ST1A 110.0 | 8.65 | 0.306 | 0.44 | 0.35 | ol | 94 | 0.00403 | HV
122-AL1/20-ST1A 110.0 | 8.5 | 0.2376 | 0.43 | 0.41 | ol | 122 | 0.00403 | HV
149-AL1/24-ST1A 110.0 | 8.75 | 0.194 | 0.41 | 0.47 | ol | 149 | 0.00403 | HV
184-AL1/30-ST1A 110.0 | 8.8 | 0.1571 | 0.4 | 0.535 | ol | 184 | 0.00403 | HV
243-AL1/39-ST1A 110.0 | 9 | 0.1188 | 0.39 | 0.645 | ol | 243 | 0.00403 | HV
305-AL1/39-ST1A 110.0 | 9.2 | 0.0949 | 0.38 | 0.74 | ol | 305 | 0.00403 | HV
490-AL1/64-ST1A 110.0 | 9.75 | 0.059 | 0.37 | 0.96 | ol | 490 | 0.00403 | HV
679-AL1/86-ST1A 110.0 | 9.95 | 0.042 | 0.36 | 1.15 | ol | 679 | 0.00403 | HV
490-AL1/64-ST1A 220.0 | 10 | 0.059 | 0.285 | 0.96 | ol | 490 | 0.00403 | HV
679-AL1/86-ST1A 220.0 | 11.7 | 0.042 | 0.275 | 1.15 | ol | 679 | 0.00403 | HV
490-AL1/64-ST1A 380.0 | 11 | 0.059 | 0.253 | 0.96 | ol | 490 | 0.00403 | HV
679-AL1/86-ST1A 380.0 | 14.6 | 0.042 | 0.25 | 1.15 | ol | 679 | 0.00403 | HV

## trafo_std_types
| i0_percent | pfe_kw | vkr_percent | sn_mva | vn_lv_kv | vn_hv_kv | vk_percent | shift_degree | vector_group | tap_side | tap_neutral | tap_min | tap_max | tap_step_degree | tap_step_percent | tap_phase_shifter
160 MVA 380/110 kV | 0.06 | 60 | 0.25 | 160 | 110 | 380 | 12.2 | 0 | Yy0 | hv | 0 | -9 | 9 | 0 | 1.5 | FALSE
100 MVA 220/110 kV | 0.06 | 55 | 0.26 | 100 | 110 | 220 | 12 | 0 | Yy0 | hv | 0 | -9 | 9 | 0 | 1.5 | FALSE
63 MVA 110/20 kV | 0.04 | 22 | 0.32 | 63 | 20 | 110 | 18 | 150 | YNd5 | hv | 0 | -9 | 9 | 0 | 1.5 | FALSE
40 MVA 110/20 kV | 0.05 | 18 | 0.34 | 40 | 20 | 110 | 16.2 | 150 | YNd5 | hv | 0 | -9 | 9 | 0 | 1.5 | FALSE
25 MVA 110/20 kV | 0.07 | 14 | 0.41 | 25 | 20 | 110 | 12 | 150 | YNd5 | hv | 0 | -9 | 9 | 0 | 1.5 | FALSE
63 MVA 110/10 kV | 0.04 | 22 | 0.32 | 63 | 10 | 110 | 18 | 150 | YNd5 | hv | 0 | -9 | 9 | 0 | 1.5 | FALSE
40 MVA 110/10 kV | 0.05 | 18 | 0.34 | 40 | 10 | 110 | 16.2 | 150 | YNd5 | hv | 0 | -9 | 9 | 0 | 1.5 | FALSE
25 MVA 110/10 kV | 0.07 | 14 | 0.41 | 25 | 10 | 110 | 12 | 150 | YNd5 | hv | 0 | -9 | 9 | 0 | 1.5 | FALSE
0.25 MVA 20/0.4 kV | 0.32 | 0.8 | 1.44 | 0.25 | 0.4 | 20 | 6 | 150 | Yzn5 | hv | 0 | -2 | 2 | 0 | 2.5 | FALSE
0.4 MVA 20/0.4 kV | 0.3375 | 1.35 | 1.425 | 0.4 | 0.4 | 20 | 6 | 150 | Dyn5 | hv | 0 | -2 | 2 | 0 | 2.5 | FALSE
0.63 MVA 20/0.4 kV | 0.2619 | 1.65 | 1.206 | 0.63 | 0.4 | 20 | 6 | 150 | Dyn5 | hv | 0 | -2 | 2 | 0 | 2.5 | FALSE
0.25 MVA 10/0.4 kV | 0.24 | 0.6 | 1.2 | 0.25 | 0.4 | 10 | 4 | 150 | Dyn5 | hv | 0 | -2 | 2 | 0 | 2.5 | FALSE
0.4 MVA 10/0.4 kV | 0.2375 | 0.95 | 1.325 | 0.4 | 0.4 | 10 | 4 | 150 | Dyn5 | hv | 0 | -2 | 2 | 0 | 2.5 | FALSE
0.63 MVA 10/0.4 kV | 0.1873 | 1.18 | 1.0794 | 0.63 | 0.4 | 10 | 4 | 150 | Dyn5 | hv | 0 | -2 | 2 | 0 | 2.5 | FALSE

## trafo3w_std_types
| sn_hv_mva | sn_mv_mva | sn_lv_mva | vn_hv_kv | vn_mv_kv | vn_lv_kv | vk_hv_percent | vk_mv_percent | vk_lv_percent | vkr_hv_percent | vkr_mv_percent | vkr_lv_percent | pfe_kw | i0_percent | shift_mv_degree | shift_lv_degree | vector_group | tap_side | tap_neutral | tap_min | tap_max | tap_step_percent
63/25/38 MVA 110/20/10 kV | 63 | 25 | 38 | 110 | 20 | 10 | 10.4 | 10.4 | 10.4 | 0.28 | 0.32 | 0.35 | 35 | 0.89 | 0 | 0 | YN0yn0yn0 | hv | 0 | -10 | 10 | 1.2
63/25/38 MVA 110/10/10 kV | 63 | 25 | 38 | 110 | 10 | 10 | 10.4 | 10.4 | 10.4 | 0.28 | 0.32 | 0.35 | 35 | 0.89 | 0 | 0 | YN0yn0yn0 | hv | 0 | -10 | 10 | 1.2

## fuse_std_types
| fuse_type | i_rated_a | t_avg | t_min | t_total | x_avg | x_min | x_total
HV 100A | HV 100A | 100 | 0 | [10.0, 3.64, 0.854, 0.281, 0.1, 0.0531, 0.022, 0.01] | [10.0, 4.267, 1.21, 0.403, 0.1, 0.058, 0.022, 0.01] | 0 | [300.0, 350.0, 450.0, 550.0, 700.0, 850.0, 1200.0, 1752.0] | [600.0, 700.0, 900.0, 1150.0, 1665.0, 2000.0, 3000.0, 4313.0]
HV 10A | HV 10A | 10 | 0 | [10.0, 1675.0, 0.344, 0.156, 0.1, 0.0417, 0.0171, 0.01] | [10.0, 1.3, 0.3, 0.155, 0.1, 0.0555, 0.023, 0.01] | 0 | [30.0, 32.0, 35.0, 37.0, 39.0, 50.0, 70.0, 88.0] | [60.0, 70.0, 80.0, 87.0, 94.0, 110.0, 150.0, 216.0]
HV 125A | HV 125A | 125 | 0 | [10.0, 1.82, 0.344, 0.1, 0.0467, 0.0269, 0.01] | [10.0, 2.478, 0.426, 0.1, 0.0427, 0.0211, 0.01] | 0 | [375.0, 500.0, 700.0, 925.0, 1200.0, 1500.0, 2341.0] | [750.0, 1000.0, 1500.0, 2200.0, 3000.0, 4000.0, 5765.0]
HV 160A | HV 160A | 160 | 0 | [10.0, 4.15, 1.03, 0.198, 0.1, 0.051, 0.0172, 0.01] | [10.0, 2.3, 0.734, 0.274, 0.1, 0.046, 0.0177, 0.01] | 0 | [480.0, 550.0, 700.0, 1000.0, 1260.0, 1600.0, 2500.0, 3227.0] | [960.0, 1300.0, 1700.0, 2200.0, 2996.0, 4000.0, 6000.0, 7946.0]
HV 16A | HV 16A | 16 | 0 | [10.0, 0.352, 0.164, 0.1, 0.0649, 0.0342, 0.01] | [10.0, 2.34, 0.722, 0.181, 0.1, 0.055, 0.0296, 0.01] | 0 | [48.0, 60.0, 65.0, 71.0, 80.0, 100.0, 162.0] | [96.0, 110.0, 125.0, 150.0, 168.0, 200.0, 250.0, 398.0]
HV 200A | HV 200A | 200 | 0 | [10.0, 4.267, 1.21, 0.403, 0.1, 0.058, 0.022, 0.01] | [10.0, 3.73, 1.654, 0.328, 0.1, 0.0531, 0.019, 0.01] | 0 | [600.0, 700.0, 900.0, 1150.0, 1665.0, 2000.0, 3000.0, 4313.0] | [1200.0, 1500.0, 1800.0, 2700.0, 3960.0, 5000.0, 7500.0, 10620.0]
HV 20A | HV 20A | 20 | 0 | [10.0, 1.3, 0.3, 0.155, 0.1, 0.0555, 0.023, 0.01] | [10.0, 1.3, 0.161, 0.1, 0.0611, 0.0399, 0.0141, 0.01] | 0 | [60.0, 70.0, 80.0, 87.0, 94.0, 110.0, 150.0, 216.0] | [120.0, 150.0, 200.0, 223.0, 260.0, 300.0, 450.0, 532.0]
HV 25A | HV 25A | 25 | 0 | [10.0, 2.512, 0.833, 0.299, 0.1, 0.0372, 0.0223, 0.01] | [10.0, 3.125, 0.597, 0.198, 0.1, 0.0378, 0.022, 0.01] | 0 | [75.0, 82.0, 90.0, 100.0, 124.0, 170.0, 200.0, 289.0] | [150.0, 170.0, 210.0, 250.0, 294.0, 400.0, 500.0, 711.0]
HV 31.5A | HV 31.5A | 31.5 | 0 | [10.0, 2.34, 0.722, 0.181, 0.1, 0.055, 0.0296, 0.01] | [10.0, 2.84, 0.368, 0.164, 0.1, 0.0621, 0.0378, 0.0195, 0.01] | 0 | [95.0, 110.0, 125.0, 150.0, 165.0, 200.0, 250.0, 390.0] | [189.0, 220.0, 300.0, 350.0, 393.0, 450.0, 530.0, 700.0, 960.0]
HV 40A | HV 40A | 40 | 0 | [10.0, 1.3, 0.161, 0.1, 0.0611, 0.0399, 0.0141, 0.01] | [10.0, 2.05, 0.369, 0.198, 0.1, 0.051, 0.0298, 0.01] | 0 | [120.0, 150.0, 200.0, 223.0, 260.0, 300.0, 450.0, 532.0] | [240.0, 300.0, 400.0, 450.0, 530.0, 650.0, 800.0, 1311.0]
HV 50A | HV 50A | 50 | 0 | [10.0, 3.215, 0.597, 0.198, 0.1, 0.0378, 0.022, 0.01] | [10.0, 3.64, 0.854, 0.281, 0.1, 0.0531, 0.022, 0.01] | 0 | [150.0, 170.0, 210.0, 250.0, 294.0, 400.0, 500.0, 711.0] | [300.0, 350.0, 450.0, 550.0, 700.0, 850.0, 1200.0, 1752.0]
HV 6.3A | HV 6.3A | 6.3 | 0 | [10.0, 1.39, 0.344, 0.168, 0.1, 0.056, 0.0263, 0.01] | [10.0, 1.711, 0.516, 0.198, 0.1, 0.0634, 0.0303, 0.01] | 0 | [19.0, 19.5, 20.4, 20.8, 22.0, 25.0, 32.0, 48.0] | [38.0, 40.0, 43.0, 48.0, 53.0, 60.0, 75.0, 118.0]
HV 63A | HV 63A | 63 | 0 | [10.0, 2.84, 0.368, 0.164, 0.1, 0.0621, 0.0378, 0.0195, 0.01] | [10.0, 1.82, 0.344, 0.1, 0.0467, 0.0269, 0.01] | 0 | [189.0, 220.0, 300.0, 350.0, 393.0, 450.0, 530.0, 700.0, 961.0] | [378.0, 500.0, 700.0, 934.0, 1200.0, 1500.0, 2366.0]
HV 80A | HV 80A | 80 | 0 | [10.0, 2.05, 0.369, 0.198, 0.1, 0.051, 0.0298, 0.01] | [10.0, 4.15, 1.03, 0.198, 0.1, 0.051, 0.0172, 0.01] | 0 | [240.0, 300.0, 400.0, 450.0, 530.0, 650.0, 800.0, 1311.0] | [480.0, 550.0, 700.0, 1000.0, 1260.0, 1600.0, 2500.0, 3227.0]
Siemens NH-1-100 | Siemens NH-1-100 | 100 | [5400.0, 2000.0, 400.0, 20.0, 1.0, 0.2, 0.012, 0.004] | 0 | 0 | [150.0, 190.0, 250.0, 430.0, 900.0, 1250.0, 2700.0, 3600.0] | 0 | 0
Siemens NH-1-125 | Siemens NH-1-125 | 125 | [4800.0, 120.0, 7.0, 0.1, 0.004] | 0 | 0 | [180.0, 400.0, 740.0, 2000.0, 4250.0] | 0 | 0
Siemens NH-1-16 | Siemens NH-1-16 | 16 | [4000.0, 400.0, 2.0, 0.1, 0.04, 0.01] | 0 | 0 | [26.0, 35.0, 75.0, 150.0, 200.0, 300.0] | 0 | 0
Siemens NH-1-160 | Siemens NH-1-160 | 160 | [4800.0, 120.0, 7.0, 0.1, 0.004] | 0 | 0 | [210.0, 500.0, 900.0, 2300.0, 5000.0] | 0 | 0
Siemens NH-1-25 | Siemens NH-1-25 | 25 | [4000.0, 1000.0, 10.0, 0.2, 0.02, 0.01] | 0 | 0 | [40.0, 50.0, 100.0, 210.0, 400.0, 500.0] | 0 | 0
Siemens NH-1-50 | Siemens NH-1-50 | 50 | [4000.0, 40.0, 4.0, 1.0, 0.02, 0.01] | 0 | 0 | [86.0, 200.0, 300.0, 400.0, 1000.0, 1280.0] | 0 | 0
Siemens NH-1-63 | Siemens NH-1-63 | 63 | [4000.0, 100.0, 10.0, 2.0, 0.04, 0.01] | 0 | 0 | [100.0, 200.0, 300.0, 400.0, 1000.0, 1500.0] | 0 | 0
Siemens NH-1-80 | Siemens NH-1-80 | 80 | [4800.0, 120.0, 7.0, 0.1, 0.01] | 0 | 0 | [150.58, 250.0, 450.0, 1150.0, 2470.0] | 0 | 0
Siemens NH-2-1000 | Siemens NH-2-1000 | 1000 | [4800.0, 120.0, 7.0, 0.1, 0.004] | 0 | 0 | [1900.0, 3500.0, 8400.0, 24000.0, 52000.0] | 0 | 0
Siemens NH-2-200 | Siemens NH-2-200 | 200 | [4800.0, 120.0, 7.0, 0.1, 0.004] | 0 | 0 | [280.0, 650.0, 1200.0, 3000.0, 7000.0] | 0 | 0
Siemens NH-2-224 | Siemens NH-2-224 | 224 | [4800.0, 120.0, 7.0, 0.2, 0.04, 0.004] | 0 | 0 | [400.0, 750.0, 1453.0, 3025.0, 4315.0, 7600.0] | 0 | 0
Siemens NH-2-250 | Siemens NH-2-250 | 250 | [4800.0, 120.0, 7.0, 0.1, 0.004] | 0 | 0 | [450.0, 800.0, 1650.0, 4000.0, 8500.0] | 0 | 0
Siemens NH-2-315 | Siemens NH-2-315 | 315 | [4800.0, 120.0, 7.0, 0.1, 0.004] | 0 | 0 | [550.0, 920.0, 1900.0, 5000.0, 11000.0] | 0 | 0
Siemens NH-2-355 | Siemens NH-2-355 | 355 | [4800.0, 120.0, 6.0, 0.1, 0.004] | 0 | 0 | [650.0, 1116.27, 2350.0, 5840.0, 12790.0] | 0 | 0
Siemens NH-2-400 | Siemens NH-2-400 | 400 | [4800.0, 120.0, 7.0, 0.1, 0.004] | 0 | 0 | [720.0, 1350.0, 2800.0, 6500.0, 15000.0] | 0 | 0
Siemens NH-2-425 | Siemens NH-2-425 | 425 | [4800.0, 120.0, 7.0, 0.1, 0.004] | 0 | 0 | [850.0, 1500.0, 3050.0, 7500.0, 16500.0] | 0 | 0
Siemens NH-2-630 | Siemens NH-2-630 | 630 | [4800.0, 120.0, 7.0, 0.1, 0.004] | 0 | 0 | [1200.0, 2000.0, 4800.0, 12000.0, 26000.0] | 0 | 0

## res_bus
| vm_pu | va_degree | p_mw | q_mvar
0 | 0.98952 | -0.20088 | 0.0029031 | 0.00072758
1 | 0.98953 | -0.20064 | 0 | 0
2 | 0.98967 | -0.19797 | 0 | 0
3 | 0.98973 | -0.19679 | 0.0036935 | 0.00092568
4 | 0.99 | -0.19148 | 0 | 0
5 | 0.98991 | -0.19336 | 0 | 0
6 | 0.99015 | -0.18852 | 0.0052227 | 0.0013089
7 | 0.99166 | -0.1593 | 0 | 0
8 | 0.99098 | -0.17254 | 0 | 0
9 | 0.99204 | -0.15202 | 0.0030355 | 0.00076078
10 | 0.99096 | -0.1728 | 0 | 0
11 | 0.99095 | -0.17313 | 0.0043932 | 0.001101
12 | 0.98155 | -0.35335 | 0 | 0
13 | 0.98125 | -0.35916 | 0.0060012 | 0.001504
14 | 0.98222 | -0.34024 | 0 | 0
15 | 0.9806 | -0.37173 | 0.0025666 | 0.00064324
16 | 0.97198 | -0.54107 | 0 | 0
17 | 0.97224 | -0.53585 | 0 | 0
18 | 0.97179 | -0.54473 | 0.0046291 | 0.0011602
19 | 0.97582 | -0.46529 | 0 | 0
20 | 0.97551 | -0.47144 | 0 | 0
21 | 0.97609 | -0.4601 | 0.0090379 | 0.0022651
22 | 0.97232 | -0.53419 | 0.0032914 | 0.00082491
23 | 0.98055 | -0.37289 | 0 | 0
24 | 0.98048 | -0.37429 | 0.00054984 | 0.0001378
25 | 0.98059 | -0.37215 | 0 | 0
26 | 0.98055 | -0.37302 | 0.00067176 | 0.00016836
27 | 0.98078 | -0.36838 | 0 | 0
28 | 0.98092 | -0.3658 | 0.0010851 | 0.00027195
29 | 0.98069 | -0.37015 | 0.0019666 | 0.00049287
30 | 0.97535 | -0.47463 | 0 | 0
31 | 0.97537 | -0.47415 | 0.0014017 | 0.0003513
32 | 0.97477 | -0.4861 | 0 | 0
33 | 0.97531 | -0.47532 | 0 | 0
34 | 0.97462 | -0.48902 | 0.0027715 | 0.0006946
35 | 0.97865 | -0.4099 | 0 | 0
36 | 0.97894 | -0.40408 | 0 | 0
37 | 0.97703 | -0.44161 | 0 | 0
38 | 0.97773 | -0.42782 | 0.0027792 | 0.00069654
39 | 0.97972 | -0.38899 | 0 | 0
40 | 0.97889 | -0.40518 | 0.0081432 | 0.0020409
41 | 0.98035 | -0.37683 | 0 | 0
42 | 0.98035 | -0.37691 | 0.00058074 | 0.00014555
43 | 0.98037 | -0.37658 | 0.0010534 | 0.00026401
44 | 0.98058 | -0.37237 | 0.0027463 | 0.00068828
45 | 0.98198 | -0.34486 | 0.0010329 | 0.00025887
46 | 0.98211 | -0.34243 | 0.0078233 | 0.0019607
47 | 0.98342 | -0.31688 | 0.0034066 | 0.00085378
48 | 0.97668 | -0.4485 | 0.011908 | 0.0029843
49 | 0.97498 | -0.48188 | 0.0052219 | 0.0013087
50 | 0.98951 | -0.19999 | 0.0013262 | 0.00033238
51 | 0.98954 | -0.19952 | 0.0013029 | 0.00032654
52 | 0.99245 | -0.1434 | 0.0036583 | 0.00091685
53 | 0.99247 | -0.14291 | 0 | 0
54 | 0.98989 | -0.19373 | 0.0057322 | 0.0014366
55 | 0.99037 | -0.18434 | 0 | 0
56 | 0.99071 | -0.17765 | 0.0044723 | 0.0011209
57 | 0.9926 | -0.14115 | 0.0043922 | 0.0011008
58 | 0.98047 | -0.37442 | 0.005955 | 0.0014925
59 | 0.97156 | -0.54941 | 0.0048092 | 0.0012053
60 | 0.9762 | -0.45787 | 0.0063445 | 0.0015901
61 | 0.97233 | -0.53417 | 0.0035349 | 0.00088594
62 | 0.98041 | -0.3757 | 0.00074104 | 0.00018572
63 | 0.98113 | -0.36154 | 0.0016538 | 0.00041449
64 | 0.98967 | -0.19695 | 0.00098592 | 0.0002471
65 | 0.98968 | -0.19683 | 0 | 0
66 | 0.9715 | -0.55048 | 0.0048312 | 0.0012108
67 | 0.97452 | -0.49085 | 0.0029022 | 0.00072735
68 | 0.97708 | -0.4407 | 0.0095559 | 0.0023949
69 | 0.97311 | -0.51861 | 0.004795 | 0.0012017
70 | 0.97319 | -0.51716 | 0.0048005 | 0.0012031
71 | 0.97258 | -0.52932 | 0.0026728 | 0.00066987
72 | 0.97261 | -0.52864 | 0.0033161 | 0.00083109
73 | 0.98956 | -0.19905 | 0 | 0
74 | 0.98959 | -0.19845 | 0.0016871 | 0.00042282
75 | 0.98176 | -0.34925 | 0.0010816 | 0.00027107
76 | 0.98385 | -0.30863 | 0.0013082 | 0.00032786
77 | 0.97359 | -0.50926 | 0 | 0
78 | 0.98005 | -0.38272 | 0.0062397 | 0.0015638
79 | 0.97958 | -0.39188 | 0.00052169 | 0.00013075
80 | 0.97958 | -0.39186 | 0.00073354 | 0.00018384
81 | 0.97957 | -0.39199 | 0.0026518 | 0.00066461
82 | 0.97961 | -0.39125 | 0.00056441 | 0.00014146
83 | 0.97972 | -0.38908 | 0 | 0
84 | 0.97978 | -0.38801 | 0.0061881 | 0.0015509
85 | 0.97665 | -0.44904 | 0.0040009 | 0.0010027
86 | 0.97626 | -0.45663 | 0.0096168 | 0.0024102
87 | 0.97546 | -0.47244 | 0.0032646 | 0.00081817
88 | 0.97499 | -0.48176 | 0.0046136 | 0.0011563
89 | 0.97273 | -0.52621 | 0.0028209 | 0.00070698
90 | 0.97285 | -0.52393 | 0.006781 | 0.0016995
91 | 0.97316 | -0.5178 | 0.0028339 | 0.00071025
92 | 0.97391 | -0.50305 | 0.0047088 | 0.0011801
93 | 0.99885 | -0.021662 | 0.0018951 | 0.00047496
94 | 0.99911 | -0.016823 | 0.0020498 | 0.00051372
95 | 0.99738 | -0.049453 | 0.0020489 | 0.00051351
96 | 1 | 0 | -0.38243 | -0.097806
97 | 0.99613 | -0.073258 | 0 | 0
98 | 0.99999 | -0.00022888 | 0.0020278 | 0.00050821
99 | 0.99544 | -0.086313 | 0 | 0
100 | 0.98784 | -0.23147 | 0 | 0
101 | 0.98858 | -0.21734 | 0.0019185 | 0.00048081
102 | 0.98739 | -0.24027 | 0 | 0
103 | 0.99457 | -0.10304 | 0.0029185 | 0.00073145
104 | 0.99472 | -0.10007 | 0.0018319 | 0.00045911
105 | 0.9906 | -0.17992 | 0 | 0
106 | 0.99058 | -0.18025 | 0.0051371 | 0.0012875
107 | 0.99253 | -0.14187 | 0.00092643 | 0.00023219
108 | 0.99083 | -0.17453 | 0 | 0
109 | 0.99112 | -0.1689 | 0.00083337 | 0.00020886
110 | 0.99068 | -0.17744 | 0.0028327 | 0.00070993
111 | 0.99256 | -0.14134 | 0.00089712 | 0.00022484
112 | 0.99126 | -0.16617 | 0.00090331 | 0.00022639
113 | 0.9902 | -0.1866 | 0.0013816 | 0.00034626
114 | 0.99259 | -0.14073 | 0.00086312 | 0.00021632
115 | 0.99007 | -0.18915 | 0.0036428 | 0.00091296
116 | 0.98989 | -0.19276 | 0.0010333 | 0.00025898
117 | 0.98972 | -0.19596 | 0 | 0
118 | 0.99141 | -0.16327 | 0.00087638 | 0.00021964
119 | 0.98954 | -0.19958 | 0.0010197 | 0.00025555
120 | 0.98954 | -0.1996 | 0.00097857 | 0.00024525
121 | 0.98142 | -0.35582 | 0.00098508 | 0.00024688
122 | 0.98941 | -0.20207 | 0.0011015 | 0.00027605
123 | 0.99263 | -0.1399 | 0.0019502 | 0.00048876
124 | 0.99268 | -0.13892 | 0.0019854 | 0.0004976
125 | 0.99288 | -0.13498 | 0 | 0
126 | 0.99178 | -0.15598 | 0 | 0
127 | 0.9936 | -0.12132 | 0 | 0
128 | 0.99156 | -0.16032 | 0.00086613 | 0.00021707
129 | 0.99071 | -0.17649 | 0 | 0
130 | 0.9894 | -0.2023 | 0.0010246 | 0.00025679
131 | 0.98932 | -0.20376 | 0.00091982 | 0.00023053
132 | 0.98931 | -0.20405 | 0.0010186 | 0.00025528
133 | 0.98938 | -0.20203 | 0 | 0
134 | 0.9907 | -0.1767 | 0.00082787 | 0.00020748
135 | 0.98937 | -0.20224 | 0.00086664 | 0.0002172
136 | 0.99405 | -0.11322 | 0.0026404 | 0.00066175
137 | 0.99437 | -0.10704 | 0.0062051 | 0.0015551
138 | 0.99068 | -0.17709 | 0.00084093 | 0.00021076
139 | 0.98936 | -0.20243 | 0.00083714 | 0.00020981
140 | 0.99332 | -0.12733 | 0.0091825 | 0.0023014
141 | 0.99428 | -0.10872 | 0.0067799 | 0.0016992
142 | 0.97272 | -0.52646 | 0.0012846 | 0.00032195
143 | 0.97276 | -0.52568 | 0.011032 | 0.0027648
144 | 0.97313 | -0.51831 | 0.0031585 | 0.00079159
145 | 0.98927 | -0.20478 | 0.001546 | 0.00038746
146 | 0.98926 | -0.20491 | 0.0010244 | 0.00025673
147 | 0.9855 | -0.2767 | 0.0056525 | 0.0014167
148 | 0.98644 | -0.25851 | 0.0084012 | 0.0021056
149 | 0.98502 | -0.2859 | 0.0032859 | 0.00082351
150 | 0.98674 | -0.25279 | 0.0027474 | 0.00068856
151 | 0.98459 | -0.29431 | 0 | 0
152 | 0.98422 | -0.30147 | 0.0044626 | 0.0011184
153 | 0.97443 | -0.49265 | 0.0029885 | 0.000749
154 | 0.97439 | -0.49354 | 0.0036975 | 0.00092669
155 | 0.97456 | -0.49006 | 0.0032748 | 0.00082075
156 | 0.97415 | -0.49829 | 0.004458 | 0.0011173
157 | 0.98149 | -0.35453 | 0.001104 | 0.0002767
158 | 0.99322 | -0.1292 | 0.006206 | 0.0015554
159 | 0.99067 | -0.17719 | 0.0008628 | 0.00021624
160 | 0.99998 | 149.9956 | 0 | 0

## res_line
| p_from_mw | q_from_mvar | p_to_mw | q_to_mvar | pl_mw | ql_mvar | i_from_ka | i_to_ka | i_ka | vm_from_pu | va_from_degree | vm_to_pu | va_to_degree | loading_percent
0 | -0.0029031 | -0.00072758 | 0.0029031 | 0.00072754 | 3.3737e-08 | -3.9049e-08 | 0.0043656 | 0.0043655 | 0.0043656 | 0.98952 | -0.20088 | 0.98953 | -0.20064 | 1.1993
1 | -0.0029031 | -0.00072754 | 0.0029035 | 0.00072711 | 3.6885e-07 | -4.2706e-07 | 0.0043655 | 0.0043653 | 0.0043655 | 0.98953 | -0.20064 | 0.98967 | -0.19797 | 1.1993
2 | -0.0029035 | -0.00072711 | 0.0029036 | 0.00072692 | 1.6414e-07 | -1.9012e-07 | 0.0043653 | 0.0043652 | 0.0043653 | 0.98967 | -0.19797 | 0.98973 | -0.19679 | 1.1993
3 | -0.0065972 | -0.0016526 | 0.0065982 | 0.0016529 | 1.075e-06 | 3.1342e-07 | 0.0099183 | 0.0099181 | 0.0099183 | 0.98973 | -0.19679 | 0.98991 | -0.19336 | 2.7248
4 | 0.012332 | 0.0030902 | -0.012331 | -0.0030896 | 1.1038e-06 | 5.9627e-07 | 0.018535 | 0.018535 | 0.018535 | 0.99 | -0.19148 | 0.98991 | -0.19336 | 5.092
5 | -0.012332 | -0.0030902 | 0.012333 | 0.0030911 | 1.7409e-06 | 9.4039e-07 | 0.018535 | 0.018535 | 0.018535 | 0.99 | -0.19148 | 0.99015 | -0.18852 | 5.092
6 | 0.0057323 | 0.0014367 | -0.0057322 | -0.0014366 | 9.9281e-08 | 1.7701e-08 | 0.0086168 | 0.0086168 | 0.0086168 | 0.98991 | -0.19336 | 0.98989 | -0.19373 | 2.3673
7 | -0.017556 | -0.0044 | 0.01756 | 0.0044021 | 3.5001e-06 | 2.0675e-06 | 0.026384 | 0.026383 | 0.026384 | 0.99015 | -0.18852 | 0.99037 | -0.18434 | 7.2482
8 | 0.031595 | 0.0079317 | -0.031575 | -0.0079193 | 1.9931e-05 | 1.2451e-05 | 0.047414 | 0.047414 | 0.047414 | 0.99166 | -0.1593 | 0.99098 | -0.17254 | 13.0259
9 | -0.031595 | -0.0079317 | 0.031606 | 0.0079386 | 1.0977e-05 | 6.8571e-06 | 0.047414 | 0.047414 | 0.047414 | 0.99166 | -0.1593 | 0.99204 | -0.15202 | 13.0259
10 | 0.027182 | 0.0068182 | -0.027175 | -0.0068142 | 6.6167e-06 | 4.0983e-06 | 0.040817 | 0.040817 | 0.040817 | 0.99098 | -0.17254 | 0.99071 | -0.17765 | 11.2136
11 | 0.0043933 | 0.001101 | -0.0043933 | -0.001101 | 5.4539e-08 | -8.1517e-09 | 0.0065968 | 0.0065968 | 0.0065968 | 0.99098 | -0.17254 | 0.99096 | -0.1728 | 1.8123
12 | -0.034642 | -0.0086994 | 0.03466 | 0.0087106 | 1.7991e-05 | 1.1285e-05 | 0.051967 | 0.051967 | 0.051967 | 0.99204 | -0.15202 | 0.9926 | -0.14115 | 14.2767
13 | 0.0043933 | 0.001101 | -0.0043932 | -0.001101 | 6.8721e-08 | -1.0269e-08 | 0.0065968 | 0.0065968 | 0.0065968 | 0.99096 | -0.1728 | 0.99095 | -0.17313 | 1.8123
14 | 0.02889 | 0.0072522 | -0.028882 | -0.0072473 | 8.0013e-06 | 4.9803e-06 | 0.043802 | 0.043802 | 0.043802 | 0.98155 | -0.35335 | 0.98125 | -0.35916 | 12.0334
15 | -0.19781 | -0.049983 | 0.19794 | 0.050062 | 0.00012435 | 7.8842e-05 | 0.30003 | 0.30003 | 0.30003 | 0.98155 | -0.35335 | 0.98222 | -0.34024 | 20.6062
16 | 0.16892 | 0.042731 | -0.16877 | -0.042637 | 0.00014882 | 9.4025e-05 | 0.25622 | 0.25622 | 0.25622 | 0.98155 | -0.35335 | 0.9806 | -0.37173 | 17.5978
17 | 0.022881 | 0.0057432 | -0.022865 | -0.005733 | 1.6647e-05 | 1.0189e-05 | 0.034701 | 0.034701 | 0.034701 | 0.98125 | -0.35916 | 0.98047 | -0.37442 | 9.5334
18 | 0.01527 | 0.0038303 | -0.015267 | -0.0038284 | 3.3629e-06 | 1.9403e-06 | 0.023135 | 0.023135 | 0.023135 | 0.98222 | -0.34024 | 0.98198 | -0.34486 | 6.3558
19 | 0.0078241 | 0.001961 | -0.0078233 | -0.0019607 | 8.1635e-07 | 3.2638e-07 | 0.011853 | 0.011853 | 0.011853 | 0.98222 | -0.34024 | 0.98211 | -0.34243 | 3.2564
20 | -0.22103 | -0.055854 | 0.22128 | 0.056011 | 0.00024784 | 0.00015743 | 0.33501 | 0.33501 | 0.33501 | 0.98222 | -0.34024 | 0.98342 | -0.31688 | 23.0092
21 | 0.16621 | 0.041994 | -0.16607 | -0.041907 | 0.00013742 | 8.6789e-05 | 0.25233 | 0.25233 | 0.25233 | 0.9806 | -0.37173 | 0.97972 | -0.38899 | 17.3304
22 | -0.014274 | -0.0035787 | 0.014278 | 0.0035808 | 3.5506e-06 | 2.0266e-06 | 0.021853 | 0.021853 | 0.021853 | 0.97198 | -0.54107 | 0.97224 | -0.53585 | 6.0037
23 | 0.014274 | 0.0035787 | -0.014272 | -0.0035773 | 2.488e-06 | 1.4202e-06 | 0.021853 | 0.021853 | 0.021853 | 0.97198 | -0.54107 | 0.97179 | -0.54473 | 6.0037
24 | -0.014278 | -0.0035808 | 0.014279 | 0.0035814 | 1.1269e-06 | 6.4317e-07 | 0.021853 | 0.021853 | 0.021853 | 0.97224 | -0.53585 | 0.97232 | -0.53419 | 6.0036
25 | 0.0096428 | 0.0024172 | -0.0096407 | -0.0024161 | 2.1491e-06 | 1.0498e-06 | 0.014765 | 0.014765 | 0.014765 | 0.97179 | -0.54473 | 0.97156 | -0.54941 | 4.0564
26 | 0.065317 | 0.016426 | -0.065297 | -0.016415 | 1.9182e-05 | 1.1247e-05 | 0.09962 | 0.099621 | 0.099621 | 0.97582 | -0.46529 | 0.97551 | -0.47144 | 6.8421
27 | -0.065317 | -0.016426 | 0.065333 | 0.016436 | 1.6169e-05 | 9.4798e-06 | 0.09962 | 0.09962 | 0.09962 | 0.97582 | -0.46529 | 0.97609 | -0.4601 | 6.8421
28 | 0.051524 | 0.01296 | -0.051516 | -0.012955 | 7.8708e-06 | 4.359e-06 | 0.07861 | 0.07861 | 0.07861 | 0.97551 | -0.47144 | 0.97535 | -0.47463 | 5.3991
29 | 0.013774 | 0.0034553 | -0.013772 | -0.0034542 | 1.779e-06 | 1.0044e-06 | 0.021011 | 0.021011 | 0.021011 | 0.97551 | -0.47144 | 0.97537 | -0.47415 | 5.7722
30 | -0.074371 | -0.018701 | 0.074378 | 0.018706 | 7.9286e-06 | 4.7454e-06 | 0.1134 | 0.1134 | 0.1134 | 0.97609 | -0.4601 | 0.9762 | -0.45787 | 7.7883
31 | -0.01757 | -0.0044063 | 0.01757 | 0.0044063 | 2.3122e-08 | 1.374e-08 | 0.02689 | 0.02689 | 0.02689 | 0.97232 | -0.53419 | 0.97233 | -0.53417 | 7.3874
32 | 0.0029255 | 0.00073184 | -0.0029253 | -0.00073204 | 1.9388e-07 | -2.0685e-07 | 0.004439 | 0.0044391 | 0.0044391 | 0.98055 | -0.37289 | 0.98048 | -0.37429 | 1.2195
33 | -0.0035972 | -0.00090006 | 0.0035974 | 0.0009 | 1.273e-07 | -6.2256e-08 | 0.0054584 | 0.0054583 | 0.0054584 | 0.98055 | -0.37289 | 0.98059 | -0.37215 | 1.4995
34 | 0.00067177 | 0.00016823 | -0.00067176 | -0.00016836 | 4.198e-09 | -1.332e-07 | 0.0010194 | 0.0010194 | 0.0010194 | 0.98055 | -0.37289 | 0.98055 | -0.37302 | 0.28006
35 | 0.0023754 | 0.00059424 | -0.0023753 | -0.00059455 | 1.5998e-07 | -3.1167e-07 | 0.0036046 | 0.0036048 | 0.0036048 | 0.98048 | -0.37429 | 0.98041 | -0.3757 | 0.99033
36 | -0.0063436 | -0.0015882 | 0.0063443 | 0.0015884 | 6.046e-07 | 1.6741e-07 | 0.0096257 | 0.0096256 | 0.0096257 | 0.98059 | -0.37215 | 0.98069 | -0.37015 | 2.6444
37 | 0.0027463 | 0.00068824 | -0.0027463 | -0.00068828 | 2.8769e-08 | -3.7312e-08 | 0.0041674 | 0.0041674 | 0.0041674 | 0.98059 | -0.37215 | 0.98058 | -0.37237 | 1.1449
38 | -0.0083115 | -0.0020816 | 0.0083126 | 0.002082 | 1.0185e-06 | 4.3622e-07 | 0.012609 | 0.012609 | 0.012609 | 0.98078 | -0.36838 | 0.98092 | -0.3658 | 3.4641
39 | 0.0083115 | 0.0020816 | -0.0083108 | -0.0020813 | 6.9998e-07 | 2.9984e-07 | 0.012609 | 0.01261 | 0.01261 | 0.98078 | -0.36838 | 0.98069 | -0.37015 | 3.4642
40 | -0.0093977 | -0.002354 | 0.0093996 | 0.0023549 | 1.9095e-06 | 9.0571e-07 | 0.014255 | 0.014255 | 0.014255 | 0.98092 | -0.3658 | 0.98113 | -0.36154 | 3.9163
41 | 0.051516 | 0.012955 | -0.051498 | -0.012946 | 1.7824e-05 | 9.8718e-06 | 0.07861 | 0.078611 | 0.078611 | 0.97535 | -0.47463 | 0.97498 | -0.48188 | 5.3991
42 | 0.01237 | 0.0031029 | -0.012369 | -0.0031026 | 6.9458e-07 | 3.7963e-07 | 0.018873 | 0.018873 | 0.018873 | 0.97537 | -0.47415 | 0.97531 | -0.47532 | 5.1848
43 | -0.012363 | -0.0030991 | 0.012369 | 0.0031026 | 6.3496e-06 | 3.4708e-06 | 0.018873 | 0.018873 | 0.018873 | 0.97477 | -0.4861 | 0.97531 | -0.47532 | 5.1848
44 | 0.012363 | 0.0030991 | -0.012361 | -0.0030982 | 1.7215e-06 | 9.4113e-07 | 0.018873 | 0.018873 | 0.018873 | 0.97477 | -0.4861 | 0.97462 | -0.48902 | 5.1849
45 | 0.0095898 | 0.0024036 | -0.0095889 | -0.0024032 | 8.3574e-07 | 4.0533e-07 | 0.014641 | 0.014641 | 0.014641 | 0.97462 | -0.48902 | 0.97452 | -0.49085 | 4.0224
46 | -0.15776 | -0.039763 | 0.1578 | 0.03979 | 4.3944e-05 | 2.7715e-05 | 0.23995 | 0.23995 | 0.23995 | 0.97865 | -0.4099 | 0.97894 | -0.40408 | 16.4802
47 | 0.092838 | 0.023407 | -0.092697 | -0.023321 | 0.00014067 | 8.6252e-05 | 0.14121 | 0.14121 | 0.14121 | 0.97865 | -0.4099 | 0.97703 | -0.44161 | 9.6985
48 | 0.064922 | 0.016356 | -0.064867 | -0.01632 | 5.559e-05 | 3.5387e-05 | 0.098744 | 0.098744 | 0.098744 | 0.97865 | -0.4099 | 0.97773 | -0.42782 | 27.1274
49 | -0.16595 | -0.041831 | 0.16607 | 0.041907 | 0.00011992 | 7.5737e-05 | 0.25233 | 0.25233 | 0.25233 | 0.97894 | -0.40408 | 0.97972 | -0.38899 | 17.3304
50 | 0.0081436 | 0.002041 | -0.0081432 | -0.0020409 | 4.2771e-07 | 1.8015e-07 | 0.012378 | 0.012378 | 0.012378 | 0.97894 | -0.40408 | 0.97889 | -0.40518 | 3.4007
51 | 0.092697 | 0.023321 | -0.092667 | -0.023302 | 3.0482e-05 | 1.8692e-05 | 0.14121 | 0.14121 | 0.14121 | 0.97703 | -0.44161 | 0.97668 | -0.4485 | 9.6985
52 | 0.062088 | 0.015624 | -0.062049 | -0.015599 | 3.8175e-05 | 2.4289e-05 | 0.094514 | 0.094514 | 0.094514 | 0.97773 | -0.42782 | 0.97708 | -0.4407 | 25.9654
53 | 0.00058074 | 0.00014544 | -0.00058074 | -0.00014555 | 2.4358e-09 | -1.0385e-07 | 0.00088144 | 0.00088148 | 0.00088148 | 0.98035 | -0.37683 | 0.98035 | -0.37691 | 0.24216
54 | -0.00058074 | -0.00014544 | 0.00058075 | 0.00014515 | 6.8625e-09 | -2.9264e-07 | 0.00088144 | 0.00088133 | 0.00088144 | 0.98035 | -0.37683 | 0.98037 | -0.37658 | 0.24215
55 | -0.0016342 | -0.00040916 | 0.0016342 | 0.00040883 | 6.8266e-08 | -3.295e-07 | 0.0024802 | 0.0024801 | 0.0024802 | 0.98037 | -0.37658 | 0.98041 | -0.3757 | 0.68138
56 | 0.014234 | 0.0035695 | -0.014231 | -0.0035678 | 2.9739e-06 | 1.6877e-06 | 0.02157 | 0.02157 | 0.02157 | 0.98198 | -0.34486 | 0.98176 | -0.34925 | 5.9258
57 | -0.22468 | -0.056865 | 0.22477 | 0.056921 | 8.9037e-05 | 5.6567e-05 | 0.34017 | 0.34017 | 0.34017 | 0.98342 | -0.31688 | 0.98385 | -0.30863 | 23.3632
58 | 0.080759 | 0.020318 | -0.080723 | -0.020296 | 3.6157e-05 | 2.1866e-05 | 0.12307 | 0.12307 | 0.12307 | 0.97668 | -0.4485 | 0.9762 | -0.45787 | 8.4525
59 | 0.046276 | 0.011637 | -0.046216 | -0.0116 | 6.0429e-05 | 3.7066e-05 | 0.070641 | 0.070642 | 0.070642 | 0.97498 | -0.48188 | 0.97359 | -0.50926 | 9.7035
60 | -0.0013262 | -0.00033238 | 0.0013263 | 0.00033214 | 3.0016e-08 | -2.3931e-07 | 0.0019944 | 0.0019943 | 0.0019944 | 0.98951 | -0.19999 | 0.98954 | -0.19952 | 0.5479
61 | -0.0026292 | -0.00065868 | 0.0026292 | 0.00065859 | 5.8831e-08 | -9.1294e-08 | 0.0039535 | 0.0039535 | 0.0039535 | 0.98954 | -0.19952 | 0.98956 | -0.19905 | 1.0861
62 | -0.0036583 | -0.00091685 | 0.0036583 | 0.0009168 | 8.5606e-08 | -4.3266e-08 | 0.005485 | 0.0054849 | 0.005485 | 0.99245 | -0.1434 | 0.99247 | -0.14291 | 1.5069
63 | -0.0036583 | -0.0009168 | 0.0036585 | 0.00091671 | 1.8131e-07 | -9.1658e-08 | 0.0054849 | 0.0054849 | 0.0054849 | 0.99247 | -0.14291 | 0.99253 | -0.14187 | 1.5068
64 | -0.01756 | -0.0044021 | 0.017563 | 0.0044043 | 3.6991e-06 | 2.185e-06 | 0.026383 | 0.026383 | 0.026383 | 0.99037 | -0.18434 | 0.9906 | -0.17992 | 7.2482
65 | 0.022703 | 0.0056933 | -0.022701 | -0.0056918 | 2.4569e-06 | 1.4999e-06 | 0.0341 | 0.0341 | 0.0341 | 0.99071 | -0.17765 | 0.9906 | -0.17992 | 9.3682
66 | -0.039052 | -0.0098114 | 0.039074 | 0.0098255 | 2.2284e-05 | 1.4038e-05 | 0.058552 | 0.058551 | 0.058552 | 0.9926 | -0.14115 | 0.99322 | -0.1292 | 16.0856
67 | 0.016909 | 0.0042406 | -0.016903 | -0.0042366 | 6.6833e-06 | 3.9362e-06 | 0.025664 | 0.025664 | 0.025664 | 0.98047 | -0.37442 | 0.98005 | -0.38272 | 7.0505
68 | 0.0048314 | 0.0012108 | -0.0048312 | -0.0012108 | 2.4765e-07 | 9.1482e-09 | 0.0073997 | 0.0073997 | 0.0073997 | 0.97156 | -0.54941 | 0.9715 | -0.55048 | 2.0329
69 | -0.021105 | -0.0052923 | 0.021113 | 0.005297 | 7.7567e-06 | 4.7183e-06 | 0.0323 | 0.0323 | 0.0323 | 0.97233 | -0.53417 | 0.97272 | -0.52646 | 8.8736
70 | -0.011053 | -0.0027694 | 0.011056 | 0.0027709 | 3.0118e-06 | 1.5665e-06 | 0.016764 | 0.016763 | 0.016764 | 0.98113 | -0.36154 | 0.98142 | -0.35582 | 4.6054
71 | -0.00098592 | -0.0002471 | 0.00098593 | 0.00024702 | 5.3384e-09 | -7.9829e-08 | 0.0014824 | 0.0014824 | 0.0014824 | 0.98967 | -0.19695 | 0.98968 | -0.19683 | 0.40725
72 | 0.0086355 | 0.0021641 | -0.0086344 | -0.0021636 | 1.1321e-06 | 4.9446e-07 | 0.012984 | 0.012984 | 0.012984 | 0.98968 | -0.19683 | 0.98954 | -0.19958 | 3.567
73 | -0.0096214 | -0.0024111 | 0.0096218 | 0.0024113 | 4.014e-07 | 1.9117e-07 | 0.014466 | 0.014466 | 0.014466 | 0.98968 | -0.19683 | 0.98972 | -0.19596 | 3.9742
74 | 0.0066868 | 0.0016758 | -0.0066862 | -0.0016756 | 5.7186e-07 | 1.8375e-07 | 0.01021 | 0.01021 | 0.01021 | 0.97452 | -0.49085 | 0.97443 | -0.49265 | 2.805
75 | 0.052493 | 0.013205 | -0.052473 | -0.013191 | 2.091e-05 | 1.3273e-05 | 0.079961 | 0.079961 | 0.079961 | 0.97708 | -0.4407 | 0.97665 | -0.44904 | 21.9674
76 | -0.004795 | -0.0012017 | 0.0047954 | 0.0012018 | 3.2948e-07 | 7.8176e-09 | 0.0073322 | 0.0073321 | 0.0073322 | 0.97311 | -0.51861 | 0.97319 | -0.51716 | 2.0143
77 | -0.0095958 | -0.0024049 | 0.0095994 | 0.0024066 | 3.6144e-06 | 1.7567e-06 | 0.014672 | 0.014672 | 0.014672 | 0.97319 | -0.51716 | 0.97359 | -0.50926 | 4.0308
78 | -0.0026728 | -0.00066987 | 0.0026729 | 0.00066976 | 8.6542e-08 | -1.1588e-07 | 0.0040893 | 0.0040893 | 0.0040893 | 0.97258 | -0.52932 | 0.97261 | -0.52864 | 1.1234
79 | -0.005989 | -0.0015008 | 0.0059897 | 0.001501 | 6.9337e-07 | 1.7039e-07 | 0.0091626 | 0.0091625 | 0.0091626 | 0.97261 | -0.52864 | 0.97273 | -0.52621 | 2.5172
80 | -0.0026292 | -0.00065859 | 0.0026293 | 0.00065847 | 7.488e-08 | -1.1621e-07 | 0.0039535 | 0.0039534 | 0.0039535 | 0.98956 | -0.19905 | 0.98959 | -0.19845 | 1.0861
81 | -0.0043164 | -0.0010813 | 0.0043169 | 0.0010812 | 5.128e-07 | -8.8958e-08 | 0.0064902 | 0.00649 | 0.0064902 | 0.98959 | -0.19845 | 0.98972 | -0.19596 | 1.783
82 | 0.01315 | 0.0032967 | -0.013146 | -0.0032949 | 3.3059e-06 | 1.8352e-06 | 0.019931 | 0.019931 | 0.019931 | 0.98176 | -0.34925 | 0.98149 | -0.35453 | 5.4755
83 | -0.22608 | -0.057249 | 0.22616 | 0.057299 | 7.7736e-05 | 4.9391e-05 | 0.34215 | 0.34215 | 0.34215 | 0.98385 | -0.30863 | 0.98422 | -0.30147 | 23.499
84 | 0.036616 | 0.0091932 | -0.036601 | -0.0091832 | 1.5801e-05 | 9.9452e-06 | 0.05597 | 0.05597 | 0.05597 | 0.97359 | -0.50926 | 0.97313 | -0.51831 | 15.3763
85 | 0.010663 | 0.0026728 | -0.01066 | -0.0026714 | 2.6881e-06 | 1.3759e-06 | 0.01619 | 0.01619 | 0.01619 | 0.98005 | -0.38272 | 0.97978 | -0.38801 | 4.4479
86 | -0.0031735 | -0.00079534 | 0.0031735 | 0.00079534 | 3.9632e-09 | -3.1888e-09 | 0.0048207 | 0.0048207 | 0.0048207 | 0.97958 | -0.39188 | 0.97958 | -0.39186 | 1.3244
87 | 0.0026519 | 0.00066459 | -0.0026518 | -0.00066461 | 1.4089e-08 | -2.013e-08 | 0.0040283 | 0.0040283 | 0.0040283 | 0.97958 | -0.39188 | 0.97957 | -0.39199 | 1.1067
88 | -0.0039071 | -0.00097918 | 0.0039072 | 0.00097915 | 1.122e-07 | -3.513e-08 | 0.005935 | 0.0059349 | 0.005935 | 0.97958 | -0.39186 | 0.97961 | -0.39125 | 1.6305
89 | -0.0044716 | -0.0011206 | 0.0044721 | 0.0011206 | 4.6283e-07 | -4.0637e-08 | 0.0067923 | 0.0067922 | 0.0067923 | 0.97961 | -0.39125 | 0.97972 | -0.38908 | 1.866
90 | -0.0044721 | -0.0011206 | 0.0044723 | 0.0011205 | 2.2799e-07 | -2.005e-08 | 0.0067922 | 0.0067921 | 0.0067922 | 0.97972 | -0.38908 | 0.97978 | -0.38801 | 1.866
91 | 0.048472 | 0.012189 | -0.048454 | -0.012177 | 1.7567e-05 | 1.1135e-05 | 0.073865 | 0.073866 | 0.073866 | 0.97665 | -0.44904 | 0.97626 | -0.45663 | 20.2927
92 | 0.038837 | 0.0097672 | -0.038808 | -0.0097487 | 2.9305e-05 | 1.8477e-05 | 0.059208 | 0.059208 | 0.059208 | 0.97626 | -0.45663 | 0.97546 | -0.47244 | 16.2658
93 | 0.035543 | 0.0089306 | -0.035528 | -0.0089206 | 1.58e-05 | 9.9333e-06 | 0.054228 | 0.054228 | 0.054228 | 0.97546 | -0.47244 | 0.97499 | -0.48176 | 14.8978
94 | 0.030914 | 0.0077643 | -0.030902 | -0.0077567 | 1.2236e-05 | 7.6481e-06 | 0.047187 | 0.047187 | 0.047187 | 0.97499 | -0.48176 | 0.97456 | -0.49006 | 12.9634
95 | -0.0088106 | -0.002208 | 0.0088115 | 0.0022084 | 9.5519e-07 | 4.3723e-07 | 0.013478 | 0.013478 | 0.013478 | 0.97273 | -0.52621 | 0.97285 | -0.52393 | 3.7027
96 | -0.015593 | -0.0039079 | 0.015597 | 0.0039106 | 4.5548e-06 | 2.6498e-06 | 0.02385 | 0.023849 | 0.02385 | 0.97285 | -0.52393 | 0.97316 | -0.5178 | 6.5521
97 | -0.018431 | -0.0046208 | 0.018444 | 0.0046286 | 1.2964e-05 | 7.756e-06 | 0.028183 | 0.028182 | 0.028183 | 0.97316 | -0.5178 | 0.97391 | -0.50305 | 7.7425
98 | -0.023153 | -0.0058087 | 0.023158 | 0.0058119 | 5.2613e-06 | 3.2277e-06 | 0.035377 | 0.035377 | 0.035377 | 0.97391 | -0.50305 | 0.97415 | -0.49829 | 9.7189
99 | -0.3763 | -0.09653 | 0.37639 | 0.096586 | 8.8351e-05 | 5.6388e-05 | 0.56138 | 0.56138 | 0.56138 | 0.99885 | -0.021662 | 0.99911 | -0.016823 | 38.5562
100 | 0.37441 | 0.096055 | -0.37391 | -0.095733 | 0.00050405 | 0.00032169 | 0.55856 | 0.55856 | 0.55856 | 0.99885 | -0.021662 | 0.99738 | -0.049453 | 38.3624
101 | -0.37844 | -0.0971 | 0.37875 | 0.097297 | 0.00030915 | 0.00019731 | 0.56443 | 0.56443 | 0.56443 | 0.99911 | -0.016823 | 1 | 0 | 38.7659
102 | 0.37186 | 0.09522 | -0.37143 | -0.094946 | 0.00042825 | 0.00027331 | 0.5555 | 0.5555 | 0.5555 | 0.99738 | -0.049453 | 0.99613 | -0.073258 | 38.1524
103 | 0.0020278 | 0.00050814 | -0.0020278 | -0.00050821 | 2.2109e-08 | -7.0804e-08 | 0.0030174 | 0.0030174 | 0.0030174 | 1 | 0 | 0.99999 | -0.00022888 | 0.82895
104 | 0.37143 | 0.094946 | -0.37119 | -0.094797 | 0.00023441 | 0.0001496 | 0.5555 | 0.5555 | 0.5555 | 0.99613 | -0.073258 | 0.99544 | -0.086313 | 38.1524
105 | 0.073136 | 0.018412 | -0.073078 | -0.018375 | 5.8442e-05 | 3.7234e-05 | 0.10936 | 0.10936 | 0.10936 | 0.99544 | -0.086313 | 0.99457 | -0.10304 | 30.0427
106 | 0.29806 | 0.076385 | -0.29786 | -0.076258 | 0.00019866 | 0.00012659 | 0.44614 | 0.44615 | 0.44615 | 0.99544 | -0.086313 | 0.99472 | -0.10007 | 30.6418
107 | -0.25152 | -0.063968 | 0.25169 | 0.064077 | 0.00017141 | 0.00010905 | 0.37921 | 0.37921 | 0.37921 | 0.98784 | -0.23147 | 0.98858 | -0.21734 | 26.0444
108 | 0.25152 | 0.063968 | -0.25141 | -0.0639 | 0.00010657 | 6.7798e-05 | 0.37921 | 0.37921 | 0.37921 | 0.98784 | -0.23147 | 0.98739 | -0.24027 | 26.0444
109 | -0.25361 | -0.064558 | 0.2538 | 0.064677 | 0.00018735 | 0.0001192 | 0.38209 | 0.38209 | 0.38209 | 0.98858 | -0.21734 | 0.98938 | -0.20203 | 26.2427
110 | 0.25141 | 0.0639 | -0.25126 | -0.063804 | 0.00015149 | 9.6378e-05 | 0.37921 | 0.37921 | 0.37921 | 0.98739 | -0.24027 | 0.98674 | -0.25279 | 26.0444
111 | 0.057172 | 0.014387 | -0.057144 | -0.01437 | 2.7782e-05 | 1.7649e-05 | 0.085557 | 0.085557 | 0.085557 | 0.99457 | -0.10304 | 0.99405 | -0.11322 | 23.5047
112 | 0.012988 | 0.0032558 | -0.012985 | -0.0032545 | 2.4735e-06 | 1.3564e-06 | 0.019432 | 0.019432 | 0.019432 | 0.99457 | -0.10304 | 0.99437 | -0.10704 | 5.3385
113 | 0.29603 | 0.075799 | -0.29572 | -0.075605 | 0.00030436 | 0.00019393 | 0.4434 | 0.44341 | 0.44341 | 0.99472 | -0.10007 | 0.9936 | -0.12132 | 30.4536
114 | 0.0051372 | 0.0012875 | -0.0051371 | -0.0012875 | 8.0392e-08 | 5.1059e-09 | 0.0077168 | 0.0077168 | 0.0077168 | 0.9906 | -0.17992 | 0.99058 | -0.18025 | 2.12
115 | -0.004585 | -0.0011489 | 0.0045851 | 0.0011489 | 1.1559e-07 | -1.0338e-08 | 0.0068738 | 0.0068738 | 0.0068738 | 0.99253 | -0.14187 | 0.99256 | -0.14134 | 1.8884
116 | -0.022848 | -0.0057318 | 0.022854 | 0.0057356 | 6.1301e-06 | 3.7444e-06 | 0.034315 | 0.034315 | 0.034315 | 0.99083 | -0.17453 | 0.99112 | -0.1689 | 9.4272
117 | 0.022848 | 0.0057318 | -0.022845 | -0.0057299 | 3.1698e-06 | 1.9362e-06 | 0.034315 | 0.034315 | 0.034315 | 0.99083 | -0.17453 | 0.99068 | -0.17744 | 9.4272
118 | -0.023687 | -0.0059445 | 0.023691 | 0.0059463 | 3.0846e-06 | 1.8903e-06 | 0.035566 | 0.035566 | 0.035566 | 0.99112 | -0.1689 | 0.99126 | -0.16617 | 9.7709
119 | 0.020012 | 0.00502 | -0.020003 | -0.0050147 | 8.7387e-06 | 5.2609e-06 | 0.03006 | 0.03006 | 0.03006 | 0.99068 | -0.17744 | 0.9902 | -0.1866 | 8.2583
120 | -0.0054822 | -0.0013737 | 0.0054824 | 0.0013737 | 1.6e-07 | 2.0757e-08 | 0.0082187 | 0.0082187 | 0.0082187 | 0.99256 | -0.14134 | 0.99259 | -0.14073 | 2.2579
121 | -0.024594 | -0.0061727 | 0.024597 | 0.0061748 | 3.4073e-06 | 2.0947e-06 | 0.036922 | 0.036922 | 0.036922 | 0.99126 | -0.16617 | 0.99141 | -0.16327 | 10.1434
122 | 0.018622 | 0.0046685 | -0.018619 | -0.0046671 | 2.2594e-06 | 1.3471e-06 | 0.027984 | 0.027984 | 0.027984 | 0.9902 | -0.1866 | 0.99007 | -0.18915 | 7.6879
123 | -0.0063455 | -0.0015901 | 0.0063457 | 0.0015901 | 2.501e-07 | 6.4795e-08 | 0.0095126 | 0.0095126 | 0.0095126 | 0.99259 | -0.14073 | 0.99263 | -0.1399 | 2.6133
124 | 0.014977 | 0.0037541 | -0.014974 | -0.0037527 | 2.5755e-06 | 1.474e-06 | 0.022509 | 0.022509 | 0.022509 | 0.99007 | -0.18915 | 0.98989 | -0.19276 | 6.1839
125 | 0.013941 | 0.0034937 | -0.013939 | -0.0034925 | 2.1222e-06 | 1.1926e-06 | 0.020956 | 0.020956 | 0.020956 | 0.98989 | -0.19276 | 0.98972 | -0.19596 | 5.7572
126 | -0.025474 | -0.0063945 | 0.025477 | 0.0063967 | 3.5768e-06 | 2.205e-06 | 0.038237 | 0.038237 | 0.038237 | 0.99141 | -0.16327 | 0.99156 | -0.16032 | 10.5047
127 | 0.0076147 | 0.001908 | -0.0076147 | -0.001908 | 5.1001e-09 | 1.9327e-09 | 0.01145 | 0.01145 | 0.01145 | 0.98954 | -0.19958 | 0.98954 | -0.1996 | 3.1457
128 | 0.0066361 | 0.0016628 | -0.0066353 | -0.0016626 | 7.8128e-07 | 2.3129e-07 | 0.0099789 | 0.009979 | 0.009979 | 0.98954 | -0.1996 | 0.98941 | -0.20207 | 2.7415
129 | -0.012041 | -0.0030178 | 0.012042 | 0.0030182 | 7.4122e-07 | 3.9944e-07 | 0.018257 | 0.018257 | 0.018257 | 0.98142 | -0.35582 | 0.98149 | -0.35453 | 5.0157
130 | 0.0055339 | 0.0013865 | -0.0055338 | -0.0013865 | 6.1554e-08 | 8.9597e-09 | 0.0083225 | 0.0083225 | 0.0083225 | 0.98941 | -0.20207 | 0.9894 | -0.2023 | 2.2864
131 | -0.0082959 | -0.0020789 | 0.0082963 | 0.002079 | 3.8824e-07 | 1.6193e-07 | 0.012436 | 0.012436 | 0.012436 | 0.99263 | -0.1399 | 0.99268 | -0.13892 | 3.4165
132 | -0.010282 | -0.0025766 | 0.010284 | 0.0025776 | 1.9292e-06 | 9.5461e-07 | 0.015412 | 0.015412 | 0.015412 | 0.99268 | -0.13892 | 0.99288 | -0.13498 | 4.2341
133 | 0.28524 | 0.072903 | -0.28495 | -0.072719 | 0.00028931 | 0.00018429 | 0.42799 | 0.42799 | 0.42799 | 0.99288 | -0.13498 | 0.99178 | -0.15598 | 29.3952
134 | -0.29553 | -0.075481 | 0.29572 | 0.075605 | 0.00019529 | 0.00012444 | 0.44341 | 0.44341 | 0.44341 | 0.99288 | -0.13498 | 0.9936 | -0.12132 | 30.4537
135 | 0.25861 | 0.066102 | -0.25835 | -0.065939 | 0.00025634 | 0.00016312 | 0.38846 | 0.38846 | 0.38846 | 0.99178 | -0.15598 | 0.99071 | -0.17649 | 26.6798
136 | 0.026349 | 0.0066171 | -0.026343 | -0.0066137 | 5.4656e-06 | 3.3777e-06 | 0.039537 | 0.039537 | 0.039537 | 0.99178 | -0.15598 | 0.99156 | -0.16032 | 10.8618
137 | 0.25582 | 0.065304 | -0.2555 | -0.065104 | 0.0003153 | 0.00020062 | 0.38466 | 0.38466 | 0.38466 | 0.99071 | -0.17649 | 0.98938 | -0.20203 | 26.4187
138 | 0.0025317 | 0.00063421 | -0.0025316 | -0.00063425 | 2.57e-08 | -4.4589e-08 | 0.0038024 | 0.0038024 | 0.0038024 | 0.99071 | -0.17649 | 0.9907 | -0.1767 | 1.0446
139 | 0.0045092 | 0.0011297 | -0.0045089 | -0.0011297 | 3.1359e-07 | -3.28e-08 | 0.0067816 | 0.0067817 | 0.0067817 | 0.9894 | -0.2023 | 0.98932 | -0.20376 | 1.8631
140 | 0.0035891 | 0.00089922 | -0.003589 | -0.00089924 | 4.8691e-08 | -2.6052e-08 | 0.0053982 | 0.0053982 | 0.0053982 | 0.98932 | -0.20376 | 0.98931 | -0.20405 | 1.483
141 | 0.0025705 | 0.00064396 | -0.0025704 | -0.00064411 | 8.9539e-08 | -1.478e-07 | 0.0038661 | 0.0038662 | 0.0038662 | 0.98931 | -0.20405 | 0.98927 | -0.20478 | 1.0621
142 | 0.0017038 | 0.00042677 | -0.0017038 | -0.00042685 | 1.7107e-08 | -7.8273e-08 | 0.0025624 | 0.0025625 | 0.0025625 | 0.98938 | -0.20203 | 0.98937 | -0.20224 | 0.70397
143 | 0.0017038 | 0.00042677 | -0.0017037 | -0.00042691 | 3.1064e-08 | -1.43e-07 | 0.0025589 | 0.002559 | 0.002559 | 0.9907 | -0.1767 | 0.99068 | -0.17709 | 0.70302
144 | 0.00083715 | 0.00020965 | -0.00083714 | -0.00020981 | 7.6267e-09 | -1.5987e-07 | 0.001259 | 0.0012591 | 0.0012591 | 0.98937 | -0.20224 | 0.98936 | -0.20243 | 0.3459
145 | 0.054503 | 0.013708 | -0.054467 | -0.013685 | 3.6714e-05 | 2.3306e-05 | 0.081605 | 0.081605 | 0.081605 | 0.99405 | -0.11322 | 0.99332 | -0.12733 | 22.4189
146 | 0.0067804 | 0.0016994 | -0.0067799 | -0.0016992 | 5.4127e-07 | 1.6456e-07 | 0.010147 | 0.010147 | 0.010147 | 0.99437 | -0.10704 | 0.99428 | -0.10872 | 2.7875
147 | 0.0008628 | 0.00021615 | -0.0008628 | -0.00021624 | 4.1352e-09 | -8.1897e-08 | 0.0012959 | 0.0012959 | 0.0012959 | 0.99068 | -0.17709 | 0.99067 | -0.17719 | 0.35603
148 | 0.045284 | 0.011383 | -0.04528 | -0.011381 | 4.0372e-06 | 2.5535e-06 | 0.067849 | 0.067849 | 0.067849 | 0.99332 | -0.12733 | 0.99322 | -0.1292 | 18.6399
149 | -0.022398 | -0.005619 | 0.022399 | 0.0056195 | 8.3595e-07 | 5.1144e-07 | 0.034265 | 0.034265 | 0.034265 | 0.97272 | -0.52646 | 0.97276 | -0.52568 | 9.4135
150 | -0.03343 | -0.0083843 | 0.033442 | 0.0083916 | 1.1742e-05 | 7.3664e-06 | 0.05114 | 0.05114 | 0.05114 | 0.97276 | -0.52568 | 0.97313 | -0.51831 | 14.0495
151 | 0.0010244 | 0.00025665 | -0.0010244 | -0.00025673 | 6.2731e-09 | -8.645e-08 | 0.0015408 | 0.0015408 | 0.0015408 | 0.98927 | -0.20478 | 0.98926 | -0.20491 | 0.42331
152 | -0.23984 | -0.060833 | 0.24005 | 0.060966 | 0.00020996 | 0.00013351 | 0.36239 | 0.36239 | 0.36239 | 0.9855 | -0.2767 | 0.98644 | -0.25851 | 24.8895
153 | 0.23418 | 0.059416 | -0.23408 | -0.05935 | 0.00010363 | 6.5873e-05 | 0.35386 | 0.35386 | 0.35386 | 0.9855 | -0.2767 | 0.98502 | -0.2859 | 24.3033
154 | -0.24845 | -0.063072 | 0.24852 | 0.063115 | 6.8323e-05 | 4.3462e-05 | 0.37506 | 0.37506 | 0.37506 | 0.98644 | -0.25851 | 0.98674 | -0.25279 | 25.7598
155 | 0.23079 | 0.058527 | -0.2307 | -0.058467 | 9.3205e-05 | 5.9236e-05 | 0.34889 | 0.34889 | 0.34889 | 0.98502 | -0.2859 | 0.98459 | -0.29431 | 23.9624
156 | 0.2307 | 0.058467 | -0.23062 | -0.058417 | 7.9394e-05 | 5.0459e-05 | 0.34889 | 0.34889 | 0.34889 | 0.98459 | -0.29431 | 0.98422 | -0.30147 | 23.9624
157 | 0.0036977 | 0.00092662 | -0.0036975 | -0.00092669 | 1.5691e-07 | -6.3051e-08 | 0.0056465 | 0.0056466 | 0.0056466 | 0.97443 | -0.49265 | 0.97439 | -0.49354 | 1.5513
158 | 0.027627 | 0.0069359 | -0.027616 | -0.0069292 | 1.0845e-05 | 6.7384e-06 | 0.042186 | 0.042187 | 0.042187 | 0.97456 | -0.49006 | 0.97415 | -0.49829 | 11.5897

## res_trafo
| p_hv_mw | q_hv_mvar | p_lv_mw | q_lv_mvar | pl_mw | ql_mvar | i_hv_ka | i_lv_ka | vm_hv_pu | va_hv_degree | vm_lv_pu | va_lv_degree | loading_percent
0 | -1.2729e-15 | -1.3162e-15 | 0.00165 | 1.2699e-07 | 0.00165 | 1.2699e-07 | 5.2857e-17 | 0.0023815 | 0.99998 | 149.9956 | 1 | 0 | 0.2619

## res_ext_grid
| p_mw | q_mvar
0 | 0.38437 | 0.098292

## res_load
| p_mw | q_mvar
0 | 0.0029031 | 0.00072758
1 | 0.0036935 | 0.00092568
2 | 0.0052227 | 0.0013089
3 | 0.0030355 | 0.00076078
4 | 0.0043932 | 0.001101
5 | 0.0060012 | 0.001504
6 | 0.0025666 | 0.00064324
7 | 0.0046291 | 0.0011602
8 | 0.0090379 | 0.0022651
9 | 0.0032914 | 0.00082491
10 | 0.00054984 | 0.0001378
11 | 0.00067176 | 0.00016836
12 | 0.0010851 | 0.00027195
13 | 0.0019666 | 0.00049287
14 | 0.0014017 | 0.0003513
15 | 0.0027715 | 0.0006946
16 | 0.0027792 | 0.00069654
17 | 0.0081432 | 0.0020409
18 | 0.00058074 | 0.00014555
19 | 0.0010534 | 0.00026401
20 | 0.0027463 | 0.00068828
21 | 0.0010329 | 0.00025887
22 | 0.0078233 | 0.0019607
23 | 0.0034066 | 0.00085378
24 | 0.011908 | 0.0029843
25 | 0.0052219 | 0.0013087
26 | 0.0013262 | 0.00033238
27 | 0.0013029 | 0.00032654
28 | 0.0036583 | 0.00091685
29 | 0.0057322 | 0.0014366
30 | 0.0044723 | 0.0011209
31 | 0.0043922 | 0.0011008
32 | 0.005955 | 0.0014925
33 | 0.0048092 | 0.0012053
34 | 0.0063445 | 0.0015901
35 | 0.0035349 | 0.00088594
36 | 0.00074104 | 0.00018572
37 | 0.0016538 | 0.00041449
38 | 0.00098592 | 0.0002471
39 | 0.0048312 | 0.0012108
40 | 0.0029022 | 0.00072735
41 | 0.0095559 | 0.0023949
42 | 0.004795 | 0.0012017
43 | 0.0048005 | 0.0012031
44 | 0.0026728 | 0.00066987
45 | 0.0033161 | 0.00083109
46 | 0.0016871 | 0.00042282
47 | 0.0010816 | 0.00027107
48 | 0.0013082 | 0.00032786
49 | 0.0062397 | 0.0015638
50 | 0.00052169 | 0.00013075
51 | 0.00073354 | 0.00018384
52 | 0.0026518 | 0.00066461
53 | 0.00056441 | 0.00014146
54 | 0.0061881 | 0.0015509
55 | 0.0040009 | 0.0010027
56 | 0.0096168 | 0.0024102
57 | 0.0032646 | 0.00081817
58 | 0.0046136 | 0.0011563
59 | 0.0028209 | 0.00070698
60 | 0.006781 | 0.0016995
61 | 0.0028339 | 0.00071025
62 | 0.0047088 | 0.0011801
63 | 0.0018951 | 0.00047496
64 | 0.0020498 | 0.00051372
65 | 0.0020489 | 0.00051351
66 | 0.0019424 | 0.0004868
67 | 0.0020278 | 0.00050821
68 | 0.0019185 | 0.00048081
69 | 0.0029185 | 0.00073145
70 | 0.0018319 | 0.00045911
71 | 0.0051371 | 0.0012875
72 | 0.00092643 | 0.00023219
73 | 0.00083337 | 0.00020886
74 | 0.0028327 | 0.00070993
75 | 0.00089712 | 0.00022484
76 | 0.00090331 | 0.00022639
77 | 0.0013816 | 0.00034626
78 | 0.00086312 | 0.00021632
79 | 0.0036428 | 0.00091296
80 | 0.0010333 | 0.00025898
81 | 0.00087638 | 0.00021964
82 | 0.0010197 | 0.00025555
83 | 0.00097857 | 0.00024525
84 | 0.00098508 | 0.00024688
85 | 0.0011015 | 0.00027605
86 | 0.0019502 | 0.00048876
87 | 0.0019854 | 0.0004976
88 | 0.00086613 | 0.00021707
89 | 0.0010246 | 0.00025679
90 | 0.00091982 | 0.00023053
91 | 0.0010186 | 0.00025528
92 | 0.00082787 | 0.00020748
93 | 0.00086664 | 0.0002172
94 | 0.0026404 | 0.00066175
95 | 0.0062051 | 0.0015551
96 | 0.00084093 | 0.00021076
97 | 0.00083714 | 0.00020981
98 | 0.0091825 | 0.0023014
99 | 0.0067799 | 0.0016992
100 | 0.0012846 | 0.00032195
101 | 0.011032 | 0.0027648
102 | 0.0031585 | 0.00079159
103 | 0.001546 | 0.00038746
104 | 0.0010244 | 0.00025673
105 | 0.0056525 | 0.0014167
106 | 0.0084012 | 0.0021056
107 | 0.0032859 | 0.00082351
108 | 0.0027474 | 0.00068856
109 | 0.0044626 | 0.0011184
110 | 0.0029885 | 0.000749
111 | 0.0036975 | 0.00092669
112 | 0.0032748 | 0.00082075
113 | 0.004458 | 0.0011173
114 | 0.001104 | 0.0002767
115 | 0.006206 | 0.0015554
116 | 0.0008628 | 0.00021624

## dtypes
| element | column | dtype
0 | bus | name | object
1 | bus | vn_kv | float64
2 | bus | type | object
3 | bus | zone | object
4 | bus | in_service | bool
5 | load | name | object
6 | load | bus | uint32
7 | load | p_mw | float64
8 | load | q_mvar | float64
9 | load | const_z_percent | float64
10 | load | const_i_percent | float64
11 | load | sn_mva | float64
12 | load | scaling | float64
13 | load | in_service | bool
14 | load | type | object
15 | ext_grid | name | object
16 | ext_grid | bus | uint32
17 | ext_grid | vm_pu | float64
18 | ext_grid | va_degree | float64
19 | ext_grid | slack_weight | float64
20 | ext_grid | in_service | bool
21 | line | name | object
22 | line | std_type | object
23 | line | from_bus | uint32
24 | line | to_bus | uint32
25 | line | length_km | float64
26 | line | r_ohm_per_km | float64
27 | line | x_ohm_per_km | float64
28 | line | c_nf_per_km | float64
29 | line | g_us_per_km | float64
30 | line | max_i_ka | float64
31 | line | df | float64
32 | line | parallel | uint32
33 | line | type | object
34 | line | in_service | bool
35 | trafo | name | object
36 | trafo | std_type | object
37 | trafo | hv_bus | uint32
38 | trafo | lv_bus | uint32
39 | trafo | sn_mva | float64
40 | trafo | vn_hv_kv | float64
41 | trafo | vn_lv_kv | float64
42 | trafo | vk_percent | float64
43 | trafo | vkr_percent | float64
44 | trafo | pfe_kw | float64
45 | trafo | i0_percent | float64
46 | trafo | shift_degree | float64
47 | trafo | tap_side | object
48 | trafo | tap_neutral | int32
49 | trafo | tap_min | int32
50 | trafo | tap_max | int32
51 | trafo | tap_step_percent | float64
52 | trafo | tap_step_degree | float64
53 | trafo | tap_pos | int32
54 | trafo | tap_phase_shifter | bool
55 | trafo | parallel | uint32
56 | trafo | df | float64
57 | trafo | in_service | bool
58 | line_geodata | coords | object
59 | bus_geodata | x | float64
60 | bus_geodata | y | float64
61 | bus_geodata | coords | object
62 | res_bus | vm_pu | float64
63 | res_bus | va_degree | float64
64 | res_bus | p_mw | float64
65 | res_bus | q_mvar | float64
66 | res_line | p_from_mw | float64
67 | res_line | q_from_mvar | float64
68 | res_line | p_to_mw | float64
69 | res_line | q_to_mvar | float64
70 | res_line | pl_mw | float64
71 | res_line | ql_mvar | float64
72 | res_line | i_from_ka | float64
73 | res_line | i_to_ka | float64
74 | res_line | i_ka | float64
75 | res_line | vm_from_pu | float64
76 | res_line | va_from_degree | float64
77 | res_line | vm_to_pu | float64
78 | res_line | va_to_degree | float64
79 | res_line | loading_percent | float64
80 | res_trafo | p_hv_mw | float64
81 | res_trafo | q_hv_mvar | float64
82 | res_trafo | p_lv_mw | float64
83 | res_trafo | q_lv_mvar | float64
84 | res_trafo | pl_mw | float64
85 | res_trafo | ql_mvar | float64
86 | res_trafo | i_hv_ka | float64
87 | res_trafo | i_lv_ka | float64
88 | res_trafo | vm_hv_pu | float64
89 | res_trafo | va_hv_degree | float64
90 | res_trafo | vm_lv_pu | float64
91 | res_trafo | va_lv_degree | float64
92 | res_trafo | loading_percent | float64
93 | res_ext_grid | p_mw | float64
94 | res_ext_grid | q_mvar | float64
95 | res_load | p_mw | float64
96 | res_load | q_mvar | float64

## parameters
| version | format_version | converged | OPF_converged | name | f_hz | sn_mva
0 | 2.14.6 | 2.14.0 | TRUE | FALSE |  | 50 | 1