## bus
| name | vn_kv | type | zone | in_service
0 | bus_LV_261-166_0_6_node_0 | 0.4 | n |  | TRUE
1 | bus_LV_261-166_0_6_node_1 | 0.4 | n |  | TRUE
2 | bus_LV_261-166_0_6_node_3 | 0.4 | n |  | TRUE
3 | bus_LV_261-166_0_6_node_8 | 0.4 | n |  | TRUE
4 | bus_LV_261-166_0_6_node_63 | 0.4 | n |  | TRUE
5 | bus_LV_261-166_0_6_node_6 | 0.4 | n |  | TRUE
6 | bus_LV_261-166_0_6_node_61 | 0.4 | n |  | TRUE
7 | bus_LV_261-166_0_6_node_10 | 0.4 | n |  | TRUE
8 | bus_LV_261-166_0_6_node_7 | 0.4 | n |  | TRUE
9 | bus_LV_261-166_0_6_node_5 | 0.4 | n |  | TRUE
10 | bus_LV_261-166_0_6_node_9 | 0.4 | n |  | TRUE
11 | bus_LV_261-166_0_6_node_55 | 0.4 | n |  | TRUE
12 | bus_LV_261-166_0_6_node_56 | 0.4 | n |  | TRUE
13 | bus_LV_261-166_0_6_node_77 | 0.4 | n |  | TRUE
14 | bus_LV_261-166_0_6_node_54 | 0.4 | n |  | TRUE
15 | bus_LV_261-166_0_6_node_53 | 0.4 | n |  | TRUE
16 | bus_LV_261-166_0_6_node_11 | 0.4 | n |  | TRUE
17 | bus_LV_261-166_0_6_node_12 | 0.4 | n |  | TRUE
18 | bus_LV_261-166_0_6_node_13 | 0.4 | n |  | TRUE
19 | bus_LV_261-166_0_6_node_14 | 0.4 | n |  | TRUE
20 | bus_LV_261-166_0_6_node_15 | 0.4 | n |  | TRUE
21 | bus_LV_261-166_0_6_node_16 | 0.4 | n |  | TRUE
22 | bus_LV_261-166_0_6_node_134 | 0.4 | n |  | TRUE
23 | bus_LV_261-166_0_6_node_23 | 0.4 | n |  | TRUE
24 | bus_LV_261-166_0_6_node_22 | 0.4 | n |  | TRUE
25 | bus_LV_261-166_0_6_node_26 | 0.4 | n |  | TRUE
26 | bus_LV_261-166_0_6_node_132 | 0.4 | n |  | TRUE
27 | bus_LV_261-166_0_6_node_21 | 0.4 | n |  | TRUE
28 | bus_LV_261-166_0_6_node_17 | 0.4 | n |  | TRUE
29 | bus_LV_261-166_0_6_node_18 | 0.4 | n |  | TRUE
30 | bus_LV_261-166_0_6_node_19 | 0.4 | n |  | TRUE
31 | bus_LV_261-166_0_6_node_20 | 0.4 | n |  | TRUE
32 | bus_LV_261-166_0_6_node_99 | 0.4 | n |  | TRUE
33 | bus_LV_261-166_0_6_node_104 | 0.4 | n |  | TRUE
34 | bus_LV_261-166_0_6_node_101 | 0.4 | n |  | TRUE
35 | bus_LV_261-166_0_6_node_100 | 0.4 | n |  | TRUE
36 | bus_LV_261-166_0_6_node_133 | 0.4 | n |  | TRUE
37 | bus_LV_261-166_0_6_node_28 | 0.4 | n |  | TRUE
38 | bus_LV_261-166_0_6_node_29 | 0.4 | n |  | TRUE
39 | bus_LV_261-166_0_6_node_24 | 0.4 | n |  | TRUE
40 | bus_LV_261-166_0_6_node_25 | 0.4 | n |  | TRUE
41 | bus_LV_261-166_0_6_node_27 | 0.4 | n |  | TRUE
42 | bus_LV_261-166_0_6_node_138 | 0.4 | n |  | TRUE
43 | bus_LV_261-166_0_6_node_30 | 0.4 | n |  | TRUE
44 | bus_LV_261-166_0_6_node_34 | 0.4 | n |  | TRUE
45 | bus_LV_261-166_0_6_node_32 | 0.4 | n |  | TRUE
46 | bus_LV_261-166_0_6_node_137 | 0.4 | n |  | TRUE
47 | bus_LV_261-166_0_6_node_31 | 0.4 | n |  | TRUE
48 | bus_LV_261-166_0_6_node_33 | 0.4 | n |  | TRUE
49 | bus_LV_261-166_0_6_node_36 | 0.4 | n |  | TRUE
50 | bus_LV_261-166_0_6_node_43 | 0.4 | n |  | TRUE
51 | bus_LV_261-166_0_6_node_39 | 0.4 | n |  | TRUE
52 | bus_LV_261-166_0_6_node_147 | 0.4 | n |  | TRUE
53 | bus_LV_261-166_0_6_node_40 | 0.4 | n |  | TRUE
54 | bus_LV_261-166_0_6_node_41 | 0.4 | n |  | TRUE
55 | bus_LV_261-166_0_6_node_42 | 0.4 | n |  | TRUE
56 | bus_LV_261-166_0_6_node_97 | 0.4 | n |  | TRUE
57 | bus_LV_261-166_0_6_node_95 | 0.4 | n |  | TRUE
58 | bus_LV_261-166_0_6_node_46 | 0.4 | n |  | TRUE
59 | bus_LV_261-166_0_6_node_90 | 0.4 | n |  | TRUE
60 | bus_LV_261-166_0_6_node_155 | 0.4 | n |  | TRUE
61 | bus_LV_261-166_0_6_node_156 | 0.4 | n |  | TRUE
62 | bus_LV_261-166_0_6_node_96 | 0.4 | n |  | TRUE
63 | bus_LV_261-166_0_6_node_98 | 0.4 | n |  | TRUE
64 | bus_LV_261-166_0_6_node_109 | 0.4 | n |  | TRUE
65 | bus_LV_261-166_0_6_node_150 | 0.4 | n |  | TRUE
66 | bus_LV_261-166_0_6_node_148 | 0.4 | n |  | TRUE
67 | bus_LV_261-166_0_6_node_93 | 0.4 | n |  | TRUE
68 | bus_LV_261-166_0_6_node_48 | 0.4 | n |  | TRUE
69 | bus_LV_261-166_0_6_node_44 | 0.4 | n |  | TRUE
70 | bus_LV_261-166_0_6_node_45 | 0.4 | n |  | TRUE
71 | bus_LV_261-166_0_6_node_47 | 0.4 | n |  | TRUE
72 | bus_LV_261-166_0_6_node_52 | 0.4 | n |  | TRUE
73 | bus_LV_261-166_0_6_node_49 | 0.4 | n |  | TRUE
74 | bus_LV_261-166_0_6_node_140 | 0.4 | n |  | TRUE
75 | bus_LV_261-166_0_6_node_141 | 0.4 | n |  | TRUE
76 | bus_LV_261-166_0_6_node_50 | 0.4 | n |  | TRUE
77 | bus_LV_261-166_0_6_node_51 | 0.4 | n |  | TRUE
78 | bus_LV_261-166_0_6_node_83 | 0.4 | n |  | TRUE
79 | bus_LV_261-166_0_6_node_84 | 0.4 | n |  | TRUE
80 | bus_LV_261-166_0_6_node_80 | 0.4 | n |  | TRUE
81 | bus_LV_261-166_0_6_node_75 | 0.4 | n |  | TRUE
82 | bus_LV_261-166_0_6_node_57 | 0.4 | n |  | TRUE
83 | bus_LV_261-166_0_6_node_58 | 0.4 | n |  | TRUE
84 | bus_LV_261-166_0_6_node_59 | 0.4 | n |  | TRUE
85 | bus_LV_261-166_0_6_node_60 | 0.4 | n |  | TRUE
86 | bus_LV_261-166_0_6_node_62 | 0.4 | n |  | TRUE
87 | bus_LV_261-166_0_6_node_65 | 0.4 | n |  | TRUE
88 | bus_LV_261-166_0_6_node_66 | 0.4 | n |  | TRUE
89 | bus_LV_261-166_0_6_node_64 | 0.4 | n |  | TRUE
90 | bus_LV_261-166_0_6_node_72 | 0.4 | n |  | TRUE
91 | bus_LV_261-166_0_6_node_68 | 0.4 | n |  | TRUE
92 | bus_LV_261-166_0_6_node_67 | 0.4 | n |  | TRUE
93 | bus_LV_261-166_0_6_node_69 | 0.4 | n |  | TRUE
94 | bus_LV_261-166_0_6_node_70 | 0.4 | n |  | TRUE
95 | bus_LV_261-166_0_6_node_71 | 0.4 | n |  | TRUE
96 | bus_LV_261-166_0_6_node_121 | 0.4 | n |  | TRUE
97 | bus_LV_261-166_0_6_node_122 | 0.4 | n |  | TRUE
98 | bus_LV_261-166_0_6_node_73 | 0.4 | n |  | TRUE
99 | bus_LV_261-166_0_6_node_74 | 0.4 | n |  | TRUE
100 | bus_LV_261-166_0_6_node_76 | 0.4 | n |  | TRUE
101 | bus_LV_261-166_0_6_node_78 | 0.4 | n |  | TRUE
102 | bus_LV_261-166_0_6_node_136 | 0.4 | n |  | TRUE
103 | bus_LV_261-166_0_6_node_119 | 0.4 | n |  | TRUE
104 | bus_LV_261-166_0_6_node_117 | 0.4 | n |  | TRUE
105 | bus_LV_261-166_0_6_node_79 | 0.4 | n |  | TRUE
106 | bus_LV_261-166_0_6_node_116 | 0.4 | n |  | TRUE
107 | bus_LV_261-166_0_6_node_82 | 0.4 | n |  | TRUE
108 | bus_LV_261-166_0_6_node_81 | 0.4 | n |  | TRUE
109 | bus_LV_261-166_0_6_node_120 | 0.4 | n |  | TRUE
110 | bus_LV_261-166_0_6_node_118 | 0.4 | n |  | TRUE
111 | bus_LV_261-166_0_6_node_115 | 0.4 | n |  | TRUE
112 | bus_LV_261-166_0_6_node_85 | 0.4 | n |  | TRUE
113 | bus_LV_261-166_0_6_node_87 | 0.4 | n |  | TRUE
114 | bus_LV_261-166_0_6_node_86 | 0.4 | n |  | TRUE
115 | bus_LV_261-166_0_6_node_88 | 0.4 | n |  | TRUE
116 | bus_LV_261-166_0_6_node_89 | 0.4 | n |  | TRUE
117 | bus_LV_261-166_0_6_node_91 | 0.4 | n |  | TRUE
118 | bus_LV_261-166_0_6_node_92 | 0.4 | n |  | TRUE
119 | bus_LV_261-166_0_6_node_94 | 0.4 | n |  | TRUE
120 | bus_LV_261-166_0_6_node_107 | 0.4 | n |  | TRUE
121 | bus_LV_261-166_0_6_node_108 | 0.4 | n |  | TRUE
122 | bus_LV_261-166_0_6_node_157 | 0.4 | n |  | TRUE
123 | bus_LV_261-166_0_6_node_149 | 0.4 | n |  | TRUE
124 | bus_LV_261-166_0_6_node_105 | 0.4 | n |  | TRUE
125 | bus_LV_261-166_0_6_node_102 | 0.4 | n |  | TRUE
126 | bus_LV_261-166_0_6_node_103 | 0.4 | n |  | TRUE
127 | bus_LV_261-166_0_6_node_110 | 0.4 | n |  | TRUE
128 | bus_LV_261-166_0_6_node_112 | 0.4 | n |  | TRUE
129 | bus_LV_261-166_0_6_node_113 | 0.4 | n |  | TRUE
130 | bus_LV_261-166_0_6_node_142 | 0.4 | n |  | TRUE
131 | bus_LV_261-166_0_6_node_124 | 0.4 | n |  | TRUE
132 | bus_LV_261-166_0_6_node_126 | 0.4 | n |  | TRUE
133 | bus_LV_261-166_0_6_node_145 | 0.4 | n |  | TRUE
134 | bus_LV_261-166_0_6_node_146 | 0.4 | n |  | TRUE
135 | bus_LV_261-166_0_6_node_130 | 0.4 | n |  | TRUE
136 | bus_LV_261-166_0_6_node_125 | 0.4 | n |  | TRUE
137 | bus_LV_261-166_0_6_node_143 | 0.4 | n |  | TRUE
138 | bus_LV_261-166_0_6_node_151 | 0.4 | n |  | TRUE
139 | bus_LV_261-166_0_6_node_123 | 0.4 | n |  | TRUE
140 | bus_LV_261-166_0_6_node_128 | 0.4 | n |  | TRUE
141 | bus_LV_261-166_0_6_node_127 | 0.4 | n |  | TRUE
142 | bus_LV_261-166_0_6_node_154 | 0.4 | n |  | TRUE
143 | bus_LV_261-166_0_6_node_152 | 0.4 | n |  | TRUE
144 | bus_LV_261-166_0_6_node_153 | 0.4 | n |  | TRUE
145 | bus_MV_518_0_node_142 | 20 | n |  | TRUE

## load
| name | bus | p_mw | q_mvar | const_z_percent | const_i_percent | sn_mva | scaling | in_service | type
0 | LV_261-166_0_6_load_0 | 0 | 0.0045014 | 0.0011282 | 0 | 0 |  | 1 | TRUE | wye
1 | LV_261-166_0_6_load_1 | 1 | 0.0036967 | 0.00092647 | 0 | 0 |  | 1 | TRUE | wye
2 | LV_261-166_0_6_load_6 | 5 | 0.0035378 | 0.00088665 | 0 | 0 |  | 1 | TRUE | wye
3 | LV_261-166_0_6_load_61 | 6 | 0.006024 | 0.0015097 | 0 | 0 |  | 1 | TRUE | wye
4 | LV_261-166_0_6_load_10 | 7 | 0.0065923 | 0.0016522 | 0 | 0 |  | 1 | TRUE | wye
5 | LV_261-166_0_6_load_5 | 9 | 0.0035494 | 0.00088956 | 0 | 0 |  | 1 | TRUE | wye
6 | LV_261-166_0_6_load_9 | 10 | 0.0052746 | 0.0013219 | 0 | 0 |  | 1 | TRUE | wye
7 | LV_261-166_0_6_load_55 | 11 | 0.0046729 | 0.0011711 | 0 | 0 |  | 1 | TRUE | wye
8 | LV_261-166_0_6_load_54 | 14 | 0.0042578 | 0.0010671 | 0 | 0 |  | 1 | TRUE | wye
9 | LV_261-166_0_6_load_53 | 15 | 0.0042743 | 0.0010712 | 0 | 0 |  | 1 | TRUE | wye
10 | LV_261-166_0_6_load_11 | 16 | 0.008983 | 0.0022513 | 0 | 0 |  | 1 | TRUE | wye
11 | LV_261-166_0_6_load_12 | 17 | 0.010407 | 0.0026083 | 0 | 0 |  | 1 | TRUE | wye
12 | LV_261-166_0_6_load_14 | 19 | 0.010437 | 0.0026157 | 0 | 0 |  | 1 | TRUE | wye
13 | LV_261-166_0_6_load_16 | 21 | 0.0058138 | 0.0014571 | 0 | 0 |  | 1 | TRUE | wye
14 | LV_261-166_0_6_load_134 | 22 | 0.0020482 | 0.00051334 | 0 | 0 |  | 1 | TRUE | wye
15 | LV_261-166_0_6_load_22 | 24 | 0.004911 | 0.0012308 | 0 | 0 |  | 1 | TRUE | wye
16 | LV_261-166_0_6_load_132 | 26 | 0.018551 | 0.0046493 | 0 | 0 |  | 1 | TRUE | wye
17 | LV_261-166_0_6_load_21 | 27 | 0.013762 | 0.003449 | 0 | 0 |  | 1 | TRUE | wye
18 | LV_261-166_0_6_load_17 | 28 | 0.0057702 | 0.0014462 | 0 | 0 |  | 1 | TRUE | wye
19 | LV_261-166_0_6_load_18 | 29 | 0.0047283 | 0.001185 | 0 | 0 |  | 1 | TRUE | wye
20 | LV_261-166_0_6_load_19 | 30 | 0.0085476 | 0.0021422 | 0 | 0 |  | 1 | TRUE | wye
21 | LV_261-166_0_6_load_101 | 34 | 0.0041175 | 0.001032 | 0 | 0 |  | 1 | TRUE | wye
22 | LV_261-166_0_6_load_133 | 36 | 0.015777 | 0.0039541 | 0 | 0 |  | 1 | TRUE | wye
23 | LV_261-166_0_6_load_28 | 37 | 0.005366 | 0.0013448 | 0 | 0 |  | 1 | TRUE | wye
24 | LV_261-166_0_6_load_24 | 39 | 0.0036721 | 0.00092031 | 0 | 0 |  | 1 | TRUE | wye
25 | LV_261-166_0_6_load_25 | 40 | 0.006467 | 0.0016208 | 0 | 0 |  | 1 | TRUE | wye
26 | LV_261-166_0_6_load_27 | 41 | 0.0063731 | 0.0015973 | 0 | 0 |  | 1 | TRUE | wye
27 | LV_261-166_0_6_load_138 | 42 | 0.0064901 | 0.0016266 | 0 | 0 |  | 1 | TRUE | wye
28 | LV_261-166_0_6_load_30 | 43 | 0.0053641 | 0.0013444 | 0 | 0 |  | 1 | TRUE | wye
29 | LV_261-166_0_6_load_34 | 44 | 0.0019446 | 0.00048737 | 0 | 0 |  | 1 | TRUE | wye
30 | LV_261-166_0_6_load_32 | 45 | 0.0082606 | 0.0020703 | 0 | 0 |  | 1 | TRUE | wye
31 | LV_261-166_0_6_load_137 | 46 | 0.0089482 | 0.0022426 | 0 | 0 |  | 1 | TRUE | wye
32 | LV_261-166_0_6_load_31 | 47 | 0.0052756 | 0.0013222 | 0 | 0 |  | 1 | TRUE | wye
33 | LV_261-166_0_6_load_39 | 51 | 0.0055513 | 0.0013913 | 0 | 0 |  | 1 | TRUE | wye
34 | LV_261-166_0_6_load_147 | 52 | 0.0076565 | 0.0019189 | 0 | 0 |  | 1 | TRUE | wye
35 | LV_261-166_0_6_load_95 | 57 | 0.0090281 | 0.0022626 | 0 | 0 |  | 1 | TRUE | wye
36 | LV_261-166_0_6_load_90 | 59 | 0.0076958 | 0.0019288 | 0 | 0 |  | 1 | TRUE | wye
37 | LV_261-166_0_6_load_155 | 60 | 0.0051851 | 0.0012995 | 0 | 0 |  | 1 | TRUE | wye
38 | LV_261-166_0_6_load_150 | 65 | 0.004757 | 0.0011922 | 0 | 0 |  | 1 | TRUE | wye
39 | LV_261-166_0_6_load_93 | 67 | 0.008522 | 0.0021358 | 0 | 0 |  | 1 | TRUE | wye
40 | LV_261-166_0_6_load_48 | 68 | 0.0047722 | 0.001196 | 0 | 0 |  | 1 | TRUE | wye
41 | LV_261-166_0_6_load_44 | 69 | 0.0060652 | 0.0015201 | 0 | 0 |  | 1 | TRUE | wye
42 | LV_261-166_0_6_load_45 | 70 | 0.0057026 | 0.0014292 | 0 | 0 |  | 1 | TRUE | wye
43 | LV_261-166_0_6_load_52 | 72 | 0.0056848 | 0.0014247 | 0 | 0 |  | 1 | TRUE | wye
44 | LV_261-166_0_6_load_49 | 73 | 0.0034364 | 0.00086125 | 0 | 0 |  | 1 | TRUE | wye
45 | LV_261-166_0_6_load_140 | 74 | 0.0074045 | 0.0018557 | 0 | 0 |  | 1 | TRUE | wye
46 | LV_261-166_0_6_load_141 | 75 | 0.0050667 | 0.0012698 | 0 | 0 |  | 1 | TRUE | wye
47 | LV_261-166_0_6_load_50 | 76 | 0.0035332 | 0.0008855 | 0 | 0 |  | 1 | TRUE | wye
48 | LV_261-166_0_6_load_51 | 77 | 0.0013999 | 0.00035085 | 0 | 0 |  | 1 | TRUE | wye
49 | LV_261-166_0_6_load_83 | 78 | 0.0033993 | 0.00085195 | 0 | 0 |  | 1 | TRUE | wye
50 | LV_261-166_0_6_load_84 | 79 | 0.0034981 | 0.0008767 | 0 | 0 |  | 1 | TRUE | wye
51 | LV_261-166_0_6_load_57 | 82 | 0.003433 | 0.00086039 | 0 | 0 |  | 1 | TRUE | wye
52 | LV_261-166_0_6_load_66 | 88 | 0.0044704 | 0.0011204 | 0 | 0 |  | 1 | TRUE | wye
53 | LV_261-166_0_6_load_64 | 89 | 0.0037309 | 0.00093504 | 0 | 0 |  | 1 | TRUE | wye
54 | LV_261-166_0_6_load_72 | 90 | 0.0072895 | 0.0018269 | 0 | 0 |  | 1 | TRUE | wye
55 | LV_261-166_0_6_load_68 | 91 | 0.0084291 | 0.0021125 | 0 | 0 |  | 1 | TRUE | wye
56 | LV_261-166_0_6_load_67 | 92 | 0.0029894 | 0.00074922 | 0 | 0 |  | 1 | TRUE | wye
57 | LV_261-166_0_6_load_70 | 94 | 0.0055799 | 0.0013985 | 0 | 0 |  | 1 | TRUE | wye
58 | LV_261-166_0_6_load_71 | 95 | 0.0068201 | 0.0017093 | 0 | 0 |  | 1 | TRUE | wye
59 | LV_261-166_0_6_load_122 | 97 | 0.0043036 | 0.0010786 | 0 | 0 |  | 1 | TRUE | wye
60 | LV_261-166_0_6_load_73 | 98 | 0.0052066 | 0.0013049 | 0 | 0 |  | 1 | TRUE | wye
61 | LV_261-166_0_6_load_74 | 99 | 0.005216 | 0.0013073 | 0 | 0 |  | 1 | TRUE | wye
62 | LV_261-166_0_6_load_76 | 100 | 0.005088 | 0.0012752 | 0 | 0 |  | 1 | TRUE | wye
63 | LV_261-166_0_6_load_136 | 102 | 0.0048429 | 0.0012138 | 0 | 0 |  | 1 | TRUE | wye
64 | LV_261-166_0_6_load_119 | 103 | 0.0050774 | 0.0012725 | 0 | 0 |  | 1 | TRUE | wye
65 | LV_261-166_0_6_load_117 | 104 | 0.0061276 | 0.0015357 | 0 | 0 |  | 1 | TRUE | wye
66 | LV_261-166_0_6_load_116 | 106 | 0.0043668 | 0.0010944 | 0 | 0 |  | 1 | TRUE | wye
67 | LV_261-166_0_6_load_81 | 108 | 0.0026512 | 0.00066445 | 0 | 0 |  | 1 | TRUE | wye
68 | LV_261-166_0_6_load_120 | 109 | 0.0052691 | 0.0013206 | 0 | 0 |  | 1 | TRUE | wye
69 | LV_261-166_0_6_load_118 | 110 | 0.0060964 | 0.0015279 | 0 | 0 |  | 1 | TRUE | wye
70 | LV_261-166_0_6_load_115 | 111 | 0.0048503 | 0.0012156 | 0 | 0 |  | 1 | TRUE | wye
71 | LV_261-166_0_6_load_87 | 113 | 0.0034777 | 0.0008716 | 0 | 0 |  | 1 | TRUE | wye
72 | LV_261-166_0_6_load_86 | 114 | 0.0059401 | 0.0014887 | 0 | 0 |  | 1 | TRUE | wye
73 | LV_261-166_0_6_load_88 | 115 | 0.0057019 | 0.001429 | 0 | 0 |  | 1 | TRUE | wye
74 | LV_261-166_0_6_load_89 | 116 | 0.006188 | 0.0015509 | 0 | 0 |  | 1 | TRUE | wye
75 | LV_261-166_0_6_load_91 | 117 | 0.0061946 | 0.0015525 | 0 | 0 |  | 1 | TRUE | wye
76 | LV_261-166_0_6_load_92 | 118 | 0.0059291 | 0.001486 | 0 | 0 |  | 1 | TRUE | wye
77 | LV_261-166_0_6_load_94 | 119 | 0.0074558 | 0.0018686 | 0 | 0 |  | 1 | TRUE | wye
78 | LV_261-166_0_6_load_107 | 120 | 0.0076235 | 0.0019106 | 0 | 0 |  | 1 | TRUE | wye
79 | LV_261-166_0_6_load_108 | 121 | 0.0076204 | 0.0019099 | 0 | 0 |  | 1 | TRUE | wye
80 | LV_261-166_0_6_load_157 | 122 | 0.005431 | 0.0013611 | 0 | 0 |  | 1 | TRUE | wye
81 | LV_261-166_0_6_load_149 | 123 | 0.0053168 | 0.0013325 | 0 | 0 |  | 1 | TRUE | wye
82 | LV_261-166_0_6_load_105 | 124 | 0.0056711 | 0.0014213 | 0 | 0 |  | 1 | TRUE | wye
83 | LV_261-166_0_6_load_102 | 125 | 0.0031175 | 0.00078131 | 0 | 0 |  | 1 | TRUE | wye
84 | LV_261-166_0_6_load_103 | 126 | 0.0018651 | 0.00046744 | 0 | 0 |  | 1 | TRUE | wye
85 | LV_261-166_0_6_load_110 | 127 | 0.0068505 | 0.0017169 | 0 | 0 |  | 1 | TRUE | wye
86 | LV_261-166_0_6_load_124 | 131 | 0.0056655 | 0.0014199 | 0 | 0 |  | 1 | TRUE | wye
87 | LV_261-166_0_6_load_145 | 133 | 0.0065623 | 0.0016447 | 0 | 0 |  | 1 | TRUE | wye
88 | LV_261-166_0_6_load_125 | 136 | 0.0086301 | 0.0021629 | 0 | 0 |  | 1 | TRUE | wye
89 | LV_261-166_0_6_load_151 | 138 | 0.0077709 | 0.0019476 | 0 | 0 |  | 1 | TRUE | wye
90 | LV_261-166_0_6_load_123 | 139 | 0.0089642 | 0.0022466 | 0 | 0 |  | 1 | TRUE | wye
91 | LV_261-166_0_6_load_128 | 140 | 0.0056169 | 0.0014077 | 0 | 0 |  | 1 | TRUE | wye
92 | LV_261-166_0_6_load_127 | 141 | 0.0052597 | 0.0013182 | 0 | 0 |  | 1 | TRUE | wye
93 | LV_261-166_0_6_load_154 | 142 | 0.0065158 | 0.001633 | 0 | 0 |  | 1 | TRUE | wye
94 | LV_261-166_0_6_load_153 | 144 | 0.006721 | 0.0016844 | 0 | 0 |  | 1 | TRUE | wye

## ext_grid
| name | bus | vm_pu | va_degree | slack_weight | in_service
0 |  | 54 | 1 | 0 | 1 | TRUE

## line
| name | std_type | from_bus | to_bus | length_km | r_ohm_per_km | x_ohm_per_km | c_nf_per_km | g_us_per_km | max_i_ka | df | parallel | type | in_service
0 | LV_261-166_0_6_line_0 |  | 0 | 1 | 0.013234 | 0.125 | 0.08 | 261 | 0 | 0.364 | 1 | 1 | cs | TRUE
1 | LV_261-166_0_6_line_1 |  | 1 | 2 | 0.014937 | 0.125 | 0.08 | 261 | 0 | 0.364 | 1 | 1 | cs | TRUE
2 | LV_261-166_0_6_line_2 |  | 2 | 3 | 0.020378 | 0.125 | 0.08 | 261 | 0 | 0.364 | 1 | 4 | cs | TRUE
3 | LV_261-166_0_6_line_3 |  | 2 | 4 | 0.004423 | 0.125 | 0.08 | 261 | 0 | 0.364 | 1 | 4 | cs | TRUE
4 | LV_261-166_0_6_line_4 |  | 3 | 5 | 0.015916 | 0.125 | 0.08 | 261 | 0 | 0.364 | 1 | 4 | cs | TRUE
5 | LV_261-166_0_6_line_5 |  | 4 | 6 | 0.022527 | 0.125 | 0.08 | 261 | 0 | 0.364 | 1 | 4 | cs | TRUE
6 | LV_261-166_0_6_line_6 |  | 5 | 9 | 0.013413 | 0.125 | 0.08 | 261 | 0 | 0.364 | 1 | 4 | cs | TRUE
7 | LV_261-166_0_6_line_7 |  | 6 | 83 | 0.010543 | 0.125 | 0.08 | 261 | 0 | 0.364 | 1 | 4 | cs | TRUE
8 | LV_261-166_0_6_line_8 |  | 7 | 8 | 0.016632 | 0.125 | 0.08 | 261 | 0 | 0.364 | 1 | 1 | cs | TRUE
9 | LV_261-166_0_6_line_9 |  | 8 | 10 | 0.021716 | 0.125 | 0.08 | 261 | 0 | 0.364 | 1 | 4 | cs | TRUE
10 | LV_261-166_0_6_line_10 |  | 8 | 9 | 0.024796 | 0.125 | 0.08 | 261 | 0 | 0.364 | 1 | 4 | cs | TRUE
11 | LV_261-166_0_6_line_11 |  | 10 | 11 | 0.018931 | 0.125 | 0.08 | 261 | 0 | 0.364 | 1 | 4 | cs | TRUE
12 | LV_261-166_0_6_line_12 |  | 11 | 15 | 0.026459 | 0.125 | 0.08 | 261 | 0 | 0.364 | 1 | 4 | cs | TRUE
13 | LV_261-166_0_6_line_13 |  | 12 | 13 | 0.007628 | 0.125 | 0.08 | 261 | 0 | 0.364 | 1 | 4 | cs | TRUE
14 | LV_261-166_0_6_line_14 |  | 12 | 14 | 0.024849 | 0.125 | 0.08 | 261 | 0 | 0.364 | 1 | 4 | cs | TRUE
15 | LV_261-166_0_6_line_15 |  | 13 | 80 | 0.021456 | 0.125 | 0.08 | 261 | 0 | 0.364 | 1 | 4 | cs | TRUE
16 | LV_261-166_0_6_line_16 |  | 13 | 81 | 0.005149 | 0.125 | 0.08 | 261 | 0 | 0.364 | 1 | 1 | cs | TRUE
17 | LV_261-166_0_6_line_17 |  | 14 | 15 | 0.0163 | 0.125 | 0.08 | 261 | 0 | 0.364 | 1 | 4 | cs | TRUE
18 | LV_261-166_0_6_line_18 |  | 16 | 17 | 0.025334 | 0.125 | 0.08 | 261 | 0 | 0.364 | 1 | 1 | cs | TRUE
19 | LV_261-166_0_6_line_19 |  | 16 | 18 | 0.014329 | 0.125 | 0.08 | 261 | 0 | 0.364 | 1 | 1 | cs | TRUE
20 | LV_261-166_0_6_line_20 |  | 17 | 19 | 0.006559 | 0.125 | 0.08 | 261 | 0 | 0.364 | 1 | 1 | cs | TRUE
21 | LV_261-166_0_6_line_21 |  | 18 | 20 | 0.00501 | 0.125 | 0.08 | 261 | 0 | 0.364 | 1 | 1 | cs | TRUE
22 | LV_261-166_0_6_line_22 |  | 18 | 21 | 0.022219 | 0.125 | 0.08 | 261 | 0 | 0.364 | 1 | 1 | cs | TRUE
23 | LV_261-166_0_6_line_23 |  | 19 | 22 | 0.0025171 | 0.125 | 0.08 | 261 | 0 | 0.364 | 1 | 1 | cs | TRUE
24 | LV_261-166_0_6_line_24 |  | 20 | 23 | 0.036886 | 0.125 | 0.08 | 261 | 0 | 0.364 | 1 | 1 | cs | TRUE
25 | LV_261-166_0_6_line_25 |  | 20 | 24 | 0.01176 | 0.125 | 0.08 | 261 | 0 | 0.364 | 1 | 1 | cs | TRUE
26 | LV_261-166_0_6_line_26 |  | 23 | 25 | 0.04042 | 0.125 | 0.08 | 261 | 0 | 0.364 | 1 | 1 | cs | TRUE
27 | LV_261-166_0_6_line_27 |  | 23 | 26 | 0.075097 | 0.125 | 0.08 | 261 | 0 | 0.364 | 1 | 1 | cs | TRUE
28 | LV_261-166_0_6_line_28 |  | 24 | 27 | 0.023786 | 0.125 | 0.08 | 261 | 0 | 0.364 | 1 | 1 | cs | TRUE
29 | LV_261-166_0_6_line_29 |  | 25 | 37 | 0.013737 | 0.125 | 0.08 | 261 | 0 | 0.364 | 1 | 1 | cs | TRUE
30 | LV_261-166_0_6_line_30 |  | 25 | 38 | 0.0036 | 0.125 | 0.08 | 261 | 0 | 0.364 | 1 | 2 | cs | TRUE
31 | LV_261-166_0_6_line_31 |  | 25 | 39 | 0.020548 | 0.125 | 0.08 | 261 | 0 | 0.364 | 1 | 1 | cs | TRUE
32 | LV_261-166_0_6_line_32 |  | 26 | 35 | 0.018304 | 0.125 | 0.08 | 261 | 0 | 0.364 | 1 | 1 | cs | TRUE
33 | LV_261-166_0_6_line_33 |  | 27 | 30 | 0.0042878 | 0.125 | 0.08 | 261 | 0 | 0.364 | 1 | 1 | cs | TRUE
34 | LV_261-166_0_6_line_34 |  | 28 | 29 | 0.033066 | 0.125 | 0.08 | 261 | 0 | 0.364 | 1 | 1 | cs | TRUE
35 | LV_261-166_0_6_line_35 |  | 28 | 30 | 0.022424 | 0.125 | 0.08 | 261 | 0 | 0.364 | 1 | 1 | cs | TRUE
36 | LV_261-166_0_6_line_36 |  | 29 | 31 | 0.035106 | 0.125 | 0.08 | 261 | 0 | 0.364 | 1 | 1 | cs | TRUE
37 | LV_261-166_0_6_line_37 |  | 31 | 32 | 0.046674 | 0.125 | 0.08 | 261 | 0 | 0.364 | 1 | 1 | cs | TRUE
38 | LV_261-166_0_6_line_38 |  | 32 | 33 | 0.004629 | 0.125 | 0.08 | 261 | 0 | 0.364 | 1 | 1 | cs | TRUE
39 | LV_261-166_0_6_line_39 |  | 32 | 34 | 0.022782 | 0.125 | 0.08 | 261 | 0 | 0.364 | 1 | 1 | cs | TRUE
40 | LV_261-166_0_6_line_40 |  | 33 | 124 | 0.014174 | 0.125 | 0.08 | 261 | 0 | 0.364 | 1 | 1 | cs | TRUE
41 | LV_261-166_0_6_line_41 |  | 34 | 125 | 0.013485 | 0.125 | 0.08 | 261 | 0 | 0.364 | 1 | 1 | cs | TRUE
42 | LV_261-166_0_6_line_42 |  | 35 | 36 | 0.053859 | 0.125 | 0.08 | 261 | 0 | 0.364 | 1 | 1 | cs | TRUE
43 | LV_261-166_0_6_line_43 |  | 37 | 43 | 0.013547 | 0.125 | 0.08 | 261 | 0 | 0.364 | 1 | 1 | cs | TRUE
44 | LV_261-166_0_6_line_44 |  | 38 | 44 | 0.034848 | 0.125 | 0.08 | 261 | 0 | 0.364 | 1 | 1 | cs | TRUE
45 | LV_261-166_0_6_line_45 |  | 38 | 45 | 0.01852 | 0.125 | 0.08 | 261 | 0 | 0.364 | 1 | 4 | cs | TRUE
46 | LV_261-166_0_6_line_46 |  | 39 | 40 | 0.01037 | 0.125 | 0.08 | 261 | 0 | 0.364 | 1 | 1 | cs | TRUE
47 | LV_261-166_0_6_line_47 |  | 40 | 41 | 0.010281 | 0.125 | 0.08 | 261 | 0 | 0.364 | 1 | 1 | cs | TRUE
48 | LV_261-166_0_6_line_48 |  | 41 | 42 | 0.011681 | 0.125 | 0.08 | 261 | 0 | 0.364 | 1 | 1 | cs | TRUE
49 | LV_261-166_0_6_line_49 |  | 42 | 46 | 0.012687 | 0.125 | 0.08 | 261 | 0 | 0.364 | 1 | 1 | cs | TRUE
50 | LV_261-166_0_6_line_50 |  | 43 | 47 | 0.015269 | 0.125 | 0.08 | 261 | 0 | 0.364 | 1 | 1 | cs | TRUE
51 | LV_261-166_0_6_line_51 |  | 45 | 48 | 0.026059 | 0.125 | 0.08 | 261 | 0 | 0.364 | 1 | 4 | cs | TRUE
52 | LV_261-166_0_6_line_52 |  | 48 | 49 | 0.018653 | 0.125 | 0.08 | 261 | 0 | 0.364 | 1 | 4 | cs | TRUE
53 | LV_261-166_0_6_line_53 |  | 49 | 50 | 0.024844 | 0.125 | 0.08 | 261 | 0 | 0.364 | 1 | 1 | cs | TRUE
54 | LV_261-166_0_6_line_54 |  | 49 | 51 | 0.03594 | 0.125 | 0.08 | 261 | 0 | 0.364 | 1 | 4 | cs | TRUE
55 | LV_261-166_0_6_line_55 |  | 50 | 52 | 0.002538 | 0.125 | 0.08 | 261 | 0 | 0.364 | 1 | 1 | cs | TRUE
56 | LV_261-166_0_6_line_56 |  | 51 | 53 | 0.037136 | 0.125 | 0.08 | 261 | 0 | 0.364 | 1 | 4 | cs | TRUE
57 | LV_261-166_0_6_line_57 |  | 53 | 54 | 0.029586 | 0.125 | 0.08 | 261 | 0 | 0.364 | 1 | 4 | cs | TRUE
58 | LV_261-166_0_6_line_58 |  | 53 | 55 | 0.019146 | 0.125 | 0.08 | 261 | 0 | 0.364 | 1 | 4 | cs | TRUE
59 | LV_261-166_0_6_line_59 |  | 54 | 56 | 0.032962 | 0.125 | 0.08 | 261 | 0 | 0.364 | 1 | 1 | cs | TRUE
60 | LV_261-166_0_6_line_60 |  | 54 | 57 | 0.049165 | 0.125 | 0.08 | 261 | 0 | 0.364 | 1 | 1 | cs | TRUE
61 | LV_261-166_0_6_line_61 |  | 55 | 58 | 0.016244 | 0.125 | 0.08 | 261 | 0 | 0.364 | 1 | 4 | cs | TRUE
62 | LV_261-166_0_6_line_62 |  | 55 | 59 | 0.0077143 | 0.125 | 0.08 | 261 | 0 | 0.364 | 1 | 1 | cs | TRUE
63 | LV_261-166_0_6_line_63 |  | 56 | 60 | 0.003557 | 0.125 | 0.08 | 261 | 0 | 0.364 | 1 | 1 | cs | TRUE
64 | LV_261-166_0_6_line_64 |  | 56 | 61 | 0.018557 | 0.125 | 0.08 | 261 | 0 | 0.364 | 1 | 1 | cs | TRUE
65 | LV_261-166_0_6_line_65 |  | 57 | 67 | 0.020862 | 0.125 | 0.08 | 261 | 0 | 0.364 | 1 | 1 | cs | TRUE
66 | LV_261-166_0_6_line_66 |  | 58 | 68 | 0.026241 | 0.125 | 0.08 | 261 | 0 | 0.364 | 1 | 1 | cs | TRUE
67 | LV_261-166_0_6_line_67 |  | 58 | 69 | 0.0045903 | 0.125 | 0.08 | 261 | 0 | 0.364 | 1 | 4 | cs | TRUE
68 | LV_261-166_0_6_line_68 |  | 61 | 122 | 0.003049 | 0.125 | 0.08 | 261 | 0 | 0.364 | 1 | 1 | cs | TRUE
69 | LV_261-166_0_6_line_69 |  | 62 | 63 | 0.027978 | 0.125 | 0.08 | 261 | 0 | 0.364 | 1 | 1 | cs | TRUE
70 | LV_261-166_0_6_line_70 |  | 62 | 64 | 0.034181 | 0.125 | 0.08 | 261 | 0 | 0.364 | 1 | 1 | cs | TRUE
71 | LV_261-166_0_6_line_71 |  | 63 | 65 | 0.004571 | 0.125 | 0.08 | 261 | 0 | 0.364 | 1 | 1 | cs | TRUE
72 | LV_261-166_0_6_line_72 |  | 63 | 66 | 0.018941 | 0.125 | 0.08 | 261 | 0 | 0.364 | 1 | 1 | cs | TRUE
73 | LV_261-166_0_6_line_73 |  | 64 | 121 | 0.010171 | 0.125 | 0.08 | 261 | 0 | 0.364 | 1 | 1 | cs | TRUE
74 | LV_261-166_0_6_line_74 |  | 66 | 123 | 0.003104 | 0.125 | 0.08 | 261 | 0 | 0.364 | 1 | 1 | cs | TRUE
75 | LV_261-166_0_6_line_75 |  | 67 | 117 | 0.024096 | 0.125 | 0.08 | 261 | 0 | 0.364 | 1 | 1 | cs | TRUE
76 | LV_261-166_0_6_line_76 |  | 68 | 74 | 0.0080282 | 0.125 | 0.08 | 261 | 0 | 0.364 | 1 | 1 | cs | TRUE
77 | LV_261-166_0_6_line_77 |  | 69 | 70 | 0.021995 | 0.125 | 0.08 | 261 | 0 | 0.364 | 1 | 4 | cs | TRUE
78 | LV_261-166_0_6_line_78 |  | 70 | 71 | 0.0020878 | 0.125 | 0.08 | 261 | 0 | 0.364 | 1 | 4 | cs | TRUE
79 | LV_261-166_0_6_line_79 |  | 71 | 72 | 0.016657 | 0.125 | 0.08 | 261 | 0 | 0.364 | 1 | 1 | cs | TRUE
80 | LV_261-166_0_6_line_80 |  | 71 | 73 | 0.015701 | 0.125 | 0.08 | 261 | 0 | 0.364 | 1 | 4 | cs | TRUE
81 | LV_261-166_0_6_line_81 |  | 72 | 75 | 0.025539 | 0.125 | 0.08 | 261 | 0 | 0.364 | 1 | 1 | cs | TRUE
82 | LV_261-166_0_6_line_82 |  | 73 | 76 | 0.019566 | 0.125 | 0.08 | 261 | 0 | 0.364 | 1 | 4 | cs | TRUE
83 | LV_261-166_0_6_line_83 |  | 76 | 77 | 0.0084958 | 0.125 | 0.08 | 261 | 0 | 0.364 | 1 | 4 | cs | TRUE
84 | LV_261-166_0_6_line_84 |  | 77 | 78 | 0.027957 | 0.125 | 0.08 | 261 | 0 | 0.364 | 1 | 4 | cs | TRUE
85 | LV_261-166_0_6_line_85 |  | 78 | 79 | 0.024424 | 0.125 | 0.08 | 261 | 0 | 0.364 | 1 | 4 | cs | TRUE
86 | LV_261-166_0_6_line_86 |  | 79 | 112 | 0.01801 | 0.125 | 0.08 | 261 | 0 | 0.364 | 1 | 4 | cs | TRUE
87 | LV_261-166_0_6_line_87 |  | 80 | 107 | 0.012748 | 0.125 | 0.08 | 261 | 0 | 0.364 | 1 | 4 | cs | TRUE
88 | LV_261-166_0_6_line_88 |  | 80 | 108 | 0.0042012 | 0.125 | 0.08 | 261 | 0 | 0.364 | 1 | 1 | cs | TRUE
89 | LV_261-166_0_6_line_89 |  | 80 | 105 | 0.012001 | 0.125 | 0.08 | 261 | 0 | 0.364 | 1 | 1 | cs | TRUE
90 | LV_261-166_0_6_line_90 |  | 81 | 101 | 0.037246 | 0.125 | 0.08 | 261 | 0 | 0.364 | 1 | 1 | cs | TRUE
91 | LV_261-166_0_6_line_91 |  | 81 | 98 | 0.016929 | 0.125 | 0.08 | 261 | 0 | 0.364 | 1 | 1 | cs | TRUE
92 | LV_261-166_0_6_line_92 |  | 82 | 83 | 0.020821 | 0.125 | 0.08 | 261 | 0 | 0.364 | 1 | 1 | cs | TRUE
93 | LV_261-166_0_6_line_93 |  | 82 | 84 | 0.019058 | 0.125 | 0.08 | 261 | 0 | 0.364 | 1 | 1 | cs | TRUE
94 | LV_261-166_0_6_line_94 |  | 83 | 85 | 0.020096 | 0.125 | 0.08 | 261 | 0 | 0.364 | 1 | 4 | cs | TRUE
95 | LV_261-166_0_6_line_95 |  | 84 | 86 | 0.009753 | 0.125 | 0.08 | 261 | 0 | 0.364 | 1 | 1 | cs | TRUE
96 | LV_261-166_0_6_line_96 |  | 85 | 87 | 0.017373 | 0.125 | 0.08 | 261 | 0 | 0.364 | 1 | 4 | cs | TRUE
97 | LV_261-166_0_6_line_97 |  | 86 | 88 | 0.016397 | 0.125 | 0.08 | 261 | 0 | 0.364 | 1 | 1 | cs | TRUE
98 | LV_261-166_0_6_line_98 |  | 86 | 89 | 0.0012696 | 0.125 | 0.08 | 261 | 0 | 0.364 | 1 | 1 | cs | TRUE
99 | LV_261-166_0_6_line_99 |  | 87 | 90 | 0.031557 | 0.125 | 0.08 | 261 | 0 | 0.364 | 1 | 1 | cs | TRUE
100 | LV_261-166_0_6_line_100 |  | 87 | 91 | 0.0022227 | 0.125 | 0.08 | 261 | 0 | 0.364 | 1 | 4 | cs | TRUE
101 | LV_261-166_0_6_line_101 |  | 88 | 92 | 0.01564 | 0.125 | 0.08 | 261 | 0 | 0.364 | 1 | 1 | cs | TRUE
102 | LV_261-166_0_6_line_102 |  | 91 | 93 | 0.02649 | 0.125 | 0.08 | 261 | 0 | 0.364 | 1 | 4 | cs | TRUE
103 | LV_261-166_0_6_line_103 |  | 93 | 94 | 0.010213 | 0.125 | 0.08 | 261 | 0 | 0.364 | 1 | 4 | cs | TRUE
104 | LV_261-166_0_6_line_104 |  | 93 | 95 | 0.028626 | 0.125 | 0.08 | 261 | 0 | 0.364 | 1 | 1 | cs | TRUE
105 | LV_261-166_0_6_line_105 |  | 94 | 96 | 0.010623 | 0.125 | 0.08 | 261 | 0 | 0.364 | 1 | 4 | cs | TRUE
106 | LV_261-166_0_6_line_106 |  | 96 | 97 | 0.024822 | 0.125 | 0.08 | 261 | 0 | 0.364 | 1 | 4 | cs | TRUE
107 | LV_261-166_0_6_line_107 |  | 97 | 131 | 0.017949 | 0.125 | 0.08 | 261 | 0 | 0.364 | 1 | 4 | cs | TRUE
108 | LV_261-166_0_6_line_108 |  | 98 | 99 | 0.0036005 | 0.125 | 0.08 | 261 | 0 | 0.364 | 1 | 1 | cs | TRUE
109 | LV_261-166_0_6_line_109 |  | 99 | 100 | 0.012469 | 0.125 | 0.08 | 261 | 0 | 0.364 | 1 | 1 | cs | TRUE
110 | LV_261-166_0_6_line_110 |  | 100 | 102 | 0.017382 | 0.125 | 0.08 | 261 | 0 | 0.364 | 1 | 1 | cs | TRUE
111 | LV_261-166_0_6_line_111 |  | 101 | 103 | 0.01653 | 0.125 | 0.08 | 261 | 0 | 0.364 | 1 | 1 | cs | TRUE
112 | LV_261-166_0_6_line_112 |  | 101 | 104 | 0.044387 | 0.125 | 0.08 | 261 | 0 | 0.364 | 1 | 1 | cs | TRUE
113 | LV_261-166_0_6_line_113 |  | 103 | 109 | 0.015384 | 0.125 | 0.08 | 261 | 0 | 0.364 | 1 | 1 | cs | TRUE
114 | LV_261-166_0_6_line_114 |  | 104 | 110 | 0.019218 | 0.125 | 0.08 | 261 | 0 | 0.364 | 1 | 1 | cs | TRUE
115 | LV_261-166_0_6_line_115 |  | 105 | 106 | 0.046136 | 0.125 | 0.08 | 261 | 0 | 0.364 | 1 | 1 | cs | TRUE
116 | LV_261-166_0_6_line_116 |  | 106 | 111 | 0.029451 | 0.125 | 0.08 | 261 | 0 | 0.364 | 1 | 1 | cs | TRUE
117 | LV_261-166_0_6_line_117 |  | 107 | 112 | 0.020337 | 0.125 | 0.08 | 261 | 0 | 0.364 | 1 | 4 | cs | TRUE
118 | LV_261-166_0_6_line_118 |  | 107 | 113 | 0.01544 | 0.125 | 0.08 | 261 | 0 | 0.364 | 1 | 1 | cs | TRUE
119 | LV_261-166_0_6_line_119 |  | 111 | 128 | 0.03019 | 0.125 | 0.08 | 261 | 0 | 0.364 | 1 | 1 | cs | TRUE
120 | LV_261-166_0_6_line_120 |  | 112 | 114 | 0.012352 | 0.125 | 0.08 | 261 | 0 | 0.364 | 1 | 1 | cs | TRUE
121 | LV_261-166_0_6_line_121 |  | 113 | 115 | 0.0083671 | 0.125 | 0.08 | 261 | 0 | 0.364 | 1 | 1 | cs | TRUE
122 | LV_261-166_0_6_line_122 |  | 115 | 116 | 0.016799 | 0.125 | 0.08 | 261 | 0 | 0.364 | 1 | 1 | cs | TRUE
123 | LV_261-166_0_6_line_123 |  | 117 | 118 | 0.022621 | 0.125 | 0.08 | 261 | 0 | 0.364 | 1 | 1 | cs | TRUE
124 | LV_261-166_0_6_line_124 |  | 118 | 119 | 0.04568 | 0.125 | 0.08 | 261 | 0 | 0.364 | 1 | 1 | cs | TRUE
125 | LV_261-166_0_6_line_125 |  | 119 | 120 | 0.024073 | 0.125 | 0.08 | 261 | 0 | 0.364 | 1 | 1 | cs | TRUE
126 | LV_261-166_0_6_line_126 |  | 120 | 121 | 0.023616 | 0.125 | 0.08 | 261 | 0 | 0.364 | 1 | 1 | cs | TRUE
127 | LV_261-166_0_6_line_127 |  | 125 | 126 | 0.017409 | 0.125 | 0.08 | 261 | 0 | 0.364 | 1 | 1 | cs | TRUE
128 | LV_261-166_0_6_line_128 |  | 127 | 128 | 0.01471 | 0.125 | 0.08 | 261 | 0 | 0.364 | 1 | 1 | cs | TRUE
129 | LV_261-166_0_6_line_129 |  | 129 | 130 | 0.040386 | 0.125 | 0.08 | 261 | 0 | 0.364 | 1 | 4 | cs | TRUE
130 | LV_261-166_0_6_line_130 |  | 129 | 131 | 0.026591 | 0.125 | 0.08 | 261 | 0 | 0.364 | 1 | 4 | cs | TRUE
131 | LV_261-166_0_6_line_131 |  | 129 | 132 | 0.047358 | 0.125 | 0.08 | 261 | 0 | 0.364 | 1 | 4 | cs | TRUE
132 | LV_261-166_0_6_line_132 |  | 130 | 133 | 0.015435 | 0.125 | 0.08 | 261 | 0 | 0.364 | 1 | 1 | cs | TRUE
133 | LV_261-166_0_6_line_133 |  | 130 | 134 | 0.041732 | 0.125 | 0.08 | 261 | 0 | 0.364 | 1 | 2 | cs | TRUE
134 | LV_261-166_0_6_line_134 |  | 132 | 135 | 0.073389 | 0.125 | 0.08 | 261 | 0 | 0.364 | 1 | 4 | cs | TRUE
135 | LV_261-166_0_6_line_135 |  | 132 | 136 | 0.027698 | 0.125 | 0.08 | 261 | 0 | 0.364 | 1 | 1 | cs | TRUE
136 | LV_261-166_0_6_line_136 |  | 134 | 142 | 0.007371 | 0.125 | 0.08 | 261 | 0 | 0.364 | 1 | 1 | cs | TRUE
137 | LV_261-166_0_6_line_137 |  | 134 | 143 | 0.029273 | 0.125 | 0.08 | 261 | 0 | 0.364 | 1 | 1 | cs | TRUE
138 | LV_261-166_0_6_line_138 |  | 134 | 137 | 0.040736 | 0.125 | 0.08 | 261 | 0 | 0.364 | 1 | 1 | cs | TRUE
139 | LV_261-166_0_6_line_139 |  | 135 | 140 | 0.065035 | 0.125 | 0.08 | 261 | 0 | 0.364 | 1 | 2 | cs | TRUE
140 | LV_261-166_0_6_line_140 |  | 136 | 139 | 0.019074 | 0.125 | 0.08 | 261 | 0 | 0.364 | 1 | 1 | cs | TRUE
141 | LV_261-166_0_6_line_141 |  | 137 | 138 | 0.01009 | 0.125 | 0.08 | 261 | 0 | 0.364 | 1 | 1 | cs | TRUE
142 | LV_261-166_0_6_line_142 |  | 140 | 141 | 0.0064858 | 0.125 | 0.08 | 261 | 0 | 0.364 | 1 | 1 | cs | TRUE
143 | LV_261-166_0_6_line_143 |  | 143 | 144 | 0.007602 | 0.125 | 0.08 | 261 | 0 | 0.364 | 1 | 1 | cs | TRUE

## trafo
| name | std_type | hv_bus | lv_bus | sn_mva | vn_hv_kv | vn_lv_kv | vk_percent | vkr_percent | pfe_kw | i0_percent | shift_degree | tap_side | tap_neutral | tap_min | tap_max | tap_step_percent | tap_step_degree | tap_pos | tap_phase_shifter | parallel | df | in_service
0 | LV_261-166_0_6_trafo_41 | 0.63 MVA 20/0.4 kV | 145 | 54 | 0.63 | 20 | 0.4 | 6 | 1.206 | 1.65 | 0.2619 | 150 | hv | 0 | -2 | 2 | 2.5 | 0 | 0 | FALSE | 1 | 1 | TRUE

## line_geodata
| x0 | y0 | x1 | y1 | x2 | y2 | x3 | y3 | x4 | y4 | x5 | y5 | x6 | y6 | x7 | y7
0 | 2679712.7539 | 1251211.461 | 2679715.6036 | 1251210.4078 | 2679725.1481 | 1251206.8224
1 | 2679739.8055 | 1251208.0983 | 2679730.786 | 1251208.5773 | 2679725.1481 | 1251206.8224 | 2679725.1481 | 1251206.8224
2 | 2679748.3732 | 1251189.5999 | 2679739.8055 | 1251208.0983
3 | 2679739.8055 | 1251208.0983 | 2679738.5106 | 1251212.3285
4 | 2679748.3732 | 1251189.5999 | 2679742.1833 | 1251185.1133 | 2679739.8216 | 1251177.1868
5 | 2679738.5106 | 1251212.3285 | 2679753.6607 | 1251217.9364 | 2679759.7763 | 1251219.7281
6 | 2679726.6272 | 1251179.597 | 2679739.8216 | 1251177.1868
7 | 2679770.022 | 1251222.1709 | 2679764.0444 | 1251220.9784 | 2679759.7763 | 1251219.7281
8 | 2679702.9218 | 1251186.8532 | 2679704.853 | 1251191.4381 | 2679693.9282 | 1251195.5053
9 | 2679702.9218 | 1251186.8532 | 2679694.9582 | 1251166.6423
10 | 2679702.9218 | 1251186.8532 | 2679725.9886 | 1251179.7137 | 2679726.6272 | 1251179.597
11 | 2679694.9582 | 1251166.6423 | 2679712.8266 | 1251160.3883
12 | 2679738.4045 | 1251153.6775 | 2679716.771 | 1251159.0078 | 2679712.8266 | 1251160.3883
13 | 2679783.6651 | 1251146.8766 | 2679778.5462 | 1251152.5453
14 | 2679778.5462 | 1251152.5453 | 2679770.5579 | 1251149.3131 | 2679764.074 | 1251149.2814 | 2679754.4601 | 1251150.8879
15 | 2679795.0782 | 1251128.9948 | 2679790.0017 | 1251139.9124 | 2679783.6651 | 1251146.8766
16 | 2679783.6651 | 1251146.8766 | 2679786.0038 | 1251151.4671
17 | 2679738.4045 | 1251153.6775 | 2679739.7501 | 1251153.346 | 2679754.4601 | 1251150.8879
18 | 2679700.9745 | 1250838.5013 | 2679691.9106 | 1250814.8441
19 | 2679706.101 | 1250851.882 | 2679700.9745 | 1250838.5013
20 | 2679689.564 | 1250808.7192 | 2679691.9106 | 1250814.8441
21 | 2679711.1232 | 1250851.7272 | 2679706.101 | 1250851.882
22 | 2679706.101 | 1250851.882 | 2679688.6512 | 1250853.8488 | 2679684.1461 | 1250855.0348
23 | 2679689.564 | 1250808.7192 | 2679688.6635 | 1250806.3687
24 | 2679711.1232 | 1250851.7272 | 2679724.4141 | 1250881.6836 | 2679727.1657 | 1250884.7673
25 | 2679711.1232 | 1250851.7272 | 2679718.9596 | 1250850.5762 | 2679722.628 | 1250849.441
26 | 2679727.1657 | 1250884.7673 | 2679729.0999 | 1250887.4509 | 2679742.3496 | 1250922.1325
27 | 2679727.1657 | 1250884.7673 | 2679743.3815 | 1250879.6928 | 2679799.8264 | 1250865.9008
28 | 2679722.628 | 1250849.441 | 2679726.6388 | 1250848.1999 | 2679735.5024 | 1250843.082 | 2679742.7844 | 1250837.2129
29 | 2679742.3496 | 1250922.1325 | 2679730.1815 | 1250928.5075
30 | 2679743.633 | 1250925.4967 | 2679742.3496 | 1250922.1325
31 | 2679742.3496 | 1250922.1325 | 2679761.2625 | 1250914.1006
32 | 2679817.6068 | 1250861.5563 | 2679799.8264 | 1250865.9008
33 | 2679746.034 | 1250834.4159 | 2679743.142 | 1250836.9247 | 2679742.7844 | 1250837.2129
34 | 2679763.5572 | 1250820.5465 | 2679776.5273 | 1250813.1564 | 2679792.9359 | 1250805.4267
35 | 2679763.5572 | 1250820.5465 | 2679759.0833 | 1250823.0957 | 2679746.034 | 1250834.4159
36 | 2679824.6948 | 1250790.4659 | 2679792.9359 | 1250805.4267
37 | 2679824.6948 | 1250790.4659 | 2679820.2639 | 1250778.1083 | 2679806.6128 | 1250747.4463
38 | 2679806.6128 | 1250747.4463 | 2679803.8318 | 1250743.7394
39 | 2679806.6128 | 1250747.4463 | 2679798.0108 | 1250748.8204 | 2679785.1563 | 1250754.5432
40 | 2679803.8318 | 1250743.7394 | 2679801.1084 | 1250739.6775 | 2679797.3769 | 1250731.1768
41 | 2679785.1563 | 1250754.5432 | 2679774.9075 | 1250759.1059 | 2679775.876 | 1250761.1547
42 | 2679817.6068 | 1250861.5563 | 2679814.3887 | 1250841.5537 | 2679809.9085 | 1250828.3726 | 2679790.9116 | 1250833.504
43 | 2679718.7679 | 1250935.7638 | 2679726.4373 | 1250930.469 | 2679730.1815 | 1250928.5075
44 | 2679743.633 | 1250925.4967 | 2679728.9107 | 1250933.4712 | 2679713.7064 | 1250943.2994
45 | 2679743.633 | 1250925.4967 | 2679745.7418 | 1250930.9068 | 2679750.5278 | 1250937.0758 | 2679755.3832 | 1250937.7741
46 | 2679761.2625 | 1250914.1006 | 2679770.8078 | 1250910.047
47 | 2679780.2713 | 1250906.028 | 2679770.8078 | 1250910.047
48 | 2679790.8994 | 1250901.2044 | 2679788.2081 | 1250902.6575 | 2679780.2713 | 1250906.028
49 | 2679802.0634 | 1250895.1768 | 2679790.8994 | 1250901.2044
50 | 2679718.7679 | 1250935.7638 | 2679706.2028 | 1250944.4384
51 | 2679780.8977 | 1250942.6664 | 2679774.4119 | 1250940.5108 | 2679755.3832 | 1250937.7741
52 | 2679772.7603 | 1250959.447 | 2679776.4127 | 1250951.1345 | 2679780.8977 | 1250942.6664
53 | 2679772.7603 | 1250959.447 | 2679780.9556 | 1250961.9036 | 2679783.4689 | 1250962.5045 | 2679790.0553 | 1250961.1032 | 2679796.2158 | 1250957.7059
54 | 2679772.7603 | 1250959.447 | 2679768.7408 | 1250970.3565 | 2679766.0137 | 1250981.706 | 2679765.0084 | 1250994.3068
55 | 2679795.2509 | 1250955.3578 | 2679796.2158 | 1250957.7059
56 | 2679765.2163 | 1251031.3875 | 2679764.379 | 1251019.5675 | 2679764.2385 | 1251008.702 | 2679764.4789 | 1251000.944 | 2679765.0084 | 1250994.3068
57 | 2679765.2163 | 1251031.3875 | 2679792.8836 | 1251020.6964
58 | 2679769.7745 | 1251049.9848 | 2679765.2163 | 1251031.3875
59 | 2679792.8836 | 1251020.6964 | 2679807.9029 | 1251014.1938 | 2679804.3647 | 1251001.7036 | 2679801.1639 | 1251000.026
60 | 2679792.8836 | 1251020.6964 | 2679796.9545 | 1251031.7483 | 2679800.3514 | 1251035.1187 | 2679805.1428 | 1251047.6036 | 2679813.5268 | 1251048.9286 | 2679823.517 | 1251044.9816
61 | 2679769.7745 | 1251049.9848 | 2679755.4851 | 1251057.7871
62 | 2679769.7745 | 1251049.9848 | 2679773.6547 | 1251056.6522
63 | 2679797.6527 | 1251000.6569 | 2679801.1639 | 1251000.026
64 | 2679797.6479 | 1250984.2003 | 2679801.3001 | 1250985.9952 | 2679802.3495 | 1250991.5913 | 2679800.657 | 1250995.627 | 2679801.1639 | 1251000.026
65 | 2679842.9201 | 1251037.3158 | 2679823.517 | 1251044.9816
66 | 2679755.4851 | 1251057.7871 | 2679751.6615 | 1251053.0322 | 2679743.2259 | 1251051.6065 | 2679742.0525 | 1251040.0822 | 2679742.0525 | 1251040.0822
67 | 2679755.4851 | 1251057.7871 | 2679751.4572 | 1251059.9887
68 | 2679794.5956 | 1250984.3927 | 2679797.6479 | 1250984.2003
69 | 2679837.057 | 1250986.7328 | 2679840.0268 | 1250987.6291 | 2679844.3725 | 1251001.2532 | 2679854.5206 | 1250998.2766
70 | 2679884.9197 | 1250999.9875 | 2679879.2527 | 1250993.1061 | 2679854.5206 | 1250998.2766
71 | 2679835.2791 | 1250990.9453 | 2679837.057 | 1250986.7328
72 | 2679832.9282 | 1250970.4541 | 2679836.6724 | 1250972.7062 | 2679837.5777 | 1250977.7888 | 2679835.8843 | 1250981.8913 | 2679837.057 | 1250986.7328
73 | 2679884.9197 | 1250999.9875 | 2679888.1124 | 1251009.6439
74 | 2679829.8359 | 1250970.8127 | 2679832.9282 | 1250970.4541
75 | 2679842.9201 | 1251037.3158 | 2679849.115 | 1251060.6016
76 | 2679742.0525 | 1251040.0822 | 2679736.4915 | 1251034.292
77 | 2679751.4572 | 1251059.9887 | 2679737.1195 | 1251067.8252 | 2679732.0145 | 1251070.2578
78 | 2679730.1297 | 1251071.1559 | 2679732.0145 | 1251070.2578
79 | 2679730.1297 | 1251071.1559 | 2679715.0922 | 1251078.3197
80 | 2679730.1297 | 1251071.1559 | 2679736.2873 | 1251085.599
81 | 2679715.0922 | 1251078.3197 | 2679704.2525 | 1251083.4836 | 2679691.7949 | 1251088.769
82 | 2679736.2873 | 1251085.599 | 2679740.7478 | 1251096.0616 | 2679733.4067 | 1251099.6988 | 2679733.4067 | 1251099.6988
83 | 2679733.4067 | 1251099.6988 | 2679736.6055 | 1251107.5694
84 | 2679756.1874 | 1251112.1747 | 2679740.9545 | 1251118.2696 | 2679736.6055 | 1251107.5694
85 | 2679756.1874 | 1251112.1747 | 2679778.8637 | 1251103.1015
86 | 2679795.5851 | 1251096.4109 | 2679778.8637 | 1251103.1015
87 | 2679795.0782 | 1251128.9948 | 2679797.82 | 1251116.5448
88 | 2679795.0782 | 1251128.9948 | 2679790.9358 | 1251128.2941
89 | 2679795.0782 | 1251128.9948 | 2679798.8741 | 1251129.6353 | 2679798.7046 | 1251131.0118 | 2679799.2176 | 1251133.276 | 2679800.0347 | 1251134.8214 | 2679802.1864 | 1251136.4739
90 | 2679786.0038 | 1251151.4671 | 2679788.3814 | 1251149.2419 | 2679791.352 | 1251148.3923 | 2679795.4095 | 1251148.1023 | 2679797.0714 | 1251148.0135 | 2679801.0979 | 1251147.7898 | 2679807.2823 | 1251147.0836 | 2679821.9198 | 1251144.2453
91 | 2679786.0038 | 1251151.4671 | 2679793.61 | 1251166.5916
92 | 2679770.022 | 1251222.1709 | 2679767.7404 | 1251231.2802 | 2679767.3321 | 1251236.9345 | 2679765.1099 | 1251242.2503
93 | 2679770.0876 | 1251260.4556 | 2679766.4892 | 1251249.6325 | 2679765.1162 | 1251246.2115 | 2679765.0857 | 1251242.3082 | 2679765.1099 | 1251242.2503
94 | 2679790.0194 | 1251224.3305 | 2679784.4759 | 1251223.9779 | 2679777.3476 | 1251223.5927 | 2679770.022 | 1251222.1709
95 | 2679770.0876 | 1251260.4556 | 2679778.9596 | 1251256.3497
96 | 2679790.0194 | 1251224.3305 | 2679799.5051 | 1251223.9913 | 2679807.4033 | 1251223.2527
97 | 2679778.9596 | 1251256.3497 | 2679783.5218 | 1251269.5876 | 2679784.5023 | 1251271.7724
98 | 2679778.9596 | 1251256.3497 | 2679780.1117 | 1251255.8161
99 | 2679807.4033 | 1251223.2527 | 2679809.7957 | 1251241.2204 | 2679815.2876 | 1251253.477
100 | 2679807.4033 | 1251223.2527 | 2679809.5994 | 1251222.9091
101 | 2679784.5023 | 1251271.7724 | 2679786.7098 | 1251276.6913 | 2679786.2208 | 1251279.3645 | 2679783.6459 | 1251282.232 | 2679780.4175 | 1251283.9924
102 | 2679835.2933 | 1251216.7012 | 2679819.7714 | 1251221.3178 | 2679809.5994 | 1251222.9091
103 | 2679835.2933 | 1251216.7012 | 2679844.751 | 1251212.8469
104 | 2679835.2933 | 1251216.7012 | 2679837.2998 | 1251221.2872 | 2679839.9736 | 1251222.2906 | 2679848.4553 | 1251241.2435
105 | 2679855.0449 | 1251214.6991 | 2679845.6465 | 1251212.482 | 2679844.751 | 1251212.8469
106 | 2679855.0449 | 1251214.6991 | 2679875.1769 | 1251200.1783
107 | 2679875.1769 | 1251200.1783 | 2679885.8106 | 1251192.5084 | 2679889.7219 | 1251189.6619
108 | 2679793.61 | 1251166.5916 | 2679795.2277 | 1251169.8083
109 | 2679795.2277 | 1251169.8083 | 2679800.83 | 1251180.9481
110 | 2679790.5764 | 1251190.2684 | 2679802.6408 | 1251184.5488 | 2679800.83 | 1251180.9481
111 | 2679821.9198 | 1251144.2453 | 2679824.4776 | 1251153.2976 | 2679827.8502 | 1251159.5721
112 | 2679821.9198 | 1251144.2453 | 2679827.0558 | 1251142.9135 | 2679843.3709 | 1251138.2632 | 2679853.8331 | 1251135.4909 | 2679864.5863 | 1251132.04
113 | 2679835.1334 | 1251173.1224 | 2679827.8502 | 1251159.5721
114 | 2679864.5863 | 1251132.04 | 2679866.9341 | 1251131.2866 | 2679882.7553 | 1251125.7803
115 | 2679802.1864 | 1251136.4739 | 2679807.0712 | 1251136.9844 | 2679817.5662 | 1251135.6915 | 2679820.7392 | 1251134.9448 | 2679836.7494 | 1251131.0798 | 2679847.1521 | 1251127.7574
116 | 2679847.1521 | 1251127.7574 | 2679875.207 | 1251118.7973
117 | 2679797.82 | 1251116.5448 | 2679797.7013 | 1251107.4253 | 2679795.5851 | 1251096.4109
118 | 2679797.82 | 1251116.5448 | 2679812.3702 | 1251111.3799
119 | 2679903.7777 | 1251109.0445 | 2679879.6754 | 1251117.3702 | 2679875.207 | 1251118.7973
120 | 2679795.5851 | 1251096.4109 | 2679789.9035 | 1251085.443
121 | 2679812.3702 | 1251111.3799 | 2679820.2552 | 1251108.5809
122 | 2679836.0867 | 1251102.9612 | 2679820.2552 | 1251108.5809
123 | 2679849.115 | 1251060.6016 | 2679850.6509 | 1251066.3748 | 2679852.842 | 1251069.0285 | 2679866.0068 | 1251067.9898
124 | 2679866.0068 | 1251067.9898 | 2679877.878 | 1251067.0533 | 2679901.2892 | 1251057.3728 | 2679899.8212 | 1251053.7169 | 2679899.5039 | 1251049.2298
125 | 2679895.4256 | 1251027.0157 | 2679895.4256 | 1251027.0157 | 2679898.9232 | 1251030.1875 | 2679900.4601 | 1251036.5684 | 2679899.1429 | 1251044.1229 | 2679899.5039 | 1251049.2298
126 | 2679895.4256 | 1251027.0157 | 2679897.0678 | 1251017.7533 | 2679895.7101 | 1251013.1983 | 2679893.3098 | 1251010.942 | 2679888.5535 | 1251010.9779 | 2679888.1124 | 1251009.6439
127 | 2679775.876 | 1250761.1547 | 2679779.2822 | 1250768.3605 | 2679786.4482 | 1250774.5038
128 | 2679903.7777 | 1251109.0445 | 2679903.2747 | 1251106.6026 | 2679902.9837 | 1251103.552 | 2679903.3184 | 1251094.4053
129 | 2679911.8035 | 1251174.957 | 2679911.881 | 1251190.4695 | 2679925.4118 | 1251177.8982 | 2679929.8449 | 1251173.2768
130 | 2679911.8035 | 1251174.957 | 2679905.3116 | 1251178.3164 | 2679889.7219 | 1251189.6619
131 | 2679911.8035 | 1251174.957 | 2679911.881 | 1251190.4695 | 2679911.4609 | 1251209.8559 | 2679912.796 | 1251222.2386
132 | 2679929.8449 | 1251173.2768 | 2679931.3058 | 1251188.6412
133 | 2679962.1654 | 1251148.9058 | 2679944.5529 | 1251155.7066 | 2679940.5279 | 1251160.3001 | 2679935.7889 | 1251165.7736 | 2679930.7484 | 1251172.3327 | 2679929.8449 | 1251173.2768
134 | 2679912.796 | 1251222.2386 | 2679916.093 | 1251242.5092 | 2679916.754 | 1251256.1837 | 2679917.5426 | 1251281.0906 | 2679919.0563 | 1251288.0717 | 2679923.6329 | 1251293.5041
135 | 2679912.796 | 1251222.2386 | 2679899.9334 | 1251230.6158 | 2679888.6447 | 1251235.6198
136 | 2679962.1654 | 1251148.9058 | 2679963.0479 | 1251156.2231
137 | 2679962.1654 | 1251148.9058 | 2679970.0192 | 1251145.8762 | 2679989.4756 | 1251138.3665
138 | 2679962.1654 | 1251148.9058 | 2679970.0192 | 1251145.8762 | 2679974.483 | 1251132.8379 | 2679971.7145 | 1251130.4543 | 2679971.3145 | 1251126.5349 | 2679972.4516 | 1251121.7134 | 2679968.516 | 1251121.3489 | 2679966.9944 | 1251119.994
139 | 2679923.6329 | 1251293.5041 | 2679952.7558 | 1251265.4984 | 2679961.021 | 1251258.8272 | 2679972.0655 | 1251250.2086
140 | 2679871.2074 | 1251243.3492 | 2679888.6447 | 1251235.6198
141 | 2679966.9944 | 1251119.994 | 2679964.5902 | 1251123.0639 | 2679962.1052 | 1251126.5218 | 2679960.8248 | 1251127.9834
142 | 2679977.1787 | 1251246.2185 | 2679972.0655 | 1251250.2086
143 | 2679989.4756 | 1251138.3665 | 2679990.7785 | 1251145.8563

## bus_geodata
| x | y | coords
0 | 2679712.7539 | 1251211.461
1 | 2679725.1481 | 1251206.8224
2 | 2679739.8055 | 1251208.0983
3 | 2679748.3732 | 1251189.5999
4 | 2679738.5106 | 1251212.3285
5 | 2679739.8216 | 1251177.1868
6 | 2679759.7763 | 1251219.7281
7 | 2679693.9282 | 1251195.5053
8 | 2679702.9218 | 1251186.8532
9 | 2679726.6272 | 1251179.597
10 | 2679694.9582 | 1251166.6423
11 | 2679712.8266 | 1251160.3883
12 | 2679778.5462 | 1251152.5453
13 | 2679783.6651 | 1251146.8766
14 | 2679754.4601 | 1251150.8879
15 | 2679738.4045 | 1251153.6775
16 | 2679700.9745 | 1250838.5013
17 | 2679691.9106 | 1250814.8441
18 | 2679706.101 | 1250851.882
19 | 2679689.564 | 1250808.7192
20 | 2679711.1232 | 1250851.7272
21 | 2679684.1461 | 1250855.0348
22 | 2679688.6635 | 1250806.3687
23 | 2679727.1657 | 1250884.7673
24 | 2679722.628 | 1250849.441
25 | 2679742.3496 | 1250922.1325
26 | 2679799.8264 | 1250865.9008
27 | 2679742.7844 | 1250837.2129
28 | 2679763.5572 | 1250820.5465
29 | 2679792.9359 | 1250805.4267
30 | 2679746.034 | 1250834.4159
31 | 2679824.6948 | 1250790.4659
32 | 2679806.6128 | 1250747.4463
33 | 2679803.8318 | 1250743.7394
34 | 2679785.1563 | 1250754.5432
35 | 2679817.6068 | 1250861.5563
36 | 2679790.9116 | 1250833.504
37 | 2679730.1815 | 1250928.5075
38 | 2679743.633 | 1250925.4967
39 | 2679761.2625 | 1250914.1006
40 | 2679770.8078 | 1250910.047
41 | 2679780.2713 | 1250906.028
42 | 2679790.8994 | 1250901.2044
43 | 2679718.7679 | 1250935.7638
44 | 2679713.7064 | 1250943.2994
45 | 2679755.3832 | 1250937.7741
46 | 2679802.0634 | 1250895.1768
47 | 2679706.2028 | 1250944.4384
48 | 2679780.8977 | 1250942.6664
49 | 2679772.7603 | 1250959.447
50 | 2679796.2158 | 1250957.7059
51 | 2679765.0084 | 1250994.3068
52 | 2679795.2509 | 1250955.3578
53 | 2679765.2163 | 1251031.3875
54 | 2679792.8836 | 1251020.6964
55 | 2679769.7745 | 1251049.9848
56 | 2679801.1639 | 1251000.026
57 | 2679823.517 | 1251044.9816
58 | 2679755.4851 | 1251057.7871
59 | 2679773.6547 | 1251056.6522
60 | 2679797.6527 | 1251000.6569
61 | 2679797.6479 | 1250984.2003
62 | 2679854.5206 | 1250998.2766
63 | 2679837.057 | 1250986.7328
64 | 2679884.9197 | 1250999.9875
65 | 2679835.2791 | 1250990.9453
66 | 2679832.9282 | 1250970.4541
67 | 2679842.9201 | 1251037.3158
68 | 2679742.0525 | 1251040.0822
69 | 2679751.4572 | 1251059.9887
70 | 2679732.0145 | 1251070.2578
71 | 2679730.1297 | 1251071.1559
72 | 2679715.0922 | 1251078.3197
73 | 2679736.2873 | 1251085.599
74 | 2679736.4915 | 1251034.292
75 | 2679691.7949 | 1251088.769
76 | 2679733.4067 | 1251099.6988
77 | 2679736.6055 | 1251107.5694
78 | 2679756.1874 | 1251112.1747
79 | 2679778.8637 | 1251103.1015
80 | 2679795.0782 | 1251128.9948
81 | 2679786.0038 | 1251151.4671
82 | 2679765.1099 | 1251242.2503
83 | 2679770.022 | 1251222.1709
84 | 2679770.0876 | 1251260.4556
85 | 2679790.0194 | 1251224.3305
86 | 2679778.9596 | 1251256.3497
87 | 2679807.4033 | 1251223.2527
88 | 2679784.5023 | 1251271.7724
89 | 2679780.1117 | 1251255.8161
90 | 2679815.2876 | 1251253.477
91 | 2679809.5994 | 1251222.9091
92 | 2679780.4175 | 1251283.9924
93 | 2679835.2933 | 1251216.7012
94 | 2679844.751 | 1251212.8469
95 | 2679848.4553 | 1251241.2435
96 | 2679855.0449 | 1251214.6991
97 | 2679875.1769 | 1251200.1783
98 | 2679793.61 | 1251166.5916
99 | 2679795.2277 | 1251169.8083
100 | 2679800.83 | 1251180.9481
101 | 2679821.9198 | 1251144.2453
102 | 2679790.5764 | 1251190.2684
103 | 2679827.8502 | 1251159.5721
104 | 2679864.5863 | 1251132.04
105 | 2679802.1864 | 1251136.4739
106 | 2679847.1521 | 1251127.7574
107 | 2679797.82 | 1251116.5448
108 | 2679790.9358 | 1251128.2941
109 | 2679835.1334 | 1251173.1224
110 | 2679882.7553 | 1251125.7803
111 | 2679875.207 | 1251118.7973
112 | 2679795.5851 | 1251096.4109
113 | 2679812.3702 | 1251111.3799
114 | 2679789.9035 | 1251085.443
115 | 2679820.2552 | 1251108.5809
116 | 2679836.0867 | 1251102.9612
117 | 2679849.115 | 1251060.6016
118 | 2679866.0068 | 1251067.9898
119 | 2679899.5039 | 1251049.2298
120 | 2679895.4256 | 1251027.0157
121 | 2679888.1124 | 1251009.6439
122 | 2679794.5956 | 1250984.3927
123 | 2679829.8359 | 1250970.8127
124 | 2679797.3769 | 1250731.1768
125 | 2679775.876 | 1250761.1547
126 | 2679786.4482 | 1250774.5038
127 | 2679903.3184 | 1251094.4053
128 | 2679903.7777 | 1251109.0445
129 | 2679911.8035 | 1251174.957
130 | 2679929.8449 | 1251173.2768
131 | 2679889.7219 | 1251189.6619
132 | 2679912.796 | 1251222.2386
133 | 2679931.3058 | 1251188.6412
134 | 2679962.1654 | 1251148.9058
135 | 2679923.6329 | 1251293.5041
136 | 2679888.6447 | 1251235.6198
137 | 2679966.9944 | 1251119.994
138 | 2679960.8248 | 1251127.9834
139 | 2679871.2074 | 1251243.3493
140 | 2679972.0655 | 1251250.2086
141 | 2679977.1787 | 1251246.2185
142 | 2679963.0479 | 1251156.2231
143 | 2679989.4756 | 1251138.3665
144 | 2679990.7785 | 1251145.8563
145 | 2679807.9029 | 1251014.1938

## line_std_types
| c_nf_per_km | r_ohm_per_km | x_ohm_per_km | max_i_ka | type | q_mm2 | alpha | voltage_rating
NAYY 4x50 SE | 210 | 0.642 | 0.083 | 0.142 | cs | 50 | 0.00403 | LV
NAYY 4x120 SE | 264 | 0.225 | 0.08 | 0.242 | cs | 120 | 0.00403 | LV
NAYY 4x150 SE | 261 | 0.208 | 0.08 | 0.27 | cs | 150 | 0.00403 | LV
NA2XS2Y 1x95 RM/25 12/20 kV | 216 | 0.313 | 0.132 | 0.252 | cs | 95 | 0.00403 | MV
NA2XS2Y 1x185 RM/25 12/20 kV | 273 | 0.161 | 0.117 | 0.362 | cs | 185 | 0.00403 | MV
NA2XS2Y 1x240 RM/25 12/20 kV | 304 | 0.122 | 0.112 | 0.421 | cs | 240 | 0.00403 | MV
NA2XS2Y 1x95 RM/25 6/10 kV | 315 | 0.313 | 0.123 | 0.249 | cs | 95 | 0.00403 | MV
NA2XS2Y 1x185 RM/25 6/10 kV | 406 | 0.161 | 0.11 | 0.358 | cs | 185 | 0.00403 | MV
NA2XS2Y 1x240 RM/25 6/10 kV | 456 | 0.122 | 0.105 | 0.416 | cs | 240 | 0.00403 | MV
NA2XS2Y 1x150 RM/25 12/20 kV | 250 | 0.206 | 0.116 | 0.319 | cs | 150 | 0.00403 | MV
NA2XS2Y 1x120 RM/25 12/20 kV | 230 | 0.253 | 0.119 | 0.283 | cs | 120 | 0.00403 | MV
NA2XS2Y 1x70 RM/25 12/20 kV | 190 | 0.443 | 0.132 | 0.22 | cs | 70 | 0.00403 | MV
NA2XS2Y 1x150 RM/25 6/10 kV | 360 | 0.206 | 0.11 | 0.315 | cs | 150 | 0.00403 | MV
NA2XS2Y 1x120 RM/25 6/10 kV | 340 | 0.253 | 0.113 | 0.28 | cs | 120 | 0.00403 | MV
NA2XS2Y 1x70 RM/25 6/10 kV | 280 | 0.443 | 0.123 | 0.217 | cs | 70 | 0.00403 | MV
N2XS(FL)2Y 1x120 RM/35 64/110 kV | 112 | 0.153 | 0.166 | 0.366 | cs | 120 | 0.00393 | HV
N2XS(FL)2Y 1x185 RM/35 64/110 kV | 125 | 0.099 | 0.156 | 0.457 | cs | 185 | 0.00393 | HV
N2XS(FL)2Y 1x240 RM/35 64/110 kV | 135 | 0.075 | 0.149 | 0.526 | cs | 240 | 0.00393 | HV
N2XS(FL)2Y 1x300 RM/35 64/110 kV | 144 | 0.06 | 0.144 | 0.588 | cs | 300 | 0.00393 | HV
15-AL1/3-ST1A 0.4 | 11 | 1.8769 | 0.35 | 0.105 | ol | 16 | 0.00403 | LV
24-AL1/4-ST1A 0.4 | 11.25 | 1.2012 | 0.335 | 0.14 | ol | 24 | 0.00403 | LV
48-AL1/8-ST1A 0.4 | 12.2 | 0.5939 | 0.3 | 0.21 | ol | 48 | 0.00403 | LV
94-AL1/15-ST1A 0.4 | 13.2 | 0.306 | 0.29 | 0.35 | ol | 94 | 0.00403 | LV
34-AL1/6-ST1A 10.0 | 9.7 | 0.8342 | 0.36 | 0.17 | ol | 34 | 0.00403 | MV
48-AL1/8-ST1A 10.0 | 10.1 | 0.5939 | 0.35 | 0.21 | ol | 48 | 0.00403 | MV
70-AL1/11-ST1A 10.0 | 10.4 | 0.4132 | 0.339 | 0.29 | ol | 70 | 0.00403 | MV
94-AL1/15-ST1A 10.0 | 10.75 | 0.306 | 0.33 | 0.35 | ol | 94 | 0.00403 | MV
122-AL1/20-ST1A 10.0 | 11.1 | 0.2376 | 0.323 | 0.41 | ol | 122 | 0.00403 | MV
149-AL1/24-ST1A 10.0 | 11.25 | 0.194 | 0.315 | 0.47 | ol | 149 | 0.00403 | MV
34-AL1/6-ST1A 20.0 | 9.15 | 0.8342 | 0.382 | 0.17 | ol | 34 | 0.00403 | MV
48-AL1/8-ST1A 20.0 | 9.5 | 0.5939 | 0.372 | 0.21 | ol | 48 | 0.00403 | MV
70-AL1/11-ST1A 20.0 | 9.7 | 0.4132 | 0.36 | 0.29 | ol | 70 | 0.00403 | MV
94-AL1/15-ST1A 20.0 | 10 | 0.306 | 0.35 | 0.35 | ol | 94 | 0.00403 | MV
122-AL1/20-ST1A 20.0 | 10.3 | 0.2376 | 0.344 | 0.41 | ol | 122 | 0.00403 | MV
149-AL1/24-ST1A 20.0 | 10.5 | 0.194 | 0.337 | 0.47 | ol | 149 | 0.00403 | MV
184-AL1/30-ST1A 20.0 | 10.75 | 0.1571 | 0.33 | 0.535 | ol | 184 | 0.00403 | MV
243-AL1/39-ST1A 20.0 | 11 | 0.1188 | 0.32 | 0.645 | ol | 243 | 0.00403 | MV
48-AL1/8-ST1A 110.0 | 8 | 0.5939 | 0.46 | 0.21 | ol | 48 | 0.00403 | HV
70-AL1/11-ST1A 110.0 | 8.4 | 0.4132 | 0.45 | 0.29 | ol | 70 | 0.00403 | HV
94-AL1/15-ST1A 110.0 | 8.65 | 0.306 | 0.44 | 0.35 | ol | 94 | 0.00403 | HV
122-AL1/20-ST1A 110.0 | 8.5 | 0.2376 | 0.43 | 0.41 | ol | 122 | 0.00403 | HV
149-AL1/24-ST1A 110.0 | 8.75 | 0.194 | 0.41 | 0.47 | ol | 149 | 0.00403 | HV
184-AL1/30-ST1A 110.0 | 8.8 | 0.1571 | 0.4 | 0.535 | ol | 184 | 0.00403 | HV
243-AL1/39-ST1A 110.0 | 9 | 0.1188 | 0.39 | 0.645 | ol | 243 | 0.00403 | HV
305-AL1/39-ST1A 110.0 | 9.2 | 0.0949 | 0.38 | 0.74 | ol | 305 | 0.00403 | HV
490-AL1/64-ST1A 110.0 | 9.75 | 0.059 | 0.37 | 0.96 | ol | 490 | 0.00403 | HV
679-AL1/86-ST1A 110.0 | 9.95 | 0.042 | 0.36 | 1.15 | ol | 679 | 0.00403 | HV
490-AL1/64-ST1A 220.0 | 10 | 0.059 | 0.285 | 0.96 | ol | 490 | 0.00403 | HV
679-AL1/86-ST1A 220.0 | 11.7 | 0.042 | 0.275 | 1.15 | ol | 679 | 0.00403 | HV
490-AL1/64-ST1A 380.0 | 11 | 0.059 | 0.253 | 0.96 | ol | 490 | 0.00403 | HV
679-AL1/86-ST1A 380.0 | 14.6 | 0.042 | 0.25 | 1.15 | ol | 679 | 0.00403 | HV

## trafo_std_types
| i0_percent | pfe_kw | vkr_percent | sn_mva | vn_lv_kv | vn_hv_kv | vk_percent | shift_degree | vector_group | tap_side | tap_neutral | tap_min | tap_max | tap_step_degree | tap_step_percent | tap_phase_shifter
160 MVA 380/110 kV | 0.06 | 60 | 0.25 | 160 | 110 | 380 | 12.2 | 0 | Yy0 | hv | 0 | -9 | 9 | 0 | 1.5 | FALSE
100 MVA 220/110 kV | 0.06 | 55 | 0.26 | 100 | 110 | 220 | 12 | 0 | Yy0 | hv | 0 | -9 | 9 | 0 | 1.5 | FALSE
63 MVA 110/20 kV | 0.04 | 22 | 0.32 | 63 | 20 | 110 | 18 | 150 | YNd5 | hv | 0 | -9 | 9 | 0 | 1.5 | FALSE
40 MVA 110/20 kV | 0.05 | 18 | 0.34 | 40 | 20 | 110 | 16.2 | 150 | YNd5 | hv | 0 | -9 | 9 | 0 | 1.5 | FALSE
25 MVA 110/20 kV | 0.07 | 14 | 0.41 | 25 | 20 | 110 | 12 | 150 | YNd5 | hv | 0 | -9 | 9 | 0 | 1.5 | FALSE
63 MVA 110/10 kV | 0.04 | 22 | 0.32 | 63 | 10 | 110 | 18 | 150 | YNd5 | hv | 0 | -9 | 9 | 0 | 1.5 | FALSE
40 MVA 110/10 kV | 0.05 | 18 | 0.34 | 40 | 10 | 110 | 16.2 | 150 | YNd5 | hv | 0 | -9 | 9 | 0 | 1.5 | FALSE
25 MVA 110/10 kV | 0.07 | 14 | 0.41 | 25 | 10 | 110 | 12 | 150 | YNd5 | hv | 0 | -9 | 9 | 0 | 1.5 | FALSE
0.25 MVA 20/0.4 kV | 0.32 | 0.8 | 1.44 | 0.25 | 0.4 | 20 | 6 | 150 | Yzn5 | hv | 0 | -2 | 2 | 0 | 2.5 | FALSE
0.4 MVA 20/0.4 kV | 0.3375 | 1.35 | 1.425 | 0.4 | 0.4 | 20 | 6 | 150 | Dyn5 | hv | 0 | -2 | 2 | 0 | 2.5 | FALSE
0.63 MVA 20/0.4 kV | 0.2619 | 1.65 | 1.206 | 0.63 | 0.4 | 20 | 6 | 150 | Dyn5 | hv | 0 | -2 | 2 | 0 | 2.5 | FALSE
0.25 MVA 10/0.4 kV | 0.24 | 0.6 | 1.2 | 0.25 | 0.4 | 10 | 4 | 150 | Dyn5 | hv | 0 | -2 | 2 | 0 | 2.5 | FALSE
0.4 MVA 10/0.4 kV | 0.2375 | 0.95 | 1.325 | 0.4 | 0.4 | 10 | 4 | 150 | Dyn5 | hv | 0 | -2 | 2 | 0 | 2.5 | FALSE
0.63 MVA 10/0.4 kV | 0.1873 | 1.18 | 1.0794 | 0.63 | 0.4 | 10 | 4 | 150 | Dyn5 | hv | 0 | -2 | 2 | 0 | 2.5 | FALSE

## trafo3w_std_types
| sn_hv_mva | sn_mv_mva | sn_lv_mva | vn_hv_kv | vn_mv_kv | vn_lv_kv | vk_hv_percent | vk_mv_percent | vk_lv_percent | vkr_hv_percent | vkr_mv_percent | vkr_lv_percent | pfe_kw | i0_percent | shift_mv_degree | shift_lv_degree | vector_group | tap_side | tap_neutral | tap_min | tap_max | tap_step_percent
63/25/38 MVA 110/20/10 kV | 63 | 25 | 38 | 110 | 20 | 10 | 10.4 | 10.4 | 10.4 | 0.28 | 0.32 | 0.35 | 35 | 0.89 | 0 | 0 | YN0yn0yn0 | hv | 0 | -10 | 10 | 1.2
63/25/38 MVA 110/10/10 kV | 63 | 25 | 38 | 110 | 10 | 10 | 10.4 | 10.4 | 10.4 | 0.28 | 0.32 | 0.35 | 35 | 0.89 | 0 | 0 | YN0yn0yn0 | hv | 0 | -10 | 10 | 1.2

## fuse_std_types
| fuse_type | i_rated_a | t_avg | t_min | t_total | x_avg | x_min | x_total
HV 100A | HV 100A | 100 | 0 | [10.0, 3.64, 0.854, 0.281, 0.1, 0.0531, 0.022, 0.01] | [10.0, 4.267, 1.21, 0.403, 0.1, 0.058, 0.022, 0.01] | 0 | [300.0, 350.0, 450.0, 550.0, 700.0, 850.0, 1200.0, 1752.0] | [600.0, 700.0, 900.0, 1150.0, 1665.0, 2000.0, 3000.0, 4313.0]
HV 10A | HV 10A | 10 | 0 | [10.0, 1675.0, 0.344, 0.156, 0.1, 0.0417, 0.0171, 0.01] | [10.0, 1.3, 0.3, 0.155, 0.1, 0.0555, 0.023, 0.01] | 0 | [30.0, 32.0, 35.0, 37.0, 39.0, 50.0, 70.0, 88.0] | [60.0, 70.0, 80.0, 87.0, 94.0, 110.0, 150.0, 216.0]
HV 125A | HV 125A | 125 | 0 | [10.0, 1.82, 0.344, 0.1, 0.0467, 0.0269, 0.01] | [10.0, 2.478, 0.426, 0.1, 0.0427, 0.0211, 0.01] | 0 | [375.0, 500.0, 700.0, 925.0, 1200.0, 1500.0, 2341.0] | [750.0, 1000.0, 1500.0, 2200.0, 3000.0, 4000.0, 5765.0]
HV 160A | HV 160A | 160 | 0 | [10.0, 4.15, 1.03, 0.198, 0.1, 0.051, 0.0172, 0.01] | [10.0, 2.3, 0.734, 0.274, 0.1, 0.046, 0.0177, 0.01] | 0 | [480.0, 550.0, 700.0, 1000.0, 1260.0, 1600.0, 2500.0, 3227.0] | [960.0, 1300.0, 1700.0, 2200.0, 2996.0, 4000.0, 6000.0, 7946.0]
HV 16A | HV 16A | 16 | 0 | [10.0, 0.352, 0.164, 0.1, 0.0649, 0.0342, 0.01] | [10.0, 2.34, 0.722, 0.181, 0.1, 0.055, 0.0296, 0.01] | 0 | [48.0, 60.0, 65.0, 71.0, 80.0, 100.0, 162.0] | [96.0, 110.0, 125.0, 150.0, 168.0, 200.0, 250.0, 398.0]
HV 200A | HV 200A | 200 | 0 | [10.0, 4.267, 1.21, 0.403, 0.1, 0.058, 0.022, 0.01] | [10.0, 3.73, 1.654, 0.328, 0.1, 0.0531, 0.019, 0.01] | 0 | [600.0, 700.0, 900.0, 1150.0, 1665.0, 2000.0, 3000.0, 4313.0] | [1200.0, 1500.0, 1800.0, 2700.0, 3960.0, 5000.0, 7500.0, 10620.0]
HV 20A | HV 20A | 20 | 0 | [10.0, 1.3, 0.3, 0.155, 0.1, 0.0555, 0.023, 0.01] | [10.0, 1.3, 0.161, 0.1, 0.0611, 0.0399, 0.0141, 0.01] | 0 | [60.0, 70.0, 80.0, 87.0, 94.0, 110.0, 150.0, 216.0] | [120.0, 150.0, 200.0, 223.0, 260.0, 300.0, 450.0, 532.0]
HV 25A | HV 25A | 25 | 0 | [10.0, 2.512, 0.833, 0.299, 0.1, 0.0372, 0.0223, 0.01] | [10.0, 3.125, 0.597, 0.198, 0.1, 0.0378, 0.022, 0.01] | 0 | [75.0, 82.0, 90.0, 100.0, 124.0, 170.0, 200.0, 289.0] | [150.0, 170.0, 210.0, 250.0, 294.0, 400.0, 500.0, 711.0]
HV 31.5A | HV 31.5A | 31.5 | 0 | [10.0, 2.34, 0.722, 0.181, 0.1, 0.055, 0.0296, 0.01] | [10.0, 2.84, 0.368, 0.164, 0.1, 0.0621, 0.0378, 0.0195, 0.01] | 0 | [95.0, 110.0, 125.0, 150.0, 165.0, 200.0, 250.0, 390.0] | [189.0, 220.0, 300.0, 350.0, 393.0, 450.0, 530.0, 700.0, 960.0]
HV 40A | HV 40A | 40 | 0 | [10.0, 1.3, 0.161, 0.1, 0.0611, 0.0399, 0.0141, 0.01] | [10.0, 2.05, 0.369, 0.198, 0.1, 0.051, 0.0298, 0.01] | 0 | [120.0, 150.0, 200.0, 223.0, 260.0, 300.0, 450.0, 532.0] | [240.0, 300.0, 400.0, 450.0, 530.0, 650.0, 800.0, 1311.0]
HV 50A | HV 50A | 50 | 0 | [10.0, 3.215, 0.597, 0.198, 0.1, 0.0378, 0.022, 0.01] | [10.0, 3.64, 0.854, 0.281, 0.1, 0.0531, 0.022, 0.01] | 0 | [150.0, 170.0, 210.0, 250.0, 294.0, 400.0, 500.0, 711.0] | [300.0, 350.0, 450.0, 550.0, 700.0, 850.0, 1200.0, 1752.0]
HV 6.3A | HV 6.3A | 6.3 | 0 | [10.0, 1.39, 0.344, 0.168, 0.1, 0.056, 0.0263, 0.01] | [10.0, 1.711, 0.516, 0.198, 0.1, 0.0634, 0.0303, 0.01] | 0 | [19.0, 19.5, 20.4, 20.8, 22.0, 25.0, 32.0, 48.0] | [38.0, 40.0, 43.0, 48.0, 53.0, 60.0, 75.0, 118.0]
HV 63A | HV 63A | 63 | 0 | [10.0, 2.84, 0.368, 0.164, 0.1, 0.0621, 0.0378, 0.0195, 0.01] | [10.0, 1.82, 0.344, 0.1, 0.0467, 0.0269, 0.01] | 0 | [189.0, 220.0, 300.0, 350.0, 393.0, 450.0, 530.0, 700.0, 961.0] | [378.0, 500.0, 700.0, 934.0, 1200.0, 1500.0, 2366.0]
HV 80A | HV 80A | 80 | 0 | [10.0, 2.05, 0.369, 0.198, 0.1, 0.051, 0.0298, 0.01] | [10.0, 4.15, 1.03, 0.198, 0.1, 0.051, 0.0172, 0.01] | 0 | [240.0, 300.0, 400.0, 450.0, 530.0, 650.0, 800.0, 1311.0] | [480.0, 550.0, 700.0, 1000.0, 1260.0, 1600.0, 2500.0, 3227.0]
Siemens NH-1-100 | Siemens NH-1-100 | 100 | [5400.0, 2000.0, 400.0, 20.0, 1.0, 0.2, 0.012, 0.004] | 0 | 0 | [150.0, 190.0, 250.0, 430.0, 900.0, 1250.0, 2700.0, 3600.0] | 0 | 0
Siemens NH-1-125 | Siemens NH-1-125 | 125 | [4800.0, 120.0, 7.0, 0.1, 0.004] | 0 | 0 | [180.0, 400.0, 740.0, 2000.0, 4250.0] | 0 | 0
Siemens NH-1-16 | Siemens NH-1-16 | 16 | [4000.0, 400.0, 2.0, 0.1, 0.04, 0.01] | 0 | 0 | [26.0, 35.0, 75.0, 150.0, 200.0, 300.0] | 0 | 0
Siemens NH-1-160 | Siemens NH-1-160 | 160 | [4800.0, 120.0, 7.0, 0.1, 0.004] | 0 | 0 | [210.0, 500.0, 900.0, 2300.0, 5000.0] | 0 | 0
Siemens NH-1-25 | Siemens NH-1-25 | 25 | [4000.0, 1000.0, 10.0, 0.2, 0.02, 0.01] | 0 | 0 | [40.0, 50.0, 100.0, 210.0, 400.0, 500.0] | 0 | 0
Siemens NH-1-50 | Siemens NH-1-50 | 50 | [4000.0, 40.0, 4.0, 1.0, 0.02, 0.01] | 0 | 0 | [86.0, 200.0, 300.0, 400.0, 1000.0, 1280.0] | 0 | 0
Siemens NH-1-63 | Siemens NH-1-63 | 63 | [4000.0, 100.0, 10.0, 2.0, 0.04, 0.01] | 0 | 0 | [100.0, 200.0, 300.0, 400.0, 1000.0, 1500.0] | 0 | 0
Siemens NH-1-80 | Siemens NH-1-80 | 80 | [4800.0, 120.0, 7.0, 0.1, 0.01] | 0 | 0 | [150.58, 250.0, 450.0, 1150.0, 2470.0] | 0 | 0
Siemens NH-2-1000 | Siemens NH-2-1000 | 1000 | [4800.0, 120.0, 7.0, 0.1, 0.004] | 0 | 0 | [1900.0, 3500.0, 8400.0, 24000.0, 52000.0] | 0 | 0
Siemens NH-2-200 | Siemens NH-2-200 | 200 | [4800.0, 120.0, 7.0, 0.1, 0.004] | 0 | 0 | [280.0, 650.0, 1200.0, 3000.0, 7000.0] | 0 | 0
Siemens NH-2-224 | Siemens NH-2-224 | 224 | [4800.0, 120.0, 7.0, 0.2, 0.04, 0.004] | 0 | 0 | [400.0, 750.0, 1453.0, 3025.0, 4315.0, 7600.0] | 0 | 0
Siemens NH-2-250 | Siemens NH-2-250 | 250 | [4800.0, 120.0, 7.0, 0.1, 0.004] | 0 | 0 | [450.0, 800.0, 1650.0, 4000.0, 8500.0] | 0 | 0
Siemens NH-2-315 | Siemens NH-2-315 | 315 | [4800.0, 120.0, 7.0, 0.1, 0.004] | 0 | 0 | [550.0, 920.0, 1900.0, 5000.0, 11000.0] | 0 | 0
Siemens NH-2-355 | Siemens NH-2-355 | 355 | [4800.0, 120.0, 6.0, 0.1, 0.004] | 0 | 0 | [650.0, 1116.27, 2350.0, 5840.0, 12790.0] | 0 | 0
Siemens NH-2-400 | Siemens NH-2-400 | 400 | [4800.0, 120.0, 7.0, 0.1, 0.004] | 0 | 0 | [720.0, 1350.0, 2800.0, 6500.0, 15000.0] | 0 | 0
Siemens NH-2-425 | Siemens NH-2-425 | 425 | [4800.0, 120.0, 7.0, 0.1, 0.004] | 0 | 0 | [850.0, 1500.0, 3050.0, 7500.0, 16500.0] | 0 | 0
Siemens NH-2-630 | Siemens NH-2-630 | 630 | [4800.0, 120.0, 7.0, 0.1, 0.004] | 0 | 0 | [1200.0, 2000.0, 4800.0, 12000.0, 26000.0] | 0 | 0

## res_bus
| vm_pu | va_degree | p_mw | q_mvar
0 | 0.97692 | -0.44406 | 0.0045014 | 0.0011282
1 | 0.97697 | -0.44297 | 0.0036967 | 0.00092647
2 | 0.97709 | -0.44074 | 0 | 0
3 | 0.97767 | -0.4293 | 0 | 0
4 | 0.97697 | -0.44306 | 0 | 0
5 | 0.97813 | -0.42038 | 0.0035378 | 0.00088665
6 | 0.97637 | -0.45487 | 0.006024 | 0.0015097
7 | 0.97917 | -0.39997 | 0.0065923 | 0.0016522
8 | 0.97927 | -0.39798 | 0 | 0
9 | 0.97852 | -0.41265 | 0.0035494 | 0.00088956
10 | 0.97996 | -0.38449 | 0.0052746 | 0.0013219
11 | 0.98059 | -0.3723 | 0.0046729 | 0.0011711
12 | 0.98296 | -0.3262 | 0 | 0
13 | 0.98323 | -0.32086 | 0 | 0
14 | 0.98206 | -0.34361 | 0.0042578 | 0.0010671
15 | 0.98149 | -0.35473 | 0.0042743 | 0.0010712
16 | 0.98215 | -0.34308 | 0.008983 | 0.0022513
17 | 0.98161 | -0.35356 | 0.010407 | 0.0026083
18 | 0.98257 | -0.33483 | 0 | 0
19 | 0.98154 | -0.35505 | 0.010437 | 0.0026157
20 | 0.98275 | -0.33142 | 0 | 0
21 | 0.98245 | -0.33716 | 0.0058138 | 0.0014571
22 | 0.98153 | -0.35514 | 0.0020482 | 0.00051334
23 | 0.98582 | -0.27157 | 0 | 0
24 | 0.98218 | -0.34257 | 0.004911 | 0.0012308
25 | 0.99047 | -0.18173 | 0 | 0
26 | 0.98344 | -0.31792 | 0.018551 | 0.0046493
27 | 0.98113 | -0.36304 | 0.013762 | 0.003449
28 | 0.98047 | -0.37594 | 0.0057702 | 0.0014462
29 | 0.97987 | -0.38764 | 0.0047283 | 0.001185
30 | 0.98099 | -0.36567 | 0.0085476 | 0.0021422
31 | 0.97939 | -0.39706 | 0 | 0
32 | 0.97875 | -0.4096 | 0 | 0
33 | 0.97873 | -0.41008 | 0 | 0
34 | 0.97856 | -0.41337 | 0.0041175 | 0.001032
35 | 0.98318 | -0.32313 | 0 | 0
36 | 0.98239 | -0.33846 | 0.015777 | 0.0039541
37 | 0.99027 | -0.18563 | 0.005366 | 0.0013448
38 | 0.99076 | -0.17621 | 0 | 0
39 | 0.98987 | -0.1934 | 0.0036721 | 0.00092031
40 | 0.9896 | -0.19862 | 0.006467 | 0.0016208
41 | 0.9894 | -0.20261 | 0.0063731 | 0.0015973
42 | 0.98923 | -0.20582 | 0.0064901 | 0.0016266
43 | 0.99014 | -0.1882 | 0.0053641 | 0.0013444
44 | 0.9907 | -0.17742 | 0.0019446 | 0.00048737
45 | 0.9915 | -0.16188 | 0.0082606 | 0.0020703
46 | 0.98913 | -0.20784 | 0.0089482 | 0.0022426
47 | 0.99007 | -0.18963 | 0.0052756 | 0.0013222
48 | 0.9926 | -0.14081 | 0 | 0
49 | 0.99339 | -0.12575 | 0 | 0
50 | 0.99321 | -0.12911 | 0 | 0
51 | 0.99496 | -0.095584 | 0.0055513 | 0.0013913
52 | 0.9932 | -0.12945 | 0.0076565 | 0.0019189
53 | 0.99664 | -0.063615 | 0 | 0
54 | 1 | 0 | -0.57475 | -0.14683
55 | 0.99533 | -0.088498 | 0 | 0
56 | 0.99968 | -0.0061018 | 0 | 0
57 | 0.9972 | -0.053671 | 0.0090281 | 0.0022626
58 | 0.99424 | -0.10911 | 0 | 0
59 | 0.99527 | -0.089542 | 0.0076958 | 0.0019288
60 | 0.99967 | -0.0064234 | 0.0051851 | 0.0012995
61 | 0.99959 | -0.0078598 | 0 | 0
62 | 0.99168 | -0.1602 | 0 | 0
63 | 0.99142 | -0.1652 | 0 | 0
64 | 0.99199 | -0.1541 | 0 | 0
65 | 0.9914 | -0.16558 | 0.004757 | 0.0011922
66 | 0.99133 | -0.16698 | 0 | 0
67 | 0.99618 | -0.073228 | 0.008522 | 0.0021358
68 | 0.99395 | -0.11475 | 0.0047722 | 0.001196
69 | 0.99395 | -0.1147 | 0.0060652 | 0.0015201
70 | 0.99258 | -0.14092 | 0.0057026 | 0.0014292
71 | 0.99245 | -0.14336 | 0 | 0
72 | 0.99229 | -0.14653 | 0.0056848 | 0.0014247
73 | 0.99153 | -0.16098 | 0.0034364 | 0.00086125
74 | 0.9939 | -0.11579 | 0.0074045 | 0.0018557
75 | 0.99217 | -0.14882 | 0.0050667 | 0.0012698
76 | 0.99039 | -0.18269 | 0.0035332 | 0.0008855
77 | 0.98991 | -0.192 | 0.0013999 | 0.00035085
78 | 0.98832 | -0.22251 | 0.0033993 | 0.00085195
79 | 0.98695 | -0.24888 | 0.0034981 | 0.0008767
80 | 0.98422 | -0.30172 | 0 | 0
81 | 0.98303 | -0.32485 | 0 | 0
82 | 0.97582 | -0.46569 | 0.003433 | 0.00086039
83 | 0.9761 | -0.46012 | 0 | 0
84 | 0.97562 | -0.4696 | 0 | 0
85 | 0.97566 | -0.46878 | 0 | 0
86 | 0.97552 | -0.4716 | 0 | 0
87 | 0.97528 | -0.47627 | 0 | 0
88 | 0.9754 | -0.47384 | 0.0044704 | 0.0011204
89 | 0.97551 | -0.47168 | 0.0037309 | 0.00093504
90 | 0.97506 | -0.48049 | 0.0072895 | 0.0018269
91 | 0.97523 | -0.47716 | 0.0084291 | 0.0021125
92 | 0.97536 | -0.47469 | 0.0029894 | 0.00074922
93 | 0.97475 | -0.48668 | 0 | 0
94 | 0.97458 | -0.49004 | 0.0055799 | 0.0013985
95 | 0.97457 | -0.49026 | 0.0068201 | 0.0017093
96 | 0.97442 | -0.49326 | 0 | 0
97 | 0.97403 | -0.50078 | 0.0043036 | 0.0010786
98 | 0.98271 | -0.33106 | 0.0052066 | 0.0013049
99 | 0.98266 | -0.33205 | 0.005216 | 0.0013073
100 | 0.98255 | -0.33428 | 0.005088 | 0.0012752
101 | 0.98225 | -0.34002 | 0 | 0
102 | 0.98247 | -0.3358 | 0.0048429 | 0.0012138
103 | 0.98209 | -0.34311 | 0.0050774 | 0.0012725
104 | 0.98175 | -0.34983 | 0.0061276 | 0.0015357
105 | 0.98404 | -0.30519 | 0 | 0
106 | 0.98336 | -0.31854 | 0.0043668 | 0.0010944
107 | 0.98486 | -0.28929 | 0 | 0
108 | 0.98421 | -0.30192 | 0.0026512 | 0.00066445
109 | 0.98202 | -0.34458 | 0.0052691 | 0.0013206
110 | 0.98164 | -0.35195 | 0.0060964 | 0.0015279
111 | 0.98304 | -0.32476 | 0.0048503 | 0.0012156
112 | 0.98595 | -0.26809 | 0 | 0
113 | 0.98464 | -0.29355 | 0.0034777 | 0.0008716
114 | 0.98589 | -0.26941 | 0.0059401 | 0.0014887
115 | 0.98455 | -0.29534 | 0.0057019 | 0.001429
116 | 0.98445 | -0.29721 | 0.006188 | 0.0015509
117 | 0.99519 | -0.09225 | 0.0061946 | 0.0015525
118 | 0.99439 | -0.10767 | 0.0059291 | 0.001486
119 | 0.99302 | -0.1341 | 0.0074558 | 0.0018686
120 | 0.99247 | -0.14488 | 0.0076235 | 0.0019106
121 | 0.99209 | -0.15228 | 0.0076204 | 0.0019099
122 | 0.99958 | -0.0081487 | 0.005431 | 0.0013611
123 | 0.99131 | -0.16727 | 0.0053168 | 0.0013325
124 | 0.97865 | -0.41154 | 0.0056711 | 0.0014213
125 | 0.9785 | -0.4146 | 0.0031175 | 0.00078131
126 | 0.97847 | -0.41519 | 0.0018651 | 0.00046744
127 | 0.98276 | -0.33031 | 0.0068505 | 0.0017169
128 | 0.98285 | -0.32849 | 0 | 0
129 | 0.97343 | -0.51273 | 0 | 0
130 | 0.97317 | -0.51785 | 0 | 0
131 | 0.97378 | -0.50588 | 0.0056655 | 0.0014199
132 | 0.97311 | -0.51894 | 0 | 0
133 | 0.97307 | -0.51972 | 0.0065623 | 0.0016447
134 | 0.97276 | -0.52593 | 0 | 0
135 | 0.97293 | -0.52261 | 0 | 0
136 | 0.97266 | -0.52791 | 0.0086301 | 0.0021629
137 | 0.97247 | -0.53176 | 0 | 0
138 | 0.97239 | -0.5332 | 0.0077709 | 0.0019476
139 | 0.9725 | -0.53106 | 0.0089642 | 0.0022466
140 | 0.9726 | -0.52913 | 0.0056169 | 0.0014077
141 | 0.97257 | -0.52976 | 0.0052597 | 0.0013182
142 | 0.97272 | -0.52681 | 0.0065158 | 0.001633
143 | 0.97258 | -0.52955 | 0 | 0
144 | 0.97253 | -0.53049 | 0.006721 | 0.0016844
145 | 0.99998 | 149.9956 | 0 | 0

## res_line
| p_from_mw | q_from_mvar | p_to_mw | q_to_mvar | pl_mw | ql_mvar | i_from_ka | i_to_ka | i_ka | vm_from_pu | va_from_degree | vm_to_pu | va_to_degree | loading_percent
0 | -0.0045014 | -0.0011282 | 0.0045017 | 0.0011282 | 2.333e-07 | -1.6393e-08 | 0.0068565 | 0.0068564 | 0.0068565 | 0.97692 | -0.44406 | 0.97697 | -0.44297 | 1.8837
1 | -0.0081983 | -0.0020546 | 0.0081992 | 0.002055 | 8.7335e-07 | 3.7188e-07 | 0.012487 | 0.012487 | 0.012487 | 0.97697 | -0.44297 | 0.97709 | -0.44074 | 3.4304
2 | -0.12332 | -0.03102 | 0.12339 | 0.031062 | 6.7417e-05 | 4.2125e-05 | 0.18785 | 0.18785 | 0.18785 | 0.97709 | -0.44074 | 0.97767 | -0.4293 | 12.902
3 | 0.11513 | 0.028965 | -0.11511 | -0.028957 | 1.2752e-05 | 7.9397e-06 | 0.17537 | 0.17537 | 0.17537 | 0.97709 | -0.44074 | 0.97697 | -0.44306 | 12.0444
4 | -0.12339 | -0.031062 | 0.12344 | 0.031095 | 5.2654e-05 | 3.29e-05 | 0.18785 | 0.18785 | 0.18785 | 0.97767 | -0.4293 | 0.97813 | -0.42038 | 12.9019
5 | 0.11511 | 0.028957 | -0.11505 | -0.028916 | 6.4949e-05 | 4.044e-05 | 0.17537 | 0.17537 | 0.17537 | 0.97697 | -0.44306 | 0.97637 | -0.45487 | 12.0444
6 | -0.12698 | -0.031982 | 0.12703 | 0.032011 | 4.6952e-05 | 2.9376e-05 | 0.19323 | 0.19323 | 0.19323 | 0.97813 | -0.42038 | 0.97852 | -0.41265 | 13.2716
7 | 0.10902 | 0.027407 | -0.109 | -0.02739 | 2.7297e-05 | 1.6943e-05 | 0.16619 | 0.16619 | 0.16619 | 0.97637 | -0.45487 | 0.9761 | -0.46012 | 11.4139
8 | -0.0065923 | -0.0016522 | 0.006593 | 0.0016524 | 6.2598e-07 | 1.914e-07 | 0.010018 | 0.010018 | 0.010018 | 0.97917 | -0.39997 | 0.97927 | -0.39798 | 2.7522
9 | -0.13726 | -0.03461 | 0.13735 | 0.034666 | 8.863e-05 | 5.563e-05 | 0.20865 | 0.20865 | 0.20865 | 0.97927 | -0.39798 | 0.97996 | -0.38449 | 14.3303
10 | 0.13067 | 0.032958 | -0.13058 | -0.0329 | 9.1715e-05 | 5.745e-05 | 0.19863 | 0.19863 | 0.19863 | 0.97927 | -0.39798 | 0.97852 | -0.41265 | 13.6423
11 | -0.14263 | -0.035988 | 0.14271 | 0.03604 | 8.331e-05 | 5.2364e-05 | 0.21666 | 0.21666 | 0.21666 | 0.97996 | -0.38449 | 0.98059 | -0.3723 | 14.8803
12 | -0.14738 | -0.037211 | 0.14751 | 0.037289 | 0.00012419 | 7.8142e-05 | 0.22375 | 0.22375 | 0.22375 | 0.98059 | -0.3723 | 0.98149 | -0.35473 | 15.3673
13 | -0.15625 | -0.039561 | 0.15629 | 0.039586 | 4.0059e-05 | 2.5251e-05 | 0.23668 | 0.23668 | 0.23668 | 0.98296 | -0.3262 | 0.98323 | -0.32086 | 16.2554
14 | 0.15625 | 0.039561 | -0.15612 | -0.039479 | 0.00013049 | 8.2257e-05 | 0.23668 | 0.23668 | 0.23668 | 0.98296 | -0.3262 | 0.98206 | -0.34361 | 16.2554
15 | -0.19926 | -0.050368 | 0.19944 | 0.050484 | 0.0001831 | 0.00011609 | 0.30171 | 0.30171 | 0.30171 | 0.98323 | -0.32086 | 0.98422 | -0.30172 | 20.7216
16 | 0.042965 | 0.010782 | -0.042957 | -0.010776 | 8.1649e-06 | 5.1602e-06 | 0.065028 | 0.065028 | 0.065028 | 0.98323 | -0.32086 | 0.98303 | -0.32485 | 17.8647
17 | 0.15186 | 0.038412 | -0.15178 | -0.038361 | 8.0997e-05 | 5.1014e-05 | 0.23023 | 0.23023 | 0.23023 | 0.98206 | -0.34361 | 0.98149 | -0.35473 | 15.8124
18 | 0.022904 | 0.0057447 | -0.022893 | -0.0057377 | 1.1441e-05 | 7.002e-06 | 0.034703 | 0.034703 | 0.034703 | 0.98215 | -0.34308 | 0.98161 | -0.35356 | 9.5338
19 | -0.031887 | -0.0079961 | 0.0319 | 0.0080039 | 1.2542e-05 | 7.8456e-06 | 0.048313 | 0.048313 | 0.048313 | 0.98215 | -0.34308 | 0.98257 | -0.33483 | 13.2727
20 | 0.012486 | 0.0031295 | -0.012485 | -0.003129 | 8.8113e-07 | 4.8101e-07 | 0.018927 | 0.018927 | 0.018927 | 0.98161 | -0.35356 | 0.98154 | -0.35505 | 5.1998
21 | -0.037714 | -0.0094611 | 0.03772 | 0.009465 | 6.1294e-06 | 3.8593e-06 | 0.057118 | 0.057118 | 0.057118 | 0.98257 | -0.33483 | 0.98275 | -0.33142 | 15.6918
22 | 0.0058144 | 0.0014572 | -0.0058138 | -0.0014571 | 6.4604e-07 | 1.3208e-07 | 0.0088054 | 0.0088055 | 0.0088055 | 0.98257 | -0.33483 | 0.98245 | -0.33716 | 2.4191
23 | 0.0020482 | 0.00051331 | -0.0020482 | -0.00051334 | 9.1011e-09 | -2.599e-08 | 0.0031051 | 0.0031051 | 0.0031051 | 0.98154 | -0.35505 | 0.98153 | -0.35514 | 0.85306
24 | -0.09033 | -0.022694 | 0.090589 | 0.022859 | 0.00025883 | 0.00016518 | 0.13679 | 0.13679 | 0.13679 | 0.98275 | -0.33142 | 0.98582 | -0.27157 | 37.5803
25 | 0.05261 | 0.013229 | -0.052582 | -0.013211 | 2.7996e-05 | 1.7768e-05 | 0.079674 | 0.079674 | 0.079674 | 0.98275 | -0.33142 | 0.98218 | -0.34257 | 21.8886
26 | -0.12501 | -0.031519 | 0.12555 | 0.031864 | 0.00054005 | 0.00034512 | 0.18876 | 0.18876 | 0.18876 | 0.98582 | -0.27157 | 0.99047 | -0.18173 | 51.8565
27 | 0.034419 | 0.0086601 | -0.034343 | -0.0086124 | 7.6047e-05 | 4.7715e-05 | 0.051965 | 0.051966 | 0.051966 | 0.98582 | -0.27157 | 0.98344 | -0.31792 | 14.2763
28 | 0.047671 | 0.01198 | -0.047624 | -0.011951 | 4.6542e-05 | 2.9486e-05 | 0.072234 | 0.072234 | 0.072234 | 0.98218 | -0.34257 | 0.98113 | -0.36304 | 19.8446
29 | 0.01601 | 0.0040138 | -0.016007 | -0.0040121 | 2.9804e-06 | 1.7307e-06 | 0.024053 | 0.024053 | 0.024053 | 0.99047 | -0.18173 | 0.99027 | -0.18563 | 6.6081
30 | -0.17354 | -0.043905 | 0.17359 | 0.043935 | 4.5934e-05 | 2.9305e-05 | 0.26086 | 0.26086 | 0.26086 | 0.99047 | -0.18173 | 0.99076 | -0.17621 | 35.8329
31 | 0.031983 | 0.0080273 | -0.031965 | -0.0080162 | 1.7792e-05 | 1.1123e-05 | 0.048053 | 0.048053 | 0.048053 | 0.99047 | -0.18173 | 0.98987 | -0.1934 | 13.2014
32 | 0.015793 | 0.0039631 | -0.015789 | -0.0039608 | 3.9197e-06 | 2.2764e-06 | 0.023897 | 0.023897 | 0.023897 | 0.98344 | -0.31792 | 0.98318 | -0.32313 | 6.5651
33 | 0.033863 | 0.0085018 | -0.033859 | -0.0084992 | 4.2419e-06 | 2.6607e-06 | 0.051363 | 0.051363 | 0.051363 | 0.98113 | -0.36304 | 0.98099 | -0.36567 | 14.1107
34 | 0.019528 | 0.0049031 | -0.019517 | -0.0048966 | 1.0894e-05 | 6.5553e-06 | 0.02964 | 0.029641 | 0.029641 | 0.98047 | -0.37594 | 0.97987 | -0.38764 | 8.143
35 | -0.025299 | -0.0063493 | 0.025311 | 0.0063569 | 1.2398e-05 | 7.6519e-06 | 0.038398 | 0.038398 | 0.038398 | 0.98047 | -0.37594 | 0.98099 | -0.36567 | 10.5488
36 | 0.014789 | 0.0037116 | -0.014782 | -0.0037078 | 6.6413e-06 | 3.8084e-06 | 0.02246 | 0.02246 | 0.02246 | 0.97987 | -0.38764 | 0.97939 | -0.39706 | 6.1705
37 | 0.014782 | 0.0037078 | -0.014774 | -0.0037027 | 8.8297e-06 | 5.0641e-06 | 0.02246 | 0.022461 | 0.022461 | 0.97939 | -0.39706 | 0.97875 | -0.4096 | 6.1705
38 | 0.0056716 | 0.0014214 | -0.0056715 | -0.0014214 | 1.2906e-07 | 2.4425e-08 | 0.0086226 | 0.0086226 | 0.0086226 | 0.97875 | -0.4096 | 0.97873 | -0.41008 | 2.3689
39 | 0.0091021 | 0.0022813 | -0.0091004 | -0.0022805 | 1.636e-06 | 7.6076e-07 | 0.013838 | 0.013838 | 0.013838 | 0.97875 | -0.4096 | 0.97856 | -0.41337 | 3.8017
40 | 0.0056715 | 0.0014214 | -0.0056711 | -0.0014213 | 3.9519e-07 | 7.4809e-08 | 0.0086226 | 0.0086227 | 0.0086227 | 0.97873 | -0.41008 | 0.97865 | -0.41154 | 2.3689
41 | 0.0049829 | 0.0012486 | -0.0049826 | -0.0012486 | 2.9031e-07 | 1.6407e-08 | 0.007577 | 0.007577 | 0.007577 | 0.97856 | -0.41337 | 0.9785 | -0.4146 | 2.0816
42 | 0.015789 | 0.0039608 | -0.015777 | -0.0039541 | 1.1534e-05 | 6.6994e-06 | 0.023897 | 0.023897 | 0.023897 | 0.98318 | -0.32313 | 0.98239 | -0.33846 | 6.5652
43 | 0.010641 | 0.0026673 | -0.01064 | -0.0026666 | 1.2989e-06 | 6.5703e-07 | 0.01599 | 0.01599 | 0.01599 | 0.99027 | -0.18563 | 0.99014 | -0.1882 | 4.3929
44 | 0.0019448 | 0.000487 | -0.0019446 | -0.00048737 | 1.1148e-07 | -3.7739e-07 | 0.0029207 | 0.0029208 | 0.0029208 | 0.99076 | -0.17621 | 0.9907 | -0.17742 | 0.80242
45 | -0.17553 | -0.044422 | 0.17565 | 0.044498 | 0.00012081 | 7.6364e-05 | 0.26378 | 0.26378 | 0.26378 | 0.99076 | -0.17621 | 0.9915 | -0.16188 | 18.117
46 | 0.028293 | 0.0070959 | -0.028286 | -0.0070915 | 7.0352e-06 | 4.3693e-06 | 0.042533 | 0.042533 | 0.042533 | 0.98987 | -0.1934 | 0.9896 | -0.19862 | 11.6849
47 | 0.021819 | 0.0054708 | -0.021815 | -0.0054682 | 4.1502e-06 | 2.5241e-06 | 0.032809 | 0.032809 | 0.032809 | 0.9896 | -0.19862 | 0.9894 | -0.20261 | 9.0134
48 | 0.015442 | 0.003871 | -0.015439 | -0.0038696 | 2.3626e-06 | 1.3621e-06 | 0.023224 | 0.023224 | 0.023224 | 0.9894 | -0.20261 | 0.98923 | -0.20582 | 6.3802
49 | 0.0089491 | 0.002243 | -0.0089482 | -0.0022426 | 8.6215e-07 | 3.8891e-07 | 0.013461 | 0.013461 | 0.013461 | 0.98923 | -0.20582 | 0.98913 | -0.20784 | 3.6982
50 | 0.005276 | 0.0013222 | -0.0052756 | -0.0013222 | 3.5996e-07 | 3.401e-08 | 0.0079289 | 0.007929 | 0.007929 | 0.99014 | -0.1882 | 0.99007 | -0.18963 | 2.1783
51 | -0.18391 | -0.046568 | 0.1841 | 0.046686 | 0.00018634 | 0.00011791 | 0.27618 | 0.27618 | 0.27618 | 0.9915 | -0.16188 | 0.9926 | -0.14081 | 18.9685
52 | -0.1841 | -0.046686 | 0.18423 | 0.046771 | 0.00013338 | 8.4401e-05 | 0.27618 | 0.27618 | 0.27618 | 0.9926 | -0.14081 | 0.99339 | -0.12575 | 18.9684
53 | 0.0076579 | 0.0019194 | -0.0076566 | -0.0019189 | 1.2259e-06 | 4.6299e-07 | 0.011471 | 0.011471 | 0.011471 | 0.99339 | -0.12575 | 0.99321 | -0.12911 | 3.1514
54 | -0.19189 | -0.04869 | 0.19217 | 0.048867 | 0.00027879 | 0.00017656 | 0.28765 | 0.28765 | 0.28765 | 0.99339 | -0.12575 | 0.99496 | -0.095584 | 19.7562
55 | 0.0076566 | 0.0019189 | -0.0076565 | -0.0019189 | 1.2524e-07 | 4.7305e-08 | 0.011471 | 0.011471 | 0.011471 | 0.99321 | -0.12911 | 0.9932 | -0.12945 | 3.1514
56 | -0.19772 | -0.050258 | 0.19803 | 0.050451 | 0.00030494 | 0.00019323 | 0.29595 | 0.29595 | 0.29595 | 0.99496 | -0.095584 | 0.99664 | -0.063615 | 20.3264
57 | -0.49814 | -0.12732 | 0.49968 | 0.1283 | 0.0015379 | 0.00098272 | 0.74462 | 0.74462 | 0.74462 | 0.99664 | -0.063615 | 1 | 0 | 51.1418
58 | 0.30012 | 0.076868 | -0.29976 | -0.076637 | 0.00036133 | 0.00023026 | 0.44867 | 0.44867 | 0.44867 | 0.99664 | -0.063615 | 0.99533 | -0.088498 | 30.8155
59 | 0.01062 | 0.0026622 | -0.010617 | -0.0026607 | 3.0868e-06 | 1.5433e-06 | 0.015803 | 0.015803 | 0.015803 | 1 | 0 | 0.99968 | -0.0061018 | 4.3414
60 | 0.062796 | 0.01587 | -0.062634 | -0.015767 | 0.00016114 | 0.00010248 | 0.093487 | 0.093487 | 0.093487 | 1 | 0 | 0.9972 | -0.053671 | 25.6834
61 | 0.29206 | 0.074708 | -0.29177 | -0.074523 | 0.00029105 | 0.00018543 | 0.43717 | 0.43717 | 0.43717 | 0.99533 | -0.088498 | 0.99424 | -0.10911 | 30.0253
62 | 0.0076962 | 0.0019289 | -0.0076958 | -0.0019288 | 3.8297e-07 | 1.4484e-07 | 0.011506 | 0.011506 | 0.011506 | 0.99533 | -0.088498 | 0.99527 | -0.089542 | 3.161
63 | 0.0051851 | 0.0012995 | -0.0051851 | -0.0012995 | 7.9456e-08 | 4.217e-09 | 0.007718 | 0.007718 | 0.007718 | 0.99968 | -0.0061018 | 0.99967 | -0.0064234 | 2.1203
64 | 0.0054316 | 0.0013612 | -0.0054311 | -0.0013612 | 4.5486e-07 | 4.7835e-08 | 0.0080848 | 0.0080849 | 0.0080849 | 0.99968 | -0.0061018 | 0.99959 | -0.0078598 | 2.2211
65 | 0.053606 | 0.013504 | -0.053556 | -0.013473 | 5.009e-05 | 3.1786e-05 | 0.080016 | 0.080016 | 0.080016 | 0.9972 | -0.053671 | 0.99618 | -0.073228 | 21.9824
66 | 0.01218 | 0.0030537 | -0.012177 | -0.0030519 | 3.2702e-06 | 1.7527e-06 | 0.01823 | 0.01823 | 0.01823 | 0.99424 | -0.10911 | 0.99395 | -0.11475 | 5.0082
67 | 0.27959 | 0.071469 | -0.27951 | -0.071421 | 7.5528e-05 | 4.81e-05 | 0.41894 | 0.41894 | 0.41894 | 0.99424 | -0.10911 | 0.99395 | -0.1147 | 28.7732
68 | 0.0054311 | 0.0013612 | -0.005431 | -0.0013611 | 7.4737e-08 | 7.8644e-09 | 0.0080849 | 0.0080849 | 0.0080849 | 0.99959 | -0.0078598 | 0.99958 | -0.0081487 | 2.2211
69 | 0.010077 | 0.002526 | -0.010074 | -0.0025248 | 2.3988e-06 | 1.1743e-06 | 0.015121 | 0.015121 | 0.015121 | 0.99168 | -0.1602 | 0.99142 | -0.1652 | 4.154
70 | -0.010077 | -0.002526 | 0.01008 | 0.0025274 | 2.9306e-06 | 1.4344e-06 | 0.015121 | 0.01512 | 0.015121 | 0.99168 | -0.1602 | 0.99199 | -0.1541 | 4.154
71 | 0.0047571 | 0.0011922 | -0.004757 | -0.0011922 | 8.7384e-08 | -3.0166e-09 | 0.0071399 | 0.00714 | 0.00714 | 0.99142 | -0.1652 | 0.9914 | -0.16558 | 1.9615
72 | 0.0053174 | 0.0013326 | -0.0053169 | -0.0013325 | 4.5241e-07 | 4.5317e-08 | 0.0079808 | 0.0079809 | 0.0079809 | 0.99142 | -0.1652 | 0.99133 | -0.16698 | 2.1925
73 | -0.01008 | -0.0025274 | 0.010081 | 0.0025278 | 8.7197e-07 | 4.2675e-07 | 0.01512 | 0.01512 | 0.01512 | 0.99199 | -0.1541 | 0.99209 | -0.15228 | 4.154
74 | 0.0053169 | 0.0013325 | -0.0053168 | -0.0013325 | 7.414e-08 | 7.4313e-09 | 0.0079809 | 0.0079809 | 0.0079809 | 0.99133 | -0.16698 | 0.99131 | -0.16727 | 2.1925
75 | 0.045034 | 0.011337 | -0.044993 | -0.011311 | 4.091e-05 | 2.5869e-05 | 0.067286 | 0.067287 | 0.067287 | 0.99618 | -0.073228 | 0.99519 | -0.09225 | 18.4853
76 | 0.0074049 | 0.0018559 | -0.0074045 | -0.0018557 | 3.6997e-07 | 1.3273e-07 | 0.011086 | 0.011086 | 0.011086 | 0.99395 | -0.11475 | 0.9939 | -0.11579 | 3.0455
77 | 0.27345 | 0.069901 | -0.2731 | -0.069681 | 0.00034638 | 0.00022055 | 0.40986 | 0.40986 | 0.40986 | 0.99395 | -0.1147 | 0.99258 | -0.14092 | 28.1496
78 | 0.2674 | 0.068251 | -0.26737 | -0.068231 | 3.1522e-05 | 2.0066e-05 | 0.40131 | 0.40131 | 0.40131 | 0.99258 | -0.14092 | 0.99245 | -0.14336 | 27.5625
79 | 0.010754 | 0.0026954 | -0.010752 | -0.0026946 | 1.6238e-06 | 8.2405e-07 | 0.016123 | 0.016124 | 0.016124 | 0.99245 | -0.14336 | 0.99229 | -0.14653 | 4.4296
80 | 0.25661 | 0.065536 | -0.25639 | -0.065397 | 0.00021839 | 0.00013896 | 0.38519 | 0.38519 | 0.38519 | 0.99245 | -0.14336 | 0.99153 | -0.16098 | 26.4551
81 | 0.0050673 | 0.0012699 | -0.0050667 | -0.0012698 | 5.5301e-07 | 2.4056e-08 | 0.0075987 | 0.0075989 | 0.0075989 | 0.99229 | -0.14653 | 0.99217 | -0.14882 | 2.0876
82 | 0.25296 | 0.064536 | -0.25269 | -0.064367 | 0.00026492 | 0.00016854 | 0.38003 | 0.38003 | 0.38003 | 0.99153 | -0.16098 | 0.99039 | -0.18269 | 26.1009
83 | 0.24916 | 0.063482 | -0.24905 | -0.06341 | 0.00011184 | 7.114e-05 | 0.37472 | 0.37472 | 0.37472 | 0.99039 | -0.18269 | 0.98991 | -0.192 | 25.7364
84 | 0.24765 | 0.06306 | -0.24728 | -0.062828 | 0.00036391 | 0.00023147 | 0.37262 | 0.37262 | 0.37262 | 0.98991 | -0.192 | 0.98832 | -0.22251 | 25.5919
85 | 0.24389 | 0.061976 | -0.24358 | -0.06178 | 0.00030925 | 0.00019667 | 0.3675 | 0.3675 | 0.3675 | 0.98832 | -0.22251 | 0.98695 | -0.24888 | 25.2404
86 | 0.24008 | 0.060903 | -0.23986 | -0.060762 | 0.00022154 | 0.00014087 | 0.36223 | 0.36223 | 0.36223 | 0.98695 | -0.24888 | 0.98595 | -0.26809 | 24.8782
87 | -0.21818 | -0.055185 | 0.21831 | 0.055268 | 0.00013018 | 8.2665e-05 | 0.33004 | 0.33004 | 0.33004 | 0.98422 | -0.30172 | 0.98486 | -0.28929 | 22.6673
88 | 0.0026512 | 0.00066441 | -0.0026512 | -0.00066445 | 2.5312e-08 | -3.7191e-08 | 0.0040083 | 0.0040083 | 0.0040083 | 0.98422 | -0.30172 | 0.98421 | -0.30192 | 1.1012
89 | 0.016086 | 0.0040369 | -0.016083 | -0.0040353 | 2.6622e-06 | 1.5513e-06 | 0.024322 | 0.024322 | 0.024322 | 0.98422 | -0.30172 | 0.98404 | -0.30519 | 6.6818
90 | 0.022595 | 0.0056707 | -0.022579 | -0.0056608 | 1.6342e-05 | 9.9868e-06 | 0.034205 | 0.034205 | 0.034205 | 0.98303 | -0.32485 | 0.98225 | -0.34002 | 9.3971
91 | 0.020362 | 0.0051056 | -0.020356 | -0.005102 | 6.0313e-06 | 3.6455e-06 | 0.030822 | 0.030823 | 0.030823 | 0.98303 | -0.32485 | 0.98271 | -0.33106 | 8.4677
92 | -0.014628 | -0.0036669 | 0.014632 | 0.0036691 | 3.885e-06 | 2.2262e-06 | 0.022306 | 0.022306 | 0.022306 | 0.97582 | -0.46569 | 0.9761 | -0.46012 | 6.1281
93 | 0.011195 | 0.0028065 | -0.011193 | -0.0028054 | 2.0828e-06 | 1.0949e-06 | 0.017071 | 0.017071 | 0.017071 | 0.97582 | -0.46569 | 0.97562 | -0.4696 | 4.6899
94 | 0.094365 | 0.023721 | -0.094326 | -0.023697 | 3.9002e-05 | 2.3957e-05 | 0.14388 | 0.14388 | 0.14388 | 0.9761 | -0.46012 | 0.97566 | -0.46878 | 9.8819
95 | 0.011193 | 0.0028054 | -0.011192 | -0.0028048 | 1.0659e-06 | 5.6038e-07 | 0.017071 | 0.017071 | 0.017071 | 0.97562 | -0.4696 | 0.97552 | -0.4716 | 4.6899
96 | 0.094326 | 0.023697 | -0.094292 | -0.023676 | 3.3717e-05 | 2.0711e-05 | 0.14388 | 0.14388 | 0.14388 | 0.97566 | -0.46878 | 0.97528 | -0.47627 | 9.8819
97 | 0.0074608 | 0.0018698 | -0.00746 | -0.0018695 | 7.9635e-07 | 3.0498e-07 | 0.01138 | 0.01138 | 0.01138 | 0.97552 | -0.4716 | 0.9754 | -0.47384 | 3.1265
98 | 0.0037309 | 0.00093504 | -0.0037309 | -0.00093504 | 1.542e-08 | -5.9823e-09 | 0.0056909 | 0.0056909 | 0.0056909 | 0.97552 | -0.4716 | 0.97551 | -0.47168 | 1.5634
99 | 0.007291 | 0.0018275 | -0.0072895 | -0.0018269 | 1.4644e-06 | 5.4353e-07 | 0.011124 | 0.011124 | 0.011124 | 0.97528 | -0.47627 | 0.97506 | -0.48049 | 3.0561
100 | 0.087001 | 0.021849 | -0.086997 | -0.021846 | 3.6725e-06 | 2.2395e-06 | 0.13276 | 0.13276 | 0.13276 | 0.97528 | -0.47627 | 0.97523 | -0.47716 | 9.1179
101 | 0.0029896 | 0.00074911 | -0.0029894 | -0.00074922 | 1.2199e-07 | -1.1713e-07 | 0.0045606 | 0.0045607 | 0.0045607 | 0.9754 | -0.47384 | 0.97536 | -0.47469 | 1.2529
102 | 0.078568 | 0.019734 | -0.078533 | -0.019712 | 3.5699e-05 | 2.1526e-05 | 0.1199 | 0.1199 | 0.1199 | 0.97523 | -0.47716 | 0.97475 | -0.48668 | 8.2346
103 | 0.071711 | 0.018003 | -0.0717 | -0.017996 | 1.1477e-05 | 6.8359e-06 | 0.10948 | 0.10948 | 0.10948 | 0.97475 | -0.48668 | 0.97458 | -0.49004 | 7.5194
104 | 0.0068213 | 0.0017097 | -0.0068201 | -0.0017093 | 1.164e-06 | 3.8822e-07 | 0.010413 | 0.010413 | 0.010413 | 0.97475 | -0.48668 | 0.97457 | -0.49026 | 2.8608
105 | 0.06612 | 0.016597 | -0.06611 | -0.016591 | 1.0152e-05 | 5.968e-06 | 0.10096 | 0.10096 | 0.10096 | 0.97458 | -0.49004 | 0.97442 | -0.49326 | 6.9343
106 | 0.06611 | 0.016591 | -0.066086 | -0.016577 | 2.3722e-05 | 1.3946e-05 | 0.10096 | 0.10096 | 0.10096 | 0.97442 | -0.49326 | 0.97403 | -0.50078 | 6.9343
107 | 0.061782 | 0.015499 | -0.061767 | -0.01549 | 1.4992e-05 | 8.7013e-06 | 0.094389 | 0.09439 | 0.09439 | 0.97403 | -0.50078 | 0.97378 | -0.50588 | 6.4828
108 | 0.015149 | 0.0037971 | -0.015148 | -0.0037967 | 7.1045e-07 | 4.0907e-07 | 0.022939 | 0.022939 | 0.022939 | 0.98271 | -0.33106 | 0.98266 | -0.33205 | 6.3019
109 | 0.0099323 | 0.0024894 | -0.0099312 | -0.0024889 | 1.0578e-06 | 5.1902e-07 | 0.01504 | 0.01504 | 0.01504 | 0.98266 | -0.33205 | 0.98255 | -0.33428 | 4.132
110 | 0.0048433 | 0.0012138 | -0.0048429 | -0.0012138 | 3.5069e-07 | 4.3098e-09 | 0.0073349 | 0.007335 | 0.007335 | 0.98255 | -0.33428 | 0.98247 | -0.3358 | 2.0151
111 | 0.010348 | 0.0025939 | -0.010347 | -0.0025931 | 1.5235e-06 | 7.6582e-07 | 0.015677 | 0.015677 | 0.015677 | 0.98225 | -0.34002 | 0.98209 | -0.34311 | 4.3069
112 | 0.01223 | 0.0030669 | -0.012225 | -0.0030638 | 5.7144e-06 | 3.0957e-06 | 0.018528 | 0.018529 | 0.018529 | 0.98225 | -0.34002 | 0.98175 | -0.34983 | 5.0903
113 | 0.0052695 | 0.0013206 | -0.0052691 | -0.0013206 | 3.6774e-07 | 4.0707e-08 | 0.007984 | 0.0079841 | 0.0079841 | 0.98209 | -0.34311 | 0.98202 | -0.34458 | 2.1934
114 | 0.006097 | 0.0015281 | -0.0060964 | -0.0015279 | 6.1545e-07 | 1.5091e-07 | 0.0092411 | 0.0092412 | 0.0092412 | 0.98175 | -0.34983 | 0.98164 | -0.35195 | 2.5388
115 | 0.016083 | 0.0040353 | -0.016073 | -0.0040294 | 1.0234e-05 | 5.9643e-06 | 0.024322 | 0.024322 | 0.024322 | 0.98404 | -0.30519 | 0.98336 | -0.31854 | 6.6819
116 | 0.011706 | 0.0029349 | -0.011703 | -0.0029331 | 3.4655e-06 | 1.8444e-06 | 0.017714 | 0.017714 | 0.017714 | 0.98336 | -0.31854 | 0.98304 | -0.32476 | 4.8665
117 | -0.23368 | -0.059122 | 0.23392 | 0.059273 | 0.00023793 | 0.00015124 | 0.35326 | 0.35326 | 0.35326 | 0.98486 | -0.28929 | 0.98595 | -0.26809 | 24.2625
118 | 0.015372 | 0.003854 | -0.015369 | -0.0038522 | 3.1235e-06 | 1.8026e-06 | 0.023226 | 0.023227 | 0.023227 | 0.98486 | -0.28929 | 0.98464 | -0.29355 | 6.3809
119 | 0.0068523 | 0.0017175 | -0.0068511 | -0.0017171 | 1.218e-06 | 3.9685e-07 | 0.010372 | 0.010372 | 0.010372 | 0.98304 | -0.32476 | 0.98285 | -0.32849 | 2.8496
120 | 0.0059405 | 0.0014888 | -0.0059401 | -0.0014887 | 3.7232e-07 | 8.0766e-08 | 0.0089654 | 0.0089655 | 0.0089655 | 0.98595 | -0.26809 | 0.98589 | -0.26941 | 2.463
121 | 0.011892 | 0.0029806 | -0.011891 | -0.00298 | 1.0133e-06 | 5.4211e-07 | 0.017971 | 0.017971 | 0.017971 | 0.98464 | -0.29355 | 0.98455 | -0.29534 | 4.9371
122 | 0.0061886 | 0.001551 | -0.006188 | -0.0015509 | 5.5112e-07 | 1.391e-07 | 0.0093532 | 0.0093533 | 0.0093533 | 0.98455 | -0.29534 | 0.98445 | -0.29721 | 2.5696
123 | 0.038799 | 0.0097585 | -0.03877 | -0.0097405 | 2.856e-05 | 1.7985e-05 | 0.058024 | 0.058024 | 0.058024 | 0.99519 | -0.09225 | 0.99439 | -0.10767 | 15.9408
124 | 0.032841 | 0.0082545 | -0.0328 | -0.0082286 | 4.1385e-05 | 2.5894e-05 | 0.049152 | 0.049152 | 0.049152 | 0.99439 | -0.10767 | 0.99302 | -0.1341 | 13.5034
125 | 0.025344 | 0.00636 | -0.025331 | -0.006352 | 1.3022e-05 | 8.0227e-06 | 0.03798 | 0.03798 | 0.03798 | 0.99302 | -0.1341 | 0.99247 | -0.14488 | 10.4341
126 | 0.017707 | 0.0044414 | -0.017701 | -0.0044377 | 6.2426e-06 | 3.6902e-06 | 0.02655 | 0.02655 | 0.02655 | 0.99247 | -0.14488 | 0.99209 | -0.15228 | 7.294
127 | 0.0018651 | 0.00046725 | -0.0018651 | -0.00046744 | 5.252e-08 | -1.8506e-07 | 0.0028363 | 0.0028364 | 0.0028364 | 0.9785 | -0.4146 | 0.97847 | -0.41519 | 0.77922
128 | -0.0068505 | -0.0017169 | 0.0068511 | 0.0017171 | 5.935e-07 | 1.9343e-07 | 0.010372 | 0.010372 | 0.010372 | 0.98276 | -0.33031 | 0.98285 | -0.32849 | 2.8496
129 | 0.02759 | 0.006918 | -0.027583 | -0.0069157 | 6.735e-06 | 2.3028e-06 | 0.042176 | 0.042177 | 0.042177 | 0.97343 | -0.51273 | 0.97317 | -0.51785 | 2.8968
130 | -0.056083 | -0.01406 | 0.056102 | 0.01407 | 1.8323e-05 | 1.0404e-05 | 0.085733 | 0.085732 | 0.085733 | 0.97343 | -0.51273 | 0.97378 | -0.50588 | 5.8882
131 | 0.028494 | 0.0071418 | -0.028485 | -0.0071387 | 8.4233e-06 | 3.0368e-06 | 0.043557 | 0.043557 | 0.043557 | 0.97343 | -0.51273 | 0.97311 | -0.51894 | 2.9916
132 | 0.0065629 | 0.0016449 | -0.0065623 | -0.0016447 | 5.8287e-07 | 1.8128e-07 | 0.010035 | 0.010035 | 0.010035 | 0.97317 | -0.51785 | 0.97307 | -0.51972 | 2.7569
133 | 0.02102 | 0.0052708 | -0.021012 | -0.0052667 | 8.0838e-06 | 4.137e-06 | 0.032142 | 0.032142 | 0.032142 | 0.97317 | -0.51785 | 0.97276 | -0.52593 | 4.4151
134 | 0.010882 | 0.0027241 | -0.01088 | -0.0027265 | 1.905e-06 | -2.4271e-06 | 0.016639 | 0.01664 | 0.01664 | 0.97311 | -0.51894 | 0.97293 | -0.52261 | 1.1429
135 | 0.017603 | 0.0044146 | -0.017596 | -0.0044102 | 7.5264e-06 | 4.4729e-06 | 0.026919 | 0.026919 | 0.026919 | 0.97311 | -0.51894 | 0.97266 | -0.52791 | 7.3952
136 | 0.006516 | 0.0016331 | -0.0065158 | -0.001633 | 2.7462e-07 | 8.4255e-08 | 0.0099675 | 0.0099675 | 0.0099675 | 0.97276 | -0.52593 | 0.97272 | -0.52681 | 2.7383
137 | 0.0067225 | 0.0016849 | -0.0067213 | -0.0016845 | 1.1608e-06 | 3.796e-07 | 0.010283 | 0.010283 | 0.010283 | 0.97276 | -0.52593 | 0.97258 | -0.52955 | 2.8251
138 | 0.0077736 | 0.0019487 | -0.0077715 | -0.0019478 | 2.1601e-06 | 8.7692e-07 | 0.011891 | 0.011892 | 0.011892 | 0.97276 | -0.52593 | 0.97247 | -0.53176 | 3.2669
139 | 0.01088 | 0.0027265 | -0.010877 | -0.002726 | 3.3766e-06 | 5.4629e-07 | 0.01664 | 0.016641 | 0.016641 | 0.97293 | -0.52261 | 0.9726 | -0.52913 | 2.2858
140 | 0.0089655 | 0.0022473 | -0.0089642 | -0.0022466 | 1.3456e-06 | 6.2449e-07 | 0.013716 | 0.013716 | 0.013716 | 0.97266 | -0.52791 | 0.9725 | -0.53106 | 3.7681
141 | 0.0077715 | 0.0019478 | -0.0077709 | -0.0019476 | 5.3506e-07 | 2.1726e-07 | 0.011892 | 0.011892 | 0.011892 | 0.97247 | -0.53176 | 0.97239 | -0.5332 | 3.2669
142 | 0.0052598 | 0.0013182 | -0.0052597 | -0.0013182 | 1.575e-07 | 2.0314e-08 | 0.0080472 | 0.0080472 | 0.0080472 | 0.9726 | -0.52913 | 0.97257 | -0.52976 | 2.2108
143 | 0.0067213 | 0.0016845 | -0.006721 | -0.0016844 | 3.0146e-07 | 9.8603e-08 | 0.010283 | 0.010283 | 0.010283 | 0.97258 | -0.52955 | 0.97253 | -0.53049 | 2.8251

## res_trafo
| p_hv_mw | q_hv_mvar | p_lv_mw | q_lv_mvar | pl_mw | ql_mvar | i_hv_ka | i_lv_ka | vm_hv_pu | va_hv_degree | vm_lv_pu | va_lv_degree | loading_percent
0 | -1.2729e-15 | -1.3162e-15 | 0.00165 | 1.2699e-07 | 0.00165 | 1.2699e-07 | 5.2857e-17 | 0.0023815 | 0.99998 | 149.9956 | 1 | 0 | 0.2619

## res_ext_grid
| p_mw | q_mvar
0 | 0.57475 | 0.14683

## res_load
| p_mw | q_mvar
0 | 0.0045014 | 0.0011282
1 | 0.0036967 | 0.00092647
2 | 0.0035378 | 0.00088665
3 | 0.006024 | 0.0015097
4 | 0.0065923 | 0.0016522
5 | 0.0035494 | 0.00088956
6 | 0.0052746 | 0.0013219
7 | 0.0046729 | 0.0011711
8 | 0.0042578 | 0.0010671
9 | 0.0042743 | 0.0010712
10 | 0.008983 | 0.0022513
11 | 0.010407 | 0.0026083
12 | 0.010437 | 0.0026157
13 | 0.0058138 | 0.0014571
14 | 0.0020482 | 0.00051334
15 | 0.004911 | 0.0012308
16 | 0.018551 | 0.0046493
17 | 0.013762 | 0.003449
18 | 0.0057702 | 0.0014462
19 | 0.0047283 | 0.001185
20 | 0.0085476 | 0.0021422
21 | 0.0041175 | 0.001032
22 | 0.015777 | 0.0039541
23 | 0.005366 | 0.0013448
24 | 0.0036721 | 0.00092031
25 | 0.006467 | 0.0016208
26 | 0.0063731 | 0.0015973
27 | 0.0064901 | 0.0016266
28 | 0.0053641 | 0.0013444
29 | 0.0019446 | 0.00048737
30 | 0.0082606 | 0.0020703
31 | 0.0089482 | 0.0022426
32 | 0.0052756 | 0.0013222
33 | 0.0055513 | 0.0013913
34 | 0.0076565 | 0.0019189
35 | 0.0090281 | 0.0022626
36 | 0.0076958 | 0.0019288
37 | 0.0051851 | 0.0012995
38 | 0.004757 | 0.0011922
39 | 0.008522 | 0.0021358
40 | 0.0047722 | 0.001196
41 | 0.0060652 | 0.0015201
42 | 0.0057026 | 0.0014292
43 | 0.0056848 | 0.0014247
44 | 0.0034364 | 0.00086125
45 | 0.0074045 | 0.0018557
46 | 0.0050667 | 0.0012698
47 | 0.0035332 | 0.0008855
48 | 0.0013999 | 0.00035085
49 | 0.0033993 | 0.00085195
50 | 0.0034981 | 0.0008767
51 | 0.003433 | 0.00086039
52 | 0.0044704 | 0.0011204
53 | 0.0037309 | 0.00093504
54 | 0.0072895 | 0.0018269
55 | 0.0084291 | 0.0021125
56 | 0.0029894 | 0.00074922
57 | 0.0055799 | 0.0013985
58 | 0.0068201 | 0.0017093
59 | 0.0043036 | 0.0010786
60 | 0.0052066 | 0.0013049
61 | 0.005216 | 0.0013073
62 | 0.005088 | 0.0012752
63 | 0.0048429 | 0.0012138
64 | 0.0050774 | 0.0012725
65 | 0.0061276 | 0.0015357
66 | 0.0043668 | 0.0010944
67 | 0.0026512 | 0.00066445
68 | 0.0052691 | 0.0013206
69 | 0.0060964 | 0.0015279
70 | 0.0048503 | 0.0012156
71 | 0.0034777 | 0.0008716
72 | 0.0059401 | 0.0014887
73 | 0.0057019 | 0.001429
74 | 0.006188 | 0.0015509
75 | 0.0061946 | 0.0015525
76 | 0.0059291 | 0.001486
77 | 0.0074558 | 0.0018686
78 | 0.0076235 | 0.0019106
79 | 0.0076204 | 0.0019099
80 | 0.005431 | 0.0013611
81 | 0.0053168 | 0.0013325
82 | 0.0056711 | 0.0014213
83 | 0.0031175 | 0.00078131
84 | 0.0018651 | 0.00046744
85 | 0.0068505 | 0.0017169
86 | 0.0056655 | 0.0014199
87 | 0.0065623 | 0.0016447
88 | 0.0086301 | 0.0021629
89 | 0.0077709 | 0.0019476
90 | 0.0089642 | 0.0022466
91 | 0.0056169 | 0.0014077
92 | 0.0052597 | 0.0013182
93 | 0.0065158 | 0.001633
94 | 0.006721 | 0.0016844

## dtypes
| element | column | dtype
0 | bus | name | object
1 | bus | vn_kv | float64
2 | bus | type | object
3 | bus | zone | object
4 | bus | in_service | bool
5 | load | name | object
6 | load | bus | uint32
7 | load | p_mw | float64
8 | load | q_mvar | float64
9 | load | const_z_percent | float64
10 | load | const_i_percent | float64
11 | load | sn_mva | float64
12 | load | scaling | float64
13 | load | in_service | bool
14 | load | type | object
15 | ext_grid | name | object
16 | ext_grid | bus | uint32
17 | ext_grid | vm_pu | float64
18 | ext_grid | va_degree | float64
19 | ext_grid | slack_weight | float64
20 | ext_grid | in_service | bool
21 | line | name | object
22 | line | std_type | object
23 | line | from_bus | uint32
24 | line | to_bus | uint32
25 | line | length_km | float64
26 | line | r_ohm_per_km | float64
27 | line | x_ohm_per_km | float64
28 | line | c_nf_per_km | float64
29 | line | g_us_per_km | float64
30 | line | max_i_ka | float64
31 | line | df | float64
32 | line | parallel | uint32
33 | line | type | object
34 | line | in_service | bool
35 | trafo | name | object
36 | trafo | std_type | object
37 | trafo | hv_bus | uint32
38 | trafo | lv_bus | uint32
39 | trafo | sn_mva | float64
40 | trafo | vn_hv_kv | float64
41 | trafo | vn_lv_kv | float64
42 | trafo | vk_percent | float64
43 | trafo | vkr_percent | float64
44 | trafo | pfe_kw | float64
45 | trafo | i0_percent | float64
46 | trafo | shift_degree | float64
47 | trafo | tap_side | object
48 | trafo | tap_neutral | int32
49 | trafo | tap_min | int32
50 | trafo | tap_max | int32
51 | trafo | tap_step_percent | float64
52 | trafo | tap_step_degree | float64
53 | trafo | tap_pos | int32
54 | trafo | tap_phase_shifter | bool
55 | trafo | parallel | uint32
56 | trafo | df | float64
57 | trafo | in_service | bool
58 | line_geodata | coords | object
59 | bus_geodata | x | float64
60 | bus_geodata | y | float64
61 | bus_geodata | coords | object
62 | res_bus | vm_pu | float64
63 | res_bus | va_degree | float64
64 | res_bus | p_mw | float64
65 | res_bus | q_mvar | float64
66 | res_line | p_from_mw | float64
67 | res_line | q_from_mvar | float64
68 | res_line | p_to_mw | float64
69 | res_line | q_to_mvar | float64
70 | res_line | pl_mw | float64
71 | res_line | ql_mvar | float64
72 | res_line | i_from_ka | float64
73 | res_line | i_to_ka | float64
74 | res_line | i_ka | float64
75 | res_line | vm_from_pu | float64
76 | res_line | va_from_degree | float64
77 | res_line | vm_to_pu | float64
78 | res_line | va_to_degree | float64
79 | res_line | loading_percent | float64
80 | res_trafo | p_hv_mw | float64
81 | res_trafo | q_hv_mvar | float64
82 | res_trafo | p_lv_mw | float64
83 | res_trafo | q_lv_mvar | float64
84 | res_trafo | pl_mw | float64
85 | res_trafo | ql_mvar | float64
86 | res_trafo | i_hv_ka | float64
87 | res_trafo | i_lv_ka | float64
88 | res_trafo | vm_hv_pu | float64
89 | res_trafo | va_hv_degree | float64
90 | res_trafo | vm_lv_pu | float64
91 | res_trafo | va_lv_degree | float64
92 | res_trafo | loading_percent | float64
93 | res_ext_grid | p_mw | float64
94 | res_ext_grid | q_mvar | float64
95 | res_load | p_mw | float64
96 | res_load | q_mvar | float64

## parameters
| version | format_version | converged | OPF_converged | name | f_hz | sn_mva
0 | 2.14.6 | 2.14.0 | TRUE | FALSE |  | 50 | 1