## bus
| name | vn_kv | type | zone | in_service
0 | bus_LV_261-177_0_4_node_0 | 0.4 | n |  | TRUE
1 | bus_LV_261-177_0_4_node_1 | 0.4 | n |  | TRUE
2 | bus_LV_261-177_0_4_node_2 | 0.4 | n |  | TRUE
3 | bus_LV_261-177_0_4_node_3 | 0.4 | n |  | TRUE
4 | bus_LV_261-177_0_4_node_4 | 0.4 | n |  | TRUE
5 | bus_LV_261-177_0_4_node_27 | 0.4 | n |  | TRUE
6 | bus_LV_261-177_0_4_node_25 | 0.4 | n |  | TRUE
7 | bus_LV_261-177_0_4_node_5 | 0.4 | n |  | TRUE
8 | bus_LV_261-177_0_4_node_6 | 0.4 | n |  | TRUE
9 | bus_LV_261-177_0_4_node_134 | 0.4 | n |  | TRUE
10 | bus_LV_261-177_0_4_node_7 | 0.4 | n |  | TRUE
11 | bus_LV_261-177_0_4_node_36 | 0.4 | n |  | TRUE
12 | bus_LV_261-177_0_4_node_37 | 0.4 | n |  | TRUE
13 | bus_LV_261-177_0_4_node_35 | 0.4 | n |  | TRUE
14 | bus_LV_261-177_0_4_node_8 | 0.4 | n |  | TRUE
15 | bus_LV_261-177_0_4_node_58 | 0.4 | n |  | TRUE
16 | bus_LV_261-177_0_4_node_22 | 0.4 | n |  | TRUE
17 | bus_LV_261-177_0_4_node_56 | 0.4 | n |  | TRUE
18 | bus_LV_261-177_0_4_node_28 | 0.4 | n |  | TRUE
19 | bus_LV_261-177_0_4_node_20 | 0.4 | n |  | TRUE
20 | bus_LV_261-177_0_4_node_26 | 0.4 | n |  | TRUE
21 | bus_LV_261-177_0_4_node_13 | 0.4 | n |  | TRUE
22 | bus_LV_261-177_0_4_node_16 | 0.4 | n |  | TRUE
23 | bus_LV_261-177_0_4_node_42 | 0.4 | n |  | TRUE
24 | bus_LV_261-177_0_4_node_71 | 0.4 | n |  | TRUE
25 | bus_LV_261-177_0_4_node_23 | 0.4 | n |  | TRUE
26 | bus_LV_261-177_0_4_node_57 | 0.4 | n |  | TRUE
27 | bus_LV_261-177_0_4_node_144 | 0.4 | n |  | TRUE
28 | bus_LV_261-177_0_4_node_9 | 0.4 | n |  | TRUE
29 | bus_LV_261-177_0_4_node_10 | 0.4 | n |  | TRUE
30 | bus_LV_261-177_0_4_node_11 | 0.4 | n |  | TRUE
31 | bus_LV_261-177_0_4_node_12 | 0.4 | n |  | TRUE
32 | bus_LV_261-177_0_4_node_14 | 0.4 | n |  | TRUE
33 | bus_LV_261-177_0_4_node_138 | 0.4 | n |  | TRUE
34 | bus_LV_261-177_0_4_node_98 | 0.4 | n |  | TRUE
35 | bus_LV_261-177_0_4_node_15 | 0.4 | n |  | TRUE
36 | bus_LV_261-177_0_4_node_97 | 0.4 | n |  | TRUE
37 | bus_LV_261-177_0_4_node_105 | 0.4 | n |  | TRUE
38 | bus_LV_261-177_0_4_node_139 | 0.4 | n |  | TRUE
39 | bus_LV_261-177_0_4_node_19 | 0.4 | n |  | TRUE
40 | bus_LV_261-177_0_4_node_31 | 0.4 | n |  | TRUE
41 | bus_LV_261-177_0_4_node_32 | 0.4 | n |  | TRUE
42 | bus_LV_261-177_0_4_node_29 | 0.4 | n |  | TRUE
43 | bus_LV_261-177_0_4_node_21 | 0.4 | n |  | TRUE
44 | bus_LV_261-177_0_4_node_76 | 0.4 | n |  | TRUE
45 | bus_LV_261-177_0_4_node_75 | 0.4 | n |  | TRUE
46 | bus_LV_261-177_0_4_node_74 | 0.4 | n |  | TRUE
47 | bus_LV_261-177_0_4_node_17 | 0.4 | n |  | TRUE
48 | bus_LV_261-177_0_4_node_99 | 0.4 | n |  | TRUE
49 | bus_LV_261-177_0_4_node_145 | 0.4 | n |  | TRUE
50 | bus_LV_261-177_0_4_node_108 | 0.4 | n |  | TRUE
51 | bus_LV_261-177_0_4_node_104 | 0.4 | n |  | TRUE
52 | bus_LV_261-177_0_4_node_18 | 0.4 | n |  | TRUE
53 | bus_LV_261-177_0_4_node_24 | 0.4 | n |  | TRUE
54 | bus_LV_261-177_0_4_node_34 | 0.4 | n |  | TRUE
55 | bus_LV_261-177_0_4_node_72 | 0.4 | n |  | TRUE
56 | bus_LV_261-177_0_4_node_30 | 0.4 | n |  | TRUE
57 | bus_LV_261-177_0_4_node_77 | 0.4 | n |  | TRUE
58 | bus_LV_261-177_0_4_node_59 | 0.4 | n |  | TRUE
59 | bus_LV_261-177_0_4_node_73 | 0.4 | n |  | TRUE
60 | bus_LV_261-177_0_4_node_33 | 0.4 | n |  | TRUE
61 | bus_LV_261-177_0_4_node_38 | 0.4 | n |  | TRUE
62 | bus_LV_261-177_0_4_node_40 | 0.4 | n |  | TRUE
63 | bus_LV_261-177_0_4_node_39 | 0.4 | n |  | TRUE
64 | bus_LV_261-177_0_4_node_41 | 0.4 | n |  | TRUE
65 | bus_LV_261-177_0_4_node_46 | 0.4 | n |  | TRUE
66 | bus_LV_261-177_0_4_node_54 | 0.4 | n |  | TRUE
67 | bus_LV_261-177_0_4_node_55 | 0.4 | n |  | TRUE
68 | bus_LV_261-177_0_4_node_47 | 0.4 | n |  | TRUE
69 | bus_LV_261-177_0_4_node_45 | 0.4 | n |  | TRUE
70 | bus_LV_261-177_0_4_node_53 | 0.4 | n |  | TRUE
71 | bus_LV_261-177_0_4_node_48 | 0.4 | n |  | TRUE
72 | bus_LV_261-177_0_4_node_49 | 0.4 | n |  | TRUE
73 | bus_LV_261-177_0_4_node_52 | 0.4 | n |  | TRUE
74 | bus_LV_261-177_0_4_node_67 | 0.4 | n |  | TRUE
75 | bus_LV_261-177_0_4_node_68 | 0.4 | n |  | TRUE
76 | bus_LV_261-177_0_4_node_66 | 0.4 | n |  | TRUE
77 | bus_LV_261-177_0_4_node_70 | 0.4 | n |  | TRUE
78 | bus_LV_261-177_0_4_node_136 | 0.4 | n |  | TRUE
79 | bus_LV_261-177_0_4_node_143 | 0.4 | n |  | TRUE
80 | bus_LV_261-177_0_4_node_65 | 0.4 | n |  | TRUE
81 | bus_LV_261-177_0_4_node_60 | 0.4 | n |  | TRUE
82 | bus_LV_261-177_0_4_node_61 | 0.4 | n |  | TRUE
83 | bus_LV_261-177_0_4_node_62 | 0.4 | n |  | TRUE
84 | bus_LV_261-177_0_4_node_63 | 0.4 | n |  | TRUE
85 | bus_LV_261-177_0_4_node_64 | 0.4 | n |  | TRUE
86 | bus_LV_261-177_0_4_node_83 | 0.4 | n |  | TRUE
87 | bus_LV_261-177_0_4_node_81 | 0.4 | n |  | TRUE
88 | bus_LV_261-177_0_4_node_135 | 0.4 | n |  | TRUE
89 | bus_LV_261-177_0_4_node_86 | 0.4 | n |  | TRUE
90 | bus_LV_261-177_0_4_node_94 | 0.4 | n |  | TRUE
91 | bus_LV_261-177_0_4_node_115 | 0.4 | n |  | TRUE
92 | bus_LV_261-177_0_4_node_131 | 0.4 | n |  | TRUE
93 | bus_LV_261-177_0_4_node_93 | 0.4 | n |  | TRUE
94 | bus_LV_261-177_0_4_node_133 | 0.4 | n |  | TRUE
95 | bus_LV_261-177_0_4_node_132 | 0.4 | n |  | TRUE
96 | bus_LV_261-177_0_4_node_78 | 0.4 | n |  | TRUE
97 | bus_LV_261-177_0_4_node_85 | 0.4 | n |  | TRUE
98 | bus_LV_261-177_0_4_node_79 | 0.4 | n |  | TRUE
99 | bus_LV_261-177_0_4_node_82 | 0.4 | n |  | TRUE
100 | bus_LV_261-177_0_4_node_80 | 0.4 | n |  | TRUE
101 | bus_LV_261-177_0_4_node_84 | 0.4 | n |  | TRUE
102 | bus_LV_261-177_0_4_node_96 | 0.4 | n |  | TRUE
103 | bus_LV_261-177_0_4_node_137 | 0.4 | n |  | TRUE
104 | bus_LV_261-177_0_4_node_101 | 0.4 | n |  | TRUE
105 | bus_LV_261-177_0_4_node_87 | 0.4 | n |  | TRUE
106 | bus_LV_261-177_0_4_node_95 | 0.4 | n |  | TRUE
107 | bus_LV_261-177_0_4_node_113 | 0.4 | n |  | TRUE
108 | bus_LV_261-177_0_4_node_88 | 0.4 | n |  | TRUE
109 | bus_LV_261-177_0_4_node_114 | 0.4 | n |  | TRUE
110 | bus_LV_261-177_0_4_node_89 | 0.4 | n |  | TRUE
111 | bus_LV_261-177_0_4_node_111 | 0.4 | n |  | TRUE
112 | bus_LV_261-177_0_4_node_121 | 0.4 | n |  | TRUE
113 | bus_LV_261-177_0_4_node_90 | 0.4 | n |  | TRUE
114 | bus_LV_261-177_0_4_node_130 | 0.4 | n |  | TRUE
115 | bus_LV_261-177_0_4_node_129 | 0.4 | n |  | TRUE
116 | bus_LV_261-177_0_4_node_91 | 0.4 | n |  | TRUE
117 | bus_LV_261-177_0_4_node_140 | 0.4 | n |  | TRUE
118 | bus_LV_261-177_0_4_node_92 | 0.4 | n |  | TRUE
119 | bus_LV_261-177_0_4_node_142 | 0.4 | n |  | TRUE
120 | bus_LV_261-177_0_4_node_112 | 0.4 | n |  | TRUE
121 | bus_LV_261-177_0_4_node_102 | 0.4 | n |  | TRUE
122 | bus_LV_261-177_0_4_node_100 | 0.4 | n |  | TRUE
123 | bus_LV_261-177_0_4_node_126 | 0.4 | n |  | TRUE
124 | bus_LV_261-177_0_4_node_123 | 0.4 | n |  | TRUE
125 | bus_LV_261-177_0_4_node_109 | 0.4 | n |  | TRUE
126 | bus_LV_261-177_0_4_node_122 | 0.4 | n |  | TRUE
127 | bus_LV_261-177_0_4_node_141 | 0.4 | n |  | TRUE
128 | bus_LV_261-177_0_4_node_110 | 0.4 | n |  | TRUE
129 | bus_LV_261-177_0_4_node_103 | 0.4 | n |  | TRUE
130 | bus_LV_261-177_0_4_node_106 | 0.4 | n |  | TRUE
131 | bus_LV_261-177_0_4_node_107 | 0.4 | n |  | TRUE
132 | bus_LV_261-177_0_4_node_146 | 0.4 | n |  | TRUE
133 | bus_LV_261-177_0_4_node_124 | 0.4 | n |  | TRUE
134 | bus_LV_261-177_0_4_node_118 | 0.4 | n |  | TRUE
135 | bus_LV_261-177_0_4_node_119 | 0.4 | n |  | TRUE
136 | bus_LV_261-177_0_4_node_120 | 0.4 | n |  | TRUE
137 | bus_LV_261-177_0_4_node_125 | 0.4 | n |  | TRUE
138 | bus_LV_261-177_0_4_node_127 | 0.4 | n |  | TRUE
139 | bus_LV_261-177_0_4_node_128 | 0.4 | n |  | TRUE
140 | bus_MV_518_0_node_61 | 20 | n |  | TRUE

## load
| name | bus | p_mw | q_mvar | const_z_percent | const_i_percent | sn_mva | scaling | in_service | type
0 | LV_261-177_0_4_load_0 | 0 | 0.0012157 | 0.00030469 | 0 | 0 |  | 1 | TRUE | wye
1 | LV_261-177_0_4_load_1 | 1 | 0.0011637 | 0.00029166 | 0 | 0 |  | 1 | TRUE | wye
2 | LV_261-177_0_4_load_3 | 3 | 0.0038969 | 0.00097667 | 0 | 0 |  | 1 | TRUE | wye
3 | LV_261-177_0_4_load_27 | 5 | 0.0016176 | 0.0004054 | 0 | 0 |  | 1 | TRUE | wye
4 | LV_261-177_0_4_load_25 | 6 | 0.012196 | 0.0030566 | 0 | 0 |  | 1 | TRUE | wye
5 | LV_261-177_0_4_load_134 | 9 | 0.0024844 | 0.00062264 | 0 | 0 |  | 1 | TRUE | wye
6 | LV_261-177_0_4_load_36 | 11 | 0.0026888 | 0.00067388 | 0 | 0 |  | 1 | TRUE | wye
7 | LV_261-177_0_4_load_37 | 12 | 0.0025014 | 0.00062691 | 0 | 0 |  | 1 | TRUE | wye
8 | LV_261-177_0_4_load_35 | 13 | 0.0066837 | 0.0016751 | 0 | 0 |  | 1 | TRUE | wye
9 | LV_261-177_0_4_load_56 | 17 | 0.0039356 | 0.00098635 | 0 | 0 |  | 1 | TRUE | wye
10 | LV_261-177_0_4_load_28 | 18 | 0.0025521 | 0.00063962 | 0 | 0 |  | 1 | TRUE | wye
11 | LV_261-177_0_4_load_16 | 22 | 0.010326 | 0.0025879 | 0 | 0 |  | 1 | TRUE | wye
12 | LV_261-177_0_4_load_71 | 24 | 0.010958 | 0.0027464 | 0 | 0 |  | 1 | TRUE | wye
13 | LV_261-177_0_4_load_144 | 27 | 0.0051651 | 0.0012945 | 0 | 0 |  | 1 | TRUE | wye
14 | LV_261-177_0_4_load_9 | 28 | 0.0087679 | 0.0021974 | 0 | 0 |  | 1 | TRUE | wye
15 | LV_261-177_0_4_load_10 | 29 | 0.009048 | 0.0022676 | 0 | 0 |  | 1 | TRUE | wye
16 | LV_261-177_0_4_load_12 | 31 | 0.0090576 | 0.0022701 | 0 | 0 |  | 1 | TRUE | wye
17 | LV_261-177_0_4_load_138 | 33 | 0.0070067 | 0.001756 | 0 | 0 |  | 1 | TRUE | wye
18 | LV_261-177_0_4_load_98 | 34 | 0.0054555 | 0.0013673 | 0 | 0 |  | 1 | TRUE | wye
19 | LV_261-177_0_4_load_105 | 37 | 0.0043029 | 0.0010784 | 0 | 0 |  | 1 | TRUE | wye
20 | LV_261-177_0_4_load_139 | 38 | 0.0053534 | 0.0013417 | 0 | 0 |  | 1 | TRUE | wye
21 | LV_261-177_0_4_load_32 | 41 | 0.0060536 | 0.0015172 | 0 | 0 |  | 1 | TRUE | wye
22 | LV_261-177_0_4_load_29 | 42 | 0.0020954 | 0.00052517 | 0 | 0 |  | 1 | TRUE | wye
23 | LV_261-177_0_4_load_76 | 44 | 0.0029031 | 0.0007276 | 0 | 0 |  | 1 | TRUE | wye
24 | LV_261-177_0_4_load_75 | 45 | 0.0062025 | 0.0015545 | 0 | 0 |  | 1 | TRUE | wye
25 | LV_261-177_0_4_load_74 | 46 | 0.0044718 | 0.0011208 | 0 | 0 |  | 1 | TRUE | wye
26 | LV_261-177_0_4_load_17 | 47 | 0.010498 | 0.002631 | 0 | 0 |  | 1 | TRUE | wye
27 | LV_261-177_0_4_load_99 | 48 | 0.010006 | 0.0025076 | 0 | 0 |  | 1 | TRUE | wye
28 | LV_261-177_0_4_load_145 | 49 | 0.0034754 | 0.00087102 | 0 | 0 |  | 1 | TRUE | wye
29 | LV_261-177_0_4_load_104 | 51 | 0.0063106 | 0.0015816 | 0 | 0 |  | 1 | TRUE | wye
30 | LV_261-177_0_4_load_18 | 52 | 0.0092388 | 0.0023155 | 0 | 0 |  | 1 | TRUE | wye
31 | LV_261-177_0_4_load_24 | 53 | 0.0099691 | 0.0024985 | 0 | 0 |  | 1 | TRUE | wye
32 | LV_261-177_0_4_load_72 | 55 | 0.011011 | 0.0027596 | 0 | 0 |  | 1 | TRUE | wye
33 | LV_261-177_0_4_load_30 | 56 | 0.0077892 | 0.0019522 | 0 | 0 |  | 1 | TRUE | wye
34 | LV_261-177_0_4_load_59 | 58 | 0.0051945 | 0.0013019 | 0 | 0 |  | 1 | TRUE | wye
35 | LV_261-177_0_4_load_73 | 59 | 0.0036224 | 0.00090786 | 0 | 0 |  | 1 | TRUE | wye
36 | LV_261-177_0_4_load_33 | 60 | 0.0086205 | 0.0021605 | 0 | 0 |  | 1 | TRUE | wye
37 | LV_261-177_0_4_load_38 | 61 | 0.0071588 | 0.0017942 | 0 | 0 |  | 1 | TRUE | wye
38 | LV_261-177_0_4_load_39 | 63 | 0.0073155 | 0.0018334 | 0 | 0 |  | 1 | TRUE | wye
39 | LV_261-177_0_4_load_55 | 67 | 0.0026359 | 0.00066061 | 0 | 0 |  | 1 | TRUE | wye
40 | LV_261-177_0_4_load_47 | 68 | 0.0072686 | 0.0018217 | 0 | 0 |  | 1 | TRUE | wye
41 | LV_261-177_0_4_load_45 | 69 | 0.0070746 | 0.0017731 | 0 | 0 |  | 1 | TRUE | wye
42 | LV_261-177_0_4_load_53 | 70 | 0.0077273 | 0.0019366 | 0 | 0 |  | 1 | TRUE | wye
43 | LV_261-177_0_4_load_48 | 71 | 0.0049403 | 0.0012382 | 0 | 0 |  | 1 | TRUE | wye
44 | LV_261-177_0_4_load_52 | 73 | 0.0048829 | 0.0012238 | 0 | 0 |  | 1 | TRUE | wye
45 | LV_261-177_0_4_load_66 | 76 | 0.0037358 | 0.00093629 | 0 | 0 |  | 1 | TRUE | wye
46 | LV_261-177_0_4_load_136 | 78 | 0.0052813 | 0.0013236 | 0 | 0 |  | 1 | TRUE | wye
47 | LV_261-177_0_4_load_143 | 79 | 0.0052523 | 0.0013164 | 0 | 0 |  | 1 | TRUE | wye
48 | LV_261-177_0_4_load_65 | 80 | 0.0027267 | 0.00068337 | 0 | 0 |  | 1 | TRUE | wye
49 | LV_261-177_0_4_load_60 | 81 | 0.0072934 | 0.0018279 | 0 | 0 |  | 1 | TRUE | wye
50 | LV_261-177_0_4_load_61 | 82 | 0.0052182 | 0.0013078 | 0 | 0 |  | 1 | TRUE | wye
51 | LV_261-177_0_4_load_62 | 83 | 0.003182 | 0.00079748 | 0 | 0 |  | 1 | TRUE | wye
52 | LV_261-177_0_4_load_63 | 84 | 0.0028111 | 0.00070453 | 0 | 0 |  | 1 | TRUE | wye
53 | LV_261-177_0_4_load_64 | 85 | 0.0041344 | 0.0010362 | 0 | 0 |  | 1 | TRUE | wye
54 | LV_261-177_0_4_load_83 | 86 | 0.0020299 | 0.00050875 | 0 | 0 |  | 1 | TRUE | wye
55 | LV_261-177_0_4_load_81 | 87 | 0.0019888 | 0.00049843 | 0 | 0 |  | 1 | TRUE | wye
56 | LV_261-177_0_4_load_135 | 88 | 0.0051978 | 0.0013027 | 0 | 0 |  | 1 | TRUE | wye
57 | LV_261-177_0_4_load_115 | 91 | 0.00025205 | 6.3171e-05 | 0 | 0 |  | 1 | TRUE | wye
58 | LV_261-177_0_4_load_131 | 92 | 0.0053334 | 0.0013367 | 0 | 0 |  | 1 | TRUE | wye
59 | LV_261-177_0_4_load_133 | 94 | 0.00087761 | 0.00021995 | 0 | 0 |  | 1 | TRUE | wye
60 | LV_261-177_0_4_load_132 | 95 | 0.0017589 | 0.00044082 | 0 | 0 |  | 1 | TRUE | wye
61 | LV_261-177_0_4_load_80 | 100 | 0.0031601 | 0.00079199 | 0 | 0 |  | 1 | TRUE | wye
62 | LV_261-177_0_4_load_137 | 103 | 0.0057794 | 0.0014485 | 0 | 0 |  | 1 | TRUE | wye
63 | LV_261-177_0_4_load_101 | 104 | 0.0025207 | 0.00063174 | 0 | 0 |  | 1 | TRUE | wye
64 | LV_261-177_0_4_load_113 | 107 | 0.0080719 | 0.002023 | 0 | 0 |  | 1 | TRUE | wye
65 | LV_261-177_0_4_load_114 | 109 | 0.00060789 | 0.00015235 | 0 | 0 |  | 1 | TRUE | wye
66 | LV_261-177_0_4_load_121 | 112 | 0.00054506 | 0.00013661 | 0 | 0 |  | 1 | TRUE | wye
67 | LV_261-177_0_4_load_130 | 114 | 0.0017898 | 0.00044856 | 0 | 0 |  | 1 | TRUE | wye
68 | LV_261-177_0_4_load_129 | 115 | 0.0011856 | 0.00029713 | 0 | 0 |  | 1 | TRUE | wye
69 | LV_261-177_0_4_load_140 | 117 | 0.0033501 | 0.00083962 | 0 | 0 |  | 1 | TRUE | wye
70 | LV_261-177_0_4_load_142 | 119 | 0.0033412 | 0.0008374 | 0 | 0 |  | 1 | TRUE | wye
71 | LV_261-177_0_4_load_112 | 120 | 0.0081109 | 0.0020328 | 0 | 0 |  | 1 | TRUE | wye
72 | LV_261-177_0_4_load_102 | 121 | 0.0064123 | 0.0016071 | 0 | 0 |  | 1 | TRUE | wye
73 | LV_261-177_0_4_load_100 | 122 | 0.0096666 | 0.0024227 | 0 | 0 |  | 1 | TRUE | wye
74 | LV_261-177_0_4_load_123 | 124 | 0.00047235 | 0.00011838 | 0 | 0 |  | 1 | TRUE | wye
75 | LV_261-177_0_4_load_109 | 125 | 0.0011069 | 0.00027742 | 0 | 0 |  | 1 | TRUE | wye
76 | LV_261-177_0_4_load_122 | 126 | 0.00060553 | 0.00015176 | 0 | 0 |  | 1 | TRUE | wye
77 | LV_261-177_0_4_load_141 | 127 | 0.0029714 | 0.00074469 | 0 | 0 |  | 1 | TRUE | wye
78 | LV_261-177_0_4_load_110 | 128 | 0.0080704 | 0.0020226 | 0 | 0 |  | 1 | TRUE | wye
79 | LV_261-177_0_4_load_103 | 129 | 0.0062632 | 0.0015697 | 0 | 0 |  | 1 | TRUE | wye
80 | LV_261-177_0_4_load_106 | 130 | 0.004452 | 0.0011158 | 0 | 0 |  | 1 | TRUE | wye
81 | LV_261-177_0_4_load_107 | 131 | 0.0058783 | 0.0014732 | 0 | 0 |  | 1 | TRUE | wye
82 | LV_261-177_0_4_load_146 | 132 | 0.0028106 | 0.0007044 | 0 | 0 |  | 1 | TRUE | wye
83 | LV_261-177_0_4_load_124 | 133 | 0.00074624 | 0.00018703 | 0 | 0 |  | 1 | TRUE | wye
84 | LV_261-177_0_4_load_118 | 134 | 0.00072125 | 0.00018076 | 0 | 0 |  | 1 | TRUE | wye
85 | LV_261-177_0_4_load_119 | 135 | 0.00056362 | 0.00014126 | 0 | 0 |  | 1 | TRUE | wye
86 | LV_261-177_0_4_load_120 | 136 | 0.0019443 | 0.00048728 | 0 | 0 |  | 1 | TRUE | wye
87 | LV_261-177_0_4_load_125 | 137 | 0.00053799 | 0.00013483 | 0 | 0 |  | 1 | TRUE | wye
88 | LV_261-177_0_4_load_127 | 138 | 0.00059949 | 0.00015025 | 0 | 0 |  | 1 | TRUE | wye
89 | LV_261-177_0_4_load_128 | 139 | 0.0015123 | 0.00037901 | 0 | 0 |  | 1 | TRUE | wye

## ext_grid
| name | bus | vm_pu | va_degree | slack_weight | in_service
0 |  | 33 | 1 | 0 | 1 | TRUE

## line
| name | std_type | from_bus | to_bus | length_km | r_ohm_per_km | x_ohm_per_km | c_nf_per_km | g_us_per_km | max_i_ka | df | parallel | type | in_service
0 | LV_261-177_0_4_line_0 |  | 0 | 1 | 0.0080996 | 0.125 | 0.08 | 261 | 0 | 0.364 | 1 | 1 | cs | TRUE
1 | LV_261-177_0_4_line_1 |  | 0 | 2 | 0.014077 | 0.125 | 0.08 | 261 | 0 | 0.364 | 1 | 1 | cs | TRUE
2 | LV_261-177_0_4_line_2 |  | 1 | 3 | 0.01338 | 0.125 | 0.08 | 261 | 0 | 0.364 | 1 | 1 | cs | TRUE
3 | LV_261-177_0_4_line_3 |  | 2 | 4 | 0.01216 | 0.125 | 0.08 | 261 | 0 | 0.364 | 1 | 1 | cs | TRUE
4 | LV_261-177_0_4_line_4 |  | 3 | 5 | 0.0081673 | 0.125 | 0.08 | 261 | 0 | 0.364 | 1 | 1 | cs | TRUE
5 | LV_261-177_0_4_line_5 |  | 4 | 6 | 0.057431 | 0.125 | 0.08 | 261 | 0 | 0.364 | 1 | 1 | cs | TRUE
6 | LV_261-177_0_4_line_6 |  | 5 | 18 | 0.021293 | 0.125 | 0.08 | 261 | 0 | 0.364 | 1 | 1 | cs | TRUE
7 | LV_261-177_0_4_line_7 |  | 6 | 20 | 0.0079402 | 0.125 | 0.08 | 261 | 0 | 0.364 | 1 | 1 | cs | TRUE
8 | LV_261-177_0_4_line_8 |  | 7 | 8 | 0.022166 | 0.125 | 0.08 | 261 | 0 | 0.364 | 1 | 1 | cs | TRUE
9 | LV_261-177_0_4_line_9 |  | 7 | 9 | 0.021609 | 0.125 | 0.08 | 261 | 0 | 0.364 | 1 | 1 | cs | TRUE
10 | LV_261-177_0_4_line_10 |  | 8 | 10 | 0.020896 | 0.125 | 0.08 | 261 | 0 | 0.364 | 1 | 1 | cs | TRUE
11 | LV_261-177_0_4_line_11 |  | 8 | 11 | 0.035226 | 0.125 | 0.08 | 261 | 0 | 0.364 | 1 | 1 | cs | TRUE
12 | LV_261-177_0_4_line_12 |  | 9 | 23 | 0.022615 | 0.125 | 0.08 | 261 | 0 | 0.364 | 1 | 1 | cs | TRUE
13 | LV_261-177_0_4_line_13 |  | 10 | 12 | 0.020001 | 0.125 | 0.08 | 261 | 0 | 0.364 | 1 | 1 | cs | TRUE
14 | LV_261-177_0_4_line_14 |  | 10 | 13 | 0.012879 | 0.125 | 0.08 | 261 | 0 | 0.364 | 1 | 1 | cs | TRUE
15 | LV_261-177_0_4_line_15 |  | 12 | 24 | 0.048315 | 0.125 | 0.08 | 261 | 0 | 0.364 | 1 | 1 | cs | TRUE
16 | LV_261-177_0_4_line_16 |  | 14 | 15 | 0.005604 | 0.125 | 0.08 | 261 | 0 | 0.364 | 1 | 1 | cs | TRUE
17 | LV_261-177_0_4_line_17 |  | 14 | 16 | 0.00986 | 0.125 | 0.08 | 261 | 0 | 0.364 | 1 | 1 | cs | TRUE
18 | LV_261-177_0_4_line_18 |  | 14 | 17 | 0.0050561 | 0.125 | 0.08 | 261 | 0 | 0.364 | 1 | 1 | cs | TRUE
19 | LV_261-177_0_4_line_19 |  | 15 | 24 | 0.034947 | 0.125 | 0.08 | 261 | 0 | 0.364 | 1 | 1 | cs | TRUE
20 | LV_261-177_0_4_line_20 |  | 15 | 25 | 0.003899 | 0.125 | 0.08 | 261 | 0 | 0.364 | 1 | 1 | cs | TRUE
21 | LV_261-177_0_4_line_21 |  | 16 | 26 | 0.004733 | 0.125 | 0.08 | 261 | 0 | 0.364 | 1 | 1 | cs | TRUE
22 | LV_261-177_0_4_line_22 |  | 16 | 27 | 0.041608 | 0.125 | 0.08 | 261 | 0 | 0.364 | 1 | 1 | cs | TRUE
23 | LV_261-177_0_4_line_23 |  | 19 | 20 | 0.010285 | 0.125 | 0.08 | 261 | 0 | 0.364 | 1 | 1 | cs | TRUE
24 | LV_261-177_0_4_line_24 |  | 19 | 21 | 0.0084441 | 0.125 | 0.08 | 261 | 0 | 0.364 | 1 | 1 | cs | TRUE
25 | LV_261-177_0_4_line_25 |  | 21 | 22 | 0.02518 | 0.125 | 0.08 | 261 | 0 | 0.364 | 1 | 1 | cs | TRUE
26 | LV_261-177_0_4_line_26 |  | 22 | 47 | 0.037908 | 0.125 | 0.08 | 261 | 0 | 0.364 | 1 | 1 | cs | TRUE
27 | LV_261-177_0_4_line_27 |  | 23 | 67 | 0.02424 | 0.125 | 0.08 | 261 | 0 | 0.364 | 1 | 1 | cs | TRUE
28 | LV_261-177_0_4_line_28 |  | 23 | 62 | 0.013352 | 0.125 | 0.08 | 261 | 0 | 0.364 | 1 | 1 | cs | TRUE
29 | LV_261-177_0_4_line_29 |  | 25 | 46 | 0.01312 | 0.125 | 0.08 | 261 | 0 | 0.364 | 1 | 1 | cs | TRUE
30 | LV_261-177_0_4_line_30 |  | 25 | 43 | 0.012854 | 0.125 | 0.08 | 261 | 0 | 0.364 | 1 | 2 | cs | TRUE
31 | LV_261-177_0_4_line_31 |  | 26 | 58 | 0.016514 | 0.125 | 0.08 | 261 | 0 | 0.364 | 1 | 1 | cs | TRUE
32 | LV_261-177_0_4_line_32 |  | 28 | 29 | 0.032741 | 0.125 | 0.08 | 261 | 0 | 0.364 | 1 | 1 | cs | TRUE
33 | LV_261-177_0_4_line_33 |  | 28 | 30 | 0.014726 | 0.125 | 0.08 | 261 | 0 | 0.364 | 1 | 1 | cs | TRUE
34 | LV_261-177_0_4_line_34 |  | 29 | 31 | 0.032088 | 0.125 | 0.08 | 261 | 0 | 0.364 | 1 | 1 | cs | TRUE
35 | LV_261-177_0_4_line_35 |  | 30 | 32 | 0.010167 | 0.125 | 0.08 | 261 | 0 | 0.364 | 1 | 1 | cs | TRUE
36 | LV_261-177_0_4_line_36 |  | 31 | 33 | 0.031834 | 0.125 | 0.08 | 261 | 0 | 0.364 | 1 | 1 | cs | TRUE
37 | LV_261-177_0_4_line_37 |  | 32 | 34 | 0.023578 | 0.125 | 0.08 | 261 | 0 | 0.364 | 1 | 1 | cs | TRUE
38 | LV_261-177_0_4_line_38 |  | 33 | 38 | 0.03467 | 0.125 | 0.08 | 261 | 0 | 0.364 | 1 | 3 | cs | TRUE
39 | LV_261-177_0_4_line_39 |  | 34 | 48 | 0.043651 | 0.125 | 0.08 | 261 | 0 | 0.364 | 1 | 1 | cs | TRUE
40 | LV_261-177_0_4_line_40 |  | 35 | 36 | 0.002575 | 0.125 | 0.08 | 261 | 0 | 0.364 | 1 | 1 | cs | TRUE
41 | LV_261-177_0_4_line_41 |  | 35 | 37 | 0.015528 | 0.125 | 0.08 | 261 | 0 | 0.364 | 1 | 1 | cs | TRUE
42 | LV_261-177_0_4_line_42 |  | 36 | 49 | 0.053785 | 0.125 | 0.08 | 261 | 0 | 0.364 | 1 | 1 | cs | TRUE
43 | LV_261-177_0_4_line_43 |  | 36 | 50 | 0.004539 | 0.125 | 0.08 | 261 | 0 | 0.364 | 1 | 1 | cs | TRUE
44 | LV_261-177_0_4_line_44 |  | 37 | 51 | 0.032009 | 0.125 | 0.08 | 261 | 0 | 0.364 | 1 | 1 | cs | TRUE
45 | LV_261-177_0_4_line_45 |  | 38 | 96 | 0.010479 | 0.125 | 0.08 | 261 | 0 | 0.364 | 1 | 3 | cs | TRUE
46 | LV_261-177_0_4_line_46 |  | 39 | 40 | 0.003657 | 0.125 | 0.08 | 261 | 0 | 0.364 | 1 | 1 | cs | TRUE
47 | LV_261-177_0_4_line_47 |  | 39 | 41 | 0.015882 | 0.125 | 0.08 | 261 | 0 | 0.364 | 1 | 1 | cs | TRUE
48 | LV_261-177_0_4_line_48 |  | 39 | 42 | 0.029658 | 0.125 | 0.08 | 261 | 0 | 0.364 | 1 | 1 | cs | TRUE
49 | LV_261-177_0_4_line_49 |  | 40 | 54 | 0.03571 | 0.125 | 0.08 | 261 | 0 | 0.364 | 1 | 1 | cs | TRUE
50 | LV_261-177_0_4_line_50 |  | 40 | 55 | 0.018624 | 0.125 | 0.08 | 261 | 0 | 0.364 | 1 | 1 | cs | TRUE
51 | LV_261-177_0_4_line_51 |  | 42 | 56 | 0.019663 | 0.125 | 0.08 | 261 | 0 | 0.364 | 1 | 1 | cs | TRUE
52 | LV_261-177_0_4_line_52 |  | 43 | 44 | 0.040691 | 0.125 | 0.08 | 261 | 0 | 0.364 | 1 | 3 | cs | TRUE
53 | LV_261-177_0_4_line_53 |  | 43 | 45 | 0.014331 | 0.125 | 0.08 | 261 | 0 | 0.364 | 1 | 1 | cs | TRUE
54 | LV_261-177_0_4_line_54 |  | 44 | 57 | 0.039185 | 0.125 | 0.08 | 261 | 0 | 0.364 | 1 | 3 | cs | TRUE
55 | LV_261-177_0_4_line_55 |  | 45 | 53 | 0.040967 | 0.125 | 0.08 | 261 | 0 | 0.364 | 1 | 1 | cs | TRUE
56 | LV_261-177_0_4_line_56 |  | 46 | 59 | 0.015938 | 0.125 | 0.08 | 261 | 0 | 0.364 | 1 | 1 | cs | TRUE
57 | LV_261-177_0_4_line_57 |  | 47 | 52 | 0.0213 | 0.125 | 0.08 | 261 | 0 | 0.364 | 1 | 1 | cs | TRUE
58 | LV_261-177_0_4_line_58 |  | 48 | 122 | 0.040244 | 0.125 | 0.08 | 261 | 0 | 0.364 | 1 | 1 | cs | TRUE
59 | LV_261-177_0_4_line_59 |  | 50 | 130 | 0.010777 | 0.125 | 0.08 | 261 | 0 | 0.364 | 1 | 1 | cs | TRUE
60 | LV_261-177_0_4_line_60 |  | 51 | 129 | 0.028311 | 0.125 | 0.08 | 261 | 0 | 0.364 | 1 | 1 | cs | TRUE
61 | LV_261-177_0_4_line_61 |  | 52 | 53 | 0.036443 | 0.125 | 0.08 | 261 | 0 | 0.364 | 1 | 1 | cs | TRUE
62 | LV_261-177_0_4_line_62 |  | 54 | 60 | 0.016897 | 0.125 | 0.08 | 261 | 0 | 0.364 | 1 | 1 | cs | TRUE
63 | LV_261-177_0_4_line_63 |  | 55 | 59 | 0.034452 | 0.125 | 0.08 | 261 | 0 | 0.364 | 1 | 1 | cs | TRUE
64 | LV_261-177_0_4_line_64 |  | 57 | 96 | 0.007091 | 0.125 | 0.08 | 261 | 0 | 0.364 | 1 | 3 | cs | TRUE
65 | LV_261-177_0_4_line_65 |  | 57 | 98 | 0.006516 | 0.125 | 0.08 | 261 | 0 | 0.364 | 1 | 1 | cs | TRUE
66 | LV_261-177_0_4_line_66 |  | 58 | 81 | 0.02112 | 0.125 | 0.08 | 261 | 0 | 0.364 | 1 | 1 | cs | TRUE
67 | LV_261-177_0_4_line_67 |  | 61 | 62 | 0.014253 | 0.125 | 0.08 | 261 | 0 | 0.364 | 1 | 1 | cs | TRUE
68 | LV_261-177_0_4_line_68 |  | 63 | 64 | 0.010033 | 0.125 | 0.08 | 261 | 0 | 0.364 | 1 | 1 | cs | TRUE
69 | LV_261-177_0_4_line_69 |  | 64 | 65 | 0.044233 | 0.125 | 0.08 | 261 | 0 | 0.364 | 1 | 1 | cs | TRUE
70 | LV_261-177_0_4_line_70 |  | 64 | 66 | 0.008657 | 0.125 | 0.08 | 261 | 0 | 0.364 | 1 | 1 | cs | TRUE
71 | LV_261-177_0_4_line_71 |  | 65 | 68 | 0.0083669 | 0.125 | 0.08 | 261 | 0 | 0.364 | 1 | 1 | cs | TRUE
72 | LV_261-177_0_4_line_72 |  | 65 | 69 | 0.016586 | 0.125 | 0.08 | 261 | 0 | 0.364 | 1 | 1 | cs | TRUE
73 | LV_261-177_0_4_line_73 |  | 66 | 67 | 0.027472 | 0.125 | 0.08 | 261 | 0 | 0.364 | 1 | 1 | cs | TRUE
74 | LV_261-177_0_4_line_74 |  | 66 | 70 | 0.030761 | 0.125 | 0.08 | 261 | 0 | 0.364 | 1 | 1 | cs | TRUE
75 | LV_261-177_0_4_line_75 |  | 68 | 72 | 0.039318 | 0.125 | 0.08 | 261 | 0 | 0.364 | 1 | 1 | cs | TRUE
76 | LV_261-177_0_4_line_76 |  | 71 | 72 | 0.016344 | 0.125 | 0.08 | 261 | 0 | 0.364 | 1 | 1 | cs | TRUE
77 | LV_261-177_0_4_line_77 |  | 72 | 73 | 0.010785 | 0.125 | 0.08 | 261 | 0 | 0.364 | 1 | 1 | cs | TRUE
78 | LV_261-177_0_4_line_78 |  | 74 | 75 | 0.038445 | 0.125 | 0.08 | 261 | 0 | 0.364 | 1 | 1 | cs | TRUE
79 | LV_261-177_0_4_line_79 |  | 74 | 76 | 0.018194 | 0.125 | 0.08 | 261 | 0 | 0.364 | 1 | 1 | cs | TRUE
80 | LV_261-177_0_4_line_80 |  | 75 | 77 | 0.004525 | 0.125 | 0.08 | 261 | 0 | 0.364 | 1 | 1 | cs | TRUE
81 | LV_261-177_0_4_line_81 |  | 75 | 78 | 0.0098899 | 0.125 | 0.08 | 261 | 0 | 0.364 | 1 | 1 | cs | TRUE
82 | LV_261-177_0_4_line_82 |  | 76 | 80 | 0.026686 | 0.125 | 0.08 | 261 | 0 | 0.364 | 1 | 1 | cs | TRUE
83 | LV_261-177_0_4_line_83 |  | 77 | 79 | 0.018078 | 0.125 | 0.08 | 261 | 0 | 0.364 | 1 | 1 | cs | TRUE
84 | LV_261-177_0_4_line_84 |  | 78 | 88 | 0.026484 | 0.125 | 0.08 | 261 | 0 | 0.364 | 1 | 1 | cs | TRUE
85 | LV_261-177_0_4_line_85 |  | 79 | 118 | 0.032477 | 0.125 | 0.08 | 261 | 0 | 0.364 | 1 | 1 | cs | TRUE
86 | LV_261-177_0_4_line_86 |  | 81 | 82 | 0.0086283 | 0.125 | 0.08 | 261 | 0 | 0.364 | 1 | 1 | cs | TRUE
87 | LV_261-177_0_4_line_87 |  | 82 | 83 | 0.013728 | 0.125 | 0.08 | 261 | 0 | 0.364 | 1 | 1 | cs | TRUE
88 | LV_261-177_0_4_line_88 |  | 83 | 84 | 0.010582 | 0.125 | 0.08 | 261 | 0 | 0.364 | 1 | 1 | cs | TRUE
89 | LV_261-177_0_4_line_89 |  | 84 | 85 | 0.023257 | 0.125 | 0.08 | 261 | 0 | 0.364 | 1 | 1 | cs | TRUE
90 | LV_261-177_0_4_line_90 |  | 86 | 87 | 0.0069426 | 0.125 | 0.08 | 261 | 0 | 0.364 | 1 | 1 | cs | TRUE
91 | LV_261-177_0_4_line_91 |  | 87 | 100 | 0.023044 | 0.125 | 0.08 | 261 | 0 | 0.364 | 1 | 1 | cs | TRUE
92 | LV_261-177_0_4_line_92 |  | 88 | 103 | 0.026765 | 0.125 | 0.08 | 261 | 0 | 0.364 | 1 | 1 | cs | TRUE
93 | LV_261-177_0_4_line_93 |  | 89 | 90 | 0.015233 | 0.125 | 0.08 | 261 | 0 | 0.364 | 1 | 1 | cs | TRUE
94 | LV_261-177_0_4_line_94 |  | 89 | 91 | 0.05236 | 0.125 | 0.08 | 261 | 0 | 0.364 | 1 | 1 | cs | TRUE
95 | LV_261-177_0_4_line_95 |  | 90 | 92 | 0.043714 | 0.125 | 0.08 | 261 | 0 | 0.364 | 1 | 1 | cs | TRUE
96 | LV_261-177_0_4_line_96 |  | 90 | 93 | 0.038275 | 0.125 | 0.08 | 261 | 0 | 0.364 | 1 | 1 | cs | TRUE
97 | LV_261-177_0_4_line_97 |  | 93 | 115 | 0.0076931 | 0.125 | 0.08 | 261 | 0 | 0.364 | 1 | 1 | cs | TRUE
98 | LV_261-177_0_4_line_98 |  | 93 | 116 | 0.057854 | 0.125 | 0.08 | 261 | 0 | 0.364 | 1 | 1 | cs | TRUE
99 | LV_261-177_0_4_line_99 |  | 94 | 95 | 0.023754 | 0.125 | 0.08 | 261 | 0 | 0.364 | 1 | 1 | cs | TRUE
100 | LV_261-177_0_4_line_100 |  | 95 | 114 | 0.0020689 | 0.125 | 0.08 | 261 | 0 | 0.364 | 1 | 1 | cs | TRUE
101 | LV_261-177_0_4_line_101 |  | 96 | 97 | 0.0095322 | 0.125 | 0.08 | 261 | 0 | 0.364 | 1 | 1 | cs | TRUE
102 | LV_261-177_0_4_line_102 |  | 97 | 104 | 0.029429 | 0.125 | 0.08 | 261 | 0 | 0.364 | 1 | 1 | cs | TRUE
103 | LV_261-177_0_4_line_103 |  | 98 | 99 | 0.007466 | 0.125 | 0.08 | 261 | 0 | 0.364 | 1 | 1 | cs | TRUE
104 | LV_261-177_0_4_line_104 |  | 99 | 100 | 0.013047 | 0.125 | 0.08 | 261 | 0 | 0.364 | 1 | 1 | cs | TRUE
105 | LV_261-177_0_4_line_105 |  | 101 | 102 | 0.023276 | 0.125 | 0.08 | 261 | 0 | 0.364 | 1 | 1 | cs | TRUE
106 | LV_261-177_0_4_line_106 |  | 101 | 103 | 0.036208 | 0.125 | 0.08 | 261 | 0 | 0.364 | 1 | 1 | cs | TRUE
107 | LV_261-177_0_4_line_107 |  | 102 | 121 | 0.014675 | 0.125 | 0.08 | 261 | 0 | 0.364 | 1 | 1 | cs | TRUE
108 | LV_261-177_0_4_line_108 |  | 102 | 104 | 0.031112 | 0.125 | 0.08 | 261 | 0 | 0.364 | 1 | 1 | cs | TRUE
109 | LV_261-177_0_4_line_109 |  | 102 | 106 | 0.0084993 | 0.125 | 0.08 | 261 | 0 | 0.364 | 1 | 1 | cs | TRUE
110 | LV_261-177_0_4_line_110 |  | 105 | 106 | 0.006844 | 0.125 | 0.08 | 261 | 0 | 0.364 | 1 | 1 | cs | TRUE
111 | LV_261-177_0_4_line_111 |  | 105 | 107 | 0.0053035 | 0.125 | 0.08 | 261 | 0 | 0.364 | 1 | 1 | cs | TRUE
112 | LV_261-177_0_4_line_112 |  | 106 | 120 | 0.040758 | 0.125 | 0.08 | 261 | 0 | 0.364 | 1 | 1 | cs | TRUE
113 | LV_261-177_0_4_line_113 |  | 107 | 108 | 0.045171 | 0.125 | 0.08 | 261 | 0 | 0.364 | 1 | 1 | cs | TRUE
114 | LV_261-177_0_4_line_114 |  | 108 | 109 | 0.031944 | 0.125 | 0.08 | 261 | 0 | 0.364 | 1 | 1 | cs | TRUE
115 | LV_261-177_0_4_line_115 |  | 109 | 111 | 0.061952 | 0.125 | 0.08 | 261 | 0 | 0.364 | 1 | 1 | cs | TRUE
116 | LV_261-177_0_4_line_116 |  | 110 | 111 | 0.01156 | 0.125 | 0.08 | 261 | 0 | 0.364 | 1 | 1 | cs | TRUE
117 | LV_261-177_0_4_line_117 |  | 110 | 112 | 0.011602 | 0.125 | 0.08 | 261 | 0 | 0.364 | 1 | 1 | cs | TRUE
118 | LV_261-177_0_4_line_118 |  | 111 | 123 | 0.061325 | 0.125 | 0.08 | 261 | 0 | 0.364 | 1 | 1 | cs | TRUE
119 | LV_261-177_0_4_line_119 |  | 111 | 124 | 0.0098426 | 0.125 | 0.08 | 261 | 0 | 0.364 | 1 | 1 | cs | TRUE
120 | LV_261-177_0_4_line_120 |  | 111 | 125 | 0.014242 | 0.125 | 0.08 | 261 | 0 | 0.364 | 1 | 1 | cs | TRUE
121 | LV_261-177_0_4_line_121 |  | 112 | 126 | 0.013542 | 0.125 | 0.08 | 261 | 0 | 0.364 | 1 | 1 | cs | TRUE
122 | LV_261-177_0_4_line_122 |  | 113 | 114 | 0.0071818 | 0.125 | 0.08 | 261 | 0 | 0.364 | 1 | 1 | cs | TRUE
123 | LV_261-177_0_4_line_123 |  | 113 | 115 | 0.024117 | 0.125 | 0.08 | 261 | 0 | 0.364 | 1 | 1 | cs | TRUE
124 | LV_261-177_0_4_line_124 |  | 116 | 117 | 0.016309 | 0.125 | 0.08 | 261 | 0 | 0.364 | 1 | 1 | cs | TRUE
125 | LV_261-177_0_4_line_125 |  | 117 | 127 | 0.0415 | 0.125 | 0.08 | 261 | 0 | 0.364 | 1 | 1 | cs | TRUE
126 | LV_261-177_0_4_line_126 |  | 118 | 119 | 0.021521 | 0.125 | 0.08 | 261 | 0 | 0.364 | 1 | 1 | cs | TRUE
127 | LV_261-177_0_4_line_127 |  | 119 | 127 | 0.010603 | 0.125 | 0.08 | 261 | 0 | 0.364 | 1 | 1 | cs | TRUE
128 | LV_261-177_0_4_line_128 |  | 120 | 128 | 0.034058 | 0.125 | 0.08 | 261 | 0 | 0.364 | 1 | 1 | cs | TRUE
129 | LV_261-177_0_4_line_129 |  | 121 | 129 | 0.033316 | 0.125 | 0.08 | 261 | 0 | 0.364 | 1 | 1 | cs | TRUE
130 | LV_261-177_0_4_line_130 |  | 123 | 132 | 0.012957 | 0.125 | 0.08 | 261 | 0 | 0.364 | 1 | 1 | cs | TRUE
131 | LV_261-177_0_4_line_131 |  | 124 | 133 | 0.014252 | 0.125 | 0.08 | 261 | 0 | 0.364 | 1 | 1 | cs | TRUE
132 | LV_261-177_0_4_line_132 |  | 126 | 136 | 0.0011239 | 0.125 | 0.08 | 261 | 0 | 0.364 | 1 | 1 | cs | TRUE
133 | LV_261-177_0_4_line_133 |  | 130 | 131 | 0.0085907 | 0.125 | 0.08 | 261 | 0 | 0.364 | 1 | 1 | cs | TRUE
134 | LV_261-177_0_4_line_134 |  | 133 | 137 | 0.017225 | 0.125 | 0.08 | 261 | 0 | 0.364 | 1 | 1 | cs | TRUE
135 | LV_261-177_0_4_line_135 |  | 134 | 135 | 0.017857 | 0.125 | 0.08 | 261 | 0 | 0.364 | 1 | 1 | cs | TRUE
136 | LV_261-177_0_4_line_136 |  | 135 | 136 | 0.0012129 | 0.125 | 0.08 | 261 | 0 | 0.364 | 1 | 1 | cs | TRUE
137 | LV_261-177_0_4_line_137 |  | 137 | 138 | 0.010123 | 0.125 | 0.08 | 261 | 0 | 0.364 | 1 | 1 | cs | TRUE
138 | LV_261-177_0_4_line_138 |  | 138 | 139 | 0.0024706 | 0.125 | 0.08 | 261 | 0 | 0.364 | 1 | 1 | cs | TRUE

## trafo
| name | std_type | hv_bus | lv_bus | sn_mva | vn_hv_kv | vn_lv_kv | vk_percent | vkr_percent | pfe_kw | i0_percent | shift_degree | tap_side | tap_neutral | tap_min | tap_max | tap_step_percent | tap_step_degree | tap_pos | tap_phase_shifter | parallel | df | in_service
0 | LV_261-177_0_4_trafo_138 | 0.63 MVA 20/0.4 kV | 140 | 33 | 0.63 | 20 | 0.4 | 6 | 1.206 | 1.65 | 0.2619 | 150 | hv | 0 | -2 | 2 | 2.5 | 0 | 0 | FALSE | 1 | 1 | TRUE

## line_geodata
| x0 | y0 | x1 | y1 | x2 | y2 | x3 | y3 | x4 | y4 | x5 | y5 | x6 | y6 | x7 | y7 | x8 | y8 | x9 | y9 | x10 | y10 | x11 | y11 | x12 | y12
0 | 2680138.0682 | 1250834.3136 | 2680144.6419 | 1250833.0814 | 2680146.0189 | 1250832.7716
1 | 2680124.2162 | 1250836.8191 | 2680131.6395 | 1250835.5185 | 2680138.0682 | 1250834.3136
2 | 2680159.0726 | 1250829.8342 | 2680146.0189 | 1250832.7716
3 | 2680125.5777 | 1250848.902 | 2680124.2162 | 1250836.8191
4 | 2680167.0407 | 1250828.0412 | 2680159.0726 | 1250829.8342
5 | 2680125.5777 | 1250848.902 | 2680127.2861 | 1250862.6797 | 2680132.569 | 1250873.3924 | 2680145.8583 | 1250893.2645 | 2680149.7742 | 1250899.8908
6 | 2680187.697 | 1250822.8784 | 2680169.812 | 1250827.4176 | 2680167.0407 | 1250828.0412
7 | 2680153.814 | 1250906.7265 | 2680149.7742 | 1250899.8908
8 | 2680170.302 | 1250765.0004 | 2680184.5704 | 1250763.8592 | 2680185.0897 | 1250767.8803 | 2680185.5823 | 1250771.6453
9 | 2680170.302 | 1250765.0004 | 2680179.8377 | 1250753.2095 | 2680184.9057 | 1250750.2426 | 2680185.1926 | 1250749.7478
10 | 2680185.5823 | 1250771.6453 | 2680206.3298 | 1250768.6905
11 | 2680185.5823 | 1250771.6453 | 2680165.065 | 1250774.8813 | 2680162.7494 | 1250778.0745 | 2680161.9632 | 1250780.9438 | 2680163.0413 | 1250783.8383 | 2680164.2968 | 1250787.5691 | 2680164.3999 | 1250788.0688
12 | 2680197.594 | 1250730.8777 | 2680193.7505 | 1250735.9628 | 2680189.2833 | 1250742.5072 | 2680187.0932 | 1250746.4694 | 2680185.1926 | 1250749.7478
13 | 2680206.3298 | 1250768.6905 | 2680226.1314 | 1250765.8757
14 | 2680206.3298 | 1250768.6905 | 2680208.9916 | 1250781.2909
15 | 2680270.0585 | 1250780.6998 | 2680269.0272 | 1250779.7585 | 2680261.875 | 1250773.8573 | 2680257.1315 | 1250770.7018 | 2680252.4646 | 1250768.5815 | 2680247.3186 | 1250766.7216 | 2680241.4137 | 1250765.7076 | 2680236.3491 | 1250765.083 | 2680229.112 | 1250765.452 | 2680226.1314 | 1250765.8757
16 | 2680298.7606 | 1250801.1325 | 2680294.7963 | 1250805.104
17 | 2680306.0228 | 1250807.8248 | 2680298.7606 | 1250801.1325
18 | 2680298.7606 | 1250801.1325 | 2680302.3346 | 1250797.5561
19 | 2680294.7963 | 1250805.104 | 2680293.8895 | 1250802.9457 | 2680287.774 | 1250796.8695 | 2680270.0585 | 1250780.6998
20 | 2680294.7963 | 1250805.104 | 2680294.9469 | 1250807.9192 | 2680294.8945 | 1250808.9971
21 | 2680306.0228 | 1250807.8248 | 2680309.4567 | 1250804.5578
22 | 2680306.0228 | 1250807.8248 | 2680329.5709 | 1250834.3857 | 2680333.4824 | 1250839.0817
23 | 2680153.814 | 1250906.7265 | 2680157.6372 | 1250912.6159 | 2680159.4957 | 1250915.2986
24 | 2680159.4957 | 1250915.2986 | 2680161.4279 | 1250919.2276 | 2680163.2205 | 1250922.8768
25 | 2680163.2205 | 1250922.8768 | 2680170.7041 | 1250919.342 | 2680185.7369 | 1250911.613
26 | 2680185.7369 | 1250911.613 | 2680188.7207 | 1250910.0789 | 2680206.3005 | 1250899.6313 | 2680218.0004 | 1250891.7567
27 | 2680197.594 | 1250730.8777 | 2680206.787 | 1250742.1771 | 2680208.4582 | 1250745.3131 | 2680209.0091 | 1250751.4082
28 | 2680205.9414 | 1250720.4385 | 2680197.594 | 1250730.8777
29 | 2680294.8945 | 1250808.9971 | 2680294.5577 | 1250813.2401 | 2680292.2531 | 1250815.6218 | 2680288.2638 | 1250819.4797
30 | 2680294.8945 | 1250808.9971 | 2680299.6428 | 1250814.0207 | 2680303.7288 | 1250818.3348
31 | 2680309.4567 | 1250804.5578 | 2680324.2182 | 1250797.1548
32 | 2680231.9608 | 1250961.157 | 2680253.802 | 1250946.7869 | 2680259.2122 | 1250943.0131
33 | 2680219.4191 | 1250968.8711 | 2680229.824 | 1250962.5628 | 2680231.9608 | 1250961.157
34 | 2680285.5305 | 1250924.6552 | 2680259.2122 | 1250943.0131
35 | 2680219.4191 | 1250968.8711 | 2680222.792 | 1250971.2073 | 2680227.473 | 1250975.0624
36 | 2680311.8789 | 1250906.7915 | 2680292.1131 | 1250920.0637 | 2680285.5305 | 1250924.6552
37 | 2680227.473 | 1250975.0624 | 2680247.0371 | 1250961.9027
38 | 2680311.8789 | 1250906.7915 | 2680327.6606 | 1250896.1944 | 2680340.9741 | 1250887.948
39 | 2680247.0371 | 1250961.9027 | 2680265.1156 | 1250949.7422 | 2680281.8676 | 1250937.9938 | 2680283.0218 | 1250937.1969
40 | 2680271.4262 | 1251010.4837 | 2680269.6397 | 1251008.6248
41 | 2680269.6397 | 1251008.6248 | 2680274.5945 | 1251005.0782 | 2680282.2171 | 1250999.5183
42 | 2680247.3563 | 1251039.1901 | 2680243.4808 | 1251033.2777 | 2680241.4434 | 1251027.09 | 2680241.0332 | 1251021.7027 | 2680245.3594 | 1251016.0793 | 2680260.6982 | 1251008.8817 | 2680271.4262 | 1251010.4837
43 | 2680271.4262 | 1251010.4837 | 2680274.82 | 1251013.5097
44 | 2680308.1181 | 1250980.7103 | 2680291.1622 | 1250992.9937 | 2680282.2171 | 1250999.5183
45 | 2680349.8609 | 1250882.3962 | 2680348.9695 | 1250882.9957 | 2680340.9741 | 1250887.948
46 | 2680234.6468 | 1250868.4585 | 2680237.6051 | 1250866.297
47 | 2680234.6468 | 1250868.4585 | 2680231.8027 | 1250870.5438 | 2680221.8287 | 1250877.8358
48 | 2680234.6468 | 1250868.4585 | 2680232.1203 | 1250864.9328 | 2680230.0319 | 1250861.9468 | 2680225.9117 | 1250856.2535 | 2680223.3004 | 1250853.972 | 2680220.0094 | 1250852.8266 | 2680215.7638 | 1250852.4912 | 2680212.7004 | 1250854.0509
49 | 2680221.5315 | 1250835.2009 | 2680222.7015 | 1250843.5673 | 2680223.5864 | 1250846.2369 | 2680237.6051 | 1250866.297
50 | 2680237.6051 | 1250866.297 | 2680240.6813 | 1250863.7923 | 2680251.8316 | 1250854.2795
51 | 2680196.7371 | 1250865.5322 | 2680212.7004 | 1250854.0509
52 | 2680303.7288 | 1250818.3348 | 2680304.8534 | 1250818.35 | 2680307.0171 | 1250818.5684 | 2680308.9833 | 1250818.873 | 2680311.2173 | 1250820.0264 | 2680322.038 | 1250832.6268 | 2680332.6419 | 1250844.978
53 | 2680303.7288 | 1250818.3348 | 2680297.7576 | 1250823.3354 | 2680293.0055 | 1250827.8315
54 | 2680354.2643 | 1250877.2187 | 2680353.9647 | 1250874.824 | 2680351.9486 | 1250870.9605 | 2680345.2324 | 1250860.7619 | 2680338.9601 | 1250852.3373 | 2680332.6419 | 1250844.978
55 | 2680293.0055 | 1250827.8315 | 2680279.7407 | 1250840.3817 | 2680263.2531 | 1250855.9929
56 | 2680288.2638 | 1250819.4797 | 2680276.8067 | 1250830.5594
57 | 2680218.0004 | 1250891.7567 | 2680222.6575 | 1250888.6223 | 2680235.2188 | 1250879.2267
58 | 2680283.0218 | 1250937.1969 | 2680301.2004 | 1250924.6458 | 2680316.1609 | 1250914.364
59 | 2680274.82 | 1251013.5097 | 2680282.8633 | 1251020.6822
60 | 2680332.3673 | 1250966.2226 | 2680320.2699 | 1250972.4728 | 2680315.9625 | 1250975.0275 | 2680308.1181 | 1250980.7103
61 | 2680263.2531 | 1250855.9929 | 2680256.5619 | 1250862.3285 | 2680243.1724 | 1250873.2775 | 2680235.2188 | 1250879.2267
62 | 2680221.5315 | 1250835.2009 | 2680234.3805 | 1250824.2278
63 | 2680251.8316 | 1250854.2795 | 2680255.6277 | 1250851.0408 | 2680276.8067 | 1250830.5594
64 | 2680349.8609 | 1250882.3962 | 2680351.8114 | 1250881.0772 | 2680353.6231 | 1250879.4117 | 2680354.2643 | 1250877.2187
65 | 2680360.065 | 1250874.2174 | 2680354.2643 | 1250877.2187
66 | 2680343.0967 | 1250787.687 | 2680324.2182 | 1250797.1548
67 | 2680205.9414 | 1250720.4385 | 2680213.8918 | 1250726.495 | 2680218.0464 | 1250727.4297
68 | 2680235.1309 | 1250750.2444 | 2680237.1212 | 1250744.3114 | 2680237.5344 | 1250740.5587
69 | 2680271.9174 | 1250734.7199 | 2680269.4888 | 1250736.2215 | 2680258.9537 | 1250736.5123 | 2680256.3342 | 1250735.3872 | 2680256.2898 | 1250738.6668 | 2680254.9333 | 1250741.2725 | 2680241.0407 | 1250746.9887 | 2680235.1309 | 1250750.2444
70 | 2680235.1309 | 1250750.2444 | 2680233.2977 | 1250751.2648 | 2680230.7396 | 1250757.3124
71 | 2680271.9174 | 1250734.7199 | 2680280.2667 | 1250734.177
72 | 2680271.9174 | 1250734.7199 | 2680265.6079 | 1250730.6982 | 2680261.5511 | 1250722.5483
73 | 2680230.7396 | 1250757.3124 | 2680222.1152 | 1250758.6634 | 2680211.849 | 1250758.6022 | 2680209.5218 | 1250757.0807 | 2680209.0091 | 1250751.4082
74 | 2680230.7396 | 1250757.3124 | 2680242.4814 | 1250755.4366 | 2680247.519 | 1250755.2714 | 2680251.6278 | 1250756.2388 | 2680255.1104 | 1250757.7315 | 2680260.2693 | 1250760.4254
75 | 2680310.7941 | 1250731.533 | 2680295.128 | 1250738.3147 | 2680291.346 | 1250742.1997 | 2680289.1496 | 1250742.1699 | 2680284.3204 | 1250742.5492 | 2680281.5 | 1250740.0981 | 2680280.2667 | 1250734.177
76 | 2680310.7941 | 1250731.533 | 2680303.7543 | 1250716.7823
77 | 2680310.7941 | 1250731.533 | 2680321.5542 | 1250730.8005
78 | 2680431.1081 | 1250824.8556 | 2680436.8048 | 1250832.8499 | 2680439.1143 | 1250834.0043 | 2680439.9029 | 1250837.084 | 2680441.466 | 1250839.8294 | 2680444.0055 | 1250842.944 | 2680447.4291 | 1250846.5487 | 2680448.3095 | 1250847.8727 | 2680448.7299 | 1250849.7131 | 2680448.9278 | 1250851.2614 | 2680448.71 | 1250852.8485 | 2680447.7431 | 1250854.5588 | 2680446.4521 | 1250856.2315
79 | 2680431.1081 | 1250824.8556 | 2680421.2414 | 1250809.569
80 | 2680450.038 | 1250859.0044 | 2680446.4521 | 1250856.2315
81 | 2680446.4521 | 1250856.2315 | 2680443.5865 | 1250858.2274 | 2680439.5485 | 1250863.1897
82 | 2680406.7696 | 1250787.1475 | 2680421.2414 | 1250809.569
83 | 2680450.038 | 1250859.0044 | 2680452.3538 | 1250860.8038 | 2680442.7833 | 1250872.5414
84 | 2680422.8325 | 1250883.7317 | 2680439.5485 | 1250863.1897
85 | 2680422.2601 | 1250897.7116 | 2680442.7833 | 1250872.5414
86 | 2680343.0967 | 1250787.687 | 2680350.8094 | 1250783.819
87 | 2680363.0811 | 1250777.6647 | 2680350.8094 | 1250783.819
88 | 2680363.0811 | 1250777.6647 | 2680363.0811 | 1250777.6647 | 2680368.8648 | 1250786.5261
89 | 2680368.8648 | 1250786.5261 | 2680381.5761 | 1250806.0015
90 | 2680394.5617 | 1250851.9473 | 2680398.6834 | 1250848.8445 | 2680399.3515 | 1250847.4526 | 2680399.5417 | 1250847.3069
91 | 2680376.1511 | 1250865.8065 | 2680394.5617 | 1250851.9473
92 | 2680422.8325 | 1250883.7317 | 2680405.9393 | 1250904.4914
93 | 2680492.2307 | 1251022.2758 | 2680486.3928 | 1251036.3514
94 | 2680486.3928 | 1251036.3514 | 2680473.679 | 1251049.7887 | 2680472.714 | 1251050.8097 | 2680464.375 | 1251063.4058 | 2680455.193 | 1251078.1275
95 | 2680492.2307 | 1251022.2758 | 2680504.6751 | 1251003.6643 | 2680507.8945 | 1250998.9601 | 2680516.717 | 1250986.0643
96 | 2680460.6002 | 1251003.9772 | 2680468.8817 | 1251011.7287 | 2680472.9177 | 1251014.7079 | 2680474.4697 | 1251014.9292 | 2680480.76 | 1251018.6729 | 2680482.0349 | 1251019.2907 | 2680483.4274 | 1251019.5876 | 2680484.7111 | 1251019.5605 | 2680485.7419 | 1251019.2521 | 2680486.8834 | 1251018.5782 | 2680492.2307 | 1251022.2758
97 | 2680460.6002 | 1251003.9772 | 2680459.7516 | 1250996.331
98 | 2680460.6002 | 1251003.9772 | 2680456.4155 | 1251000.2732 | 2680455.899 | 1250998.287 | 2680443.6341 | 1250987.5681 | 2680429.1597 | 1250975.0068 | 2680423.875 | 1250970.5874 | 2680425.399 | 1250968.4287 | 2680422.8452 | 1250966.3703 | 2680424.0661 | 1250964.8524
99 | 2680479.5671 | 1250944.7909 | 2680479.5671 | 1250944.7909 | 2680466.7234 | 1250964.7732
100 | 2680465.6047 | 1250966.5136 | 2680466.7234 | 1250964.7732
101 | 2680349.8609 | 1250882.3962 | 2680352.6796 | 1250887.1935 | 2680354.6941 | 1250890.6122
102 | 2680354.6941 | 1250890.6122 | 2680356.332 | 1250890.6345 | 2680357.9063 | 1250890.8893 | 2680359.9229 | 1250891.9285 | 2680361.4365 | 1250893.8727 | 2680362.8205 | 1250898.695 | 2680364.214 | 1250909.4886 | 2680364.8486 | 1250915.0154
103 | 2680360.065 | 1250874.2174 | 2680364.7633 | 1250871.7904 | 2680365.7863 | 1250873.7279
104 | 2680365.7863 | 1250873.7279 | 2680367.3286 | 1250872.4479 | 2680376.1511 | 1250865.8065
105 | 2680374.8958 | 1250943.9923 | 2680376.5809 | 1250946.6504 | 2680381.178 | 1250942.2206 | 2680386.2193 | 1250937.3187 | 2680383.3211 | 1250933.3765 | 2680382.3455 | 1250931.8399
106 | 2680382.3455 | 1250931.8399 | 2680384.733 | 1250930.0265 | 2680386.7755 | 1250928.0416 | 2680405.9393 | 1250904.4914
107 | 2680374.8958 | 1250943.9923 | 2680368.9853 | 1250947.3035 | 2680361.9665 | 1250950.9298
108 | 2680374.8958 | 1250943.9923 | 2680370.3578 | 1250936.8366 | 2680367.5609 | 1250929.8824 | 2680365.6858 | 1250922.3069 | 2680364.8486 | 1250915.0154
109 | 2680380.1044 | 1250950.679 | 2680376.5809 | 1250946.6504 | 2680374.8958 | 1250943.9923
110 | 2680380.1044 | 1250950.679 | 2680385.1522 | 1250955.3175
111 | 2680385.1522 | 1250955.3175 | 2680388.3952 | 1250958.3193 | 2680389.1172 | 1250958.8302
112 | 2680380.1044 | 1250950.679 | 2680375.0705 | 1250952.2563 | 2680343.4012 | 1250968.2586
113 | 2680418.7502 | 1250988.8647 | 2680419.3146 | 1250987.3268 | 2680419.6971 | 1250985.842 | 2680419.6675 | 1250984.1292 | 2680419.2308 | 1250982.3776 | 2680418.3648 | 1250980.5534 | 2680411.5744 | 1250974.7236 | 2680389.1172 | 1250958.8302
114 | 2680418.7502 | 1250988.8647 | 2680416.4906 | 1250992.3811 | 2680400.3557 | 1251014.9758
115 | 2680364.1477 | 1251062.9234 | 2680364.1088 | 1251059.676 | 2680365.8 | 1251059.6545 | 2680367.2482 | 1251059.1849 | 2680368.5171 | 1251058.5794 | 2680369.9271 | 1251057.5867 | 2680400.3557 | 1251014.9758
116 | 2680364.1477 | 1251062.9234 | 2680375.7398 | 1251063.1474
117 | 2680375.7398 | 1251063.1474 | 2680383.6401 | 1251071.6439
118 | 2680303.4782 | 1251071.7854 | 2680321.4566 | 1251066.9922 | 2680340.8741 | 1251064.6314 | 2680364.1477 | 1251062.9234
119 | 2680364.1477 | 1251062.9234 | 2680357.2313 | 1251069.9262
120 | 2680364.1477 | 1251062.9234 | 2680351.184 | 1251057.0254
121 | 2680383.6401 | 1251071.6439 | 2680389.0801 | 1251077.4945 | 2680393.5151 | 1251080.8365
122 | 2680462.8026 | 1250972.9953 | 2680463.4413 | 1250969.8794 | 2680465.6047 | 1250966.5136
123 | 2680462.8026 | 1250972.9953 | 2680463.5613 | 1250977.1642 | 2680459.4388 | 1250988.8836 | 2680459.672 | 1250995.614 | 2680459.7516 | 1250996.331
124 | 2680424.0661 | 1250964.8524 | 2680426.2299 | 1250966.7276 | 2680434.6488 | 1250956.2435
125 | 2680434.6488 | 1250956.2435 | 2680440.0441 | 1250949.5246 | 2680439.0522 | 1250948.6327 | 2680447.0685 | 1250918.1189
126 | 2680422.2601 | 1250897.7116 | 2680429.2049 | 1250903.2989 | 2680438.9083 | 1250911.349
127 | 2680447.0685 | 1250918.1189 | 2680447.0685 | 1250918.1189 | 2680438.9083 | 1250911.349
128 | 2680314.0299 | 1250985.3043 | 2680324.1736 | 1250977.9743 | 2680343.4012 | 1250968.2586
129 | 2680361.9665 | 1250950.9298 | 2680332.3673 | 1250966.2226
130 | 2680303.4782 | 1251071.7854 | 2680306.7353 | 1251084.3277
131 | 2680357.2313 | 1251069.9262 | 2680356.356 | 1251070.8125 | 2680347.2224 | 1251080.0717
132 | 2680394.4126 | 1251081.5129 | 2680393.5151 | 1251080.8365
133 | 2680282.8633 | 1251020.6822 | 2680289.275 | 1251026.3998
134 | 2680347.2224 | 1251080.0717 | 2680335.1259 | 1251092.3346
135 | 2680410.8266 | 1251091.1511 | 2680405.9433 | 1251088.6871 | 2680397.3446 | 1251083.7223 | 2680395.3813 | 1251082.2428
136 | 2680394.4126 | 1251081.5129 | 2680395.3813 | 1251082.2428
137 | 2680335.1259 | 1251092.3346 | 2680328.017 | 1251099.5414
138 | 2680328.017 | 1251099.5414 | 2680326.2819 | 1251101.3003

## bus_geodata
| x | y | coords
0 | 2680138.0682 | 1250834.3136
1 | 2680146.0189 | 1250832.7716
2 | 2680124.2162 | 1250836.8191
3 | 2680159.0726 | 1250829.8342
4 | 2680125.5777 | 1250848.902
5 | 2680167.0407 | 1250828.0412
6 | 2680149.7742 | 1250899.8908
7 | 2680170.302 | 1250765.0004
8 | 2680185.5823 | 1250771.6453
9 | 2680185.1926 | 1250749.7478
10 | 2680206.3298 | 1250768.6905
11 | 2680164.3999 | 1250788.0688
12 | 2680226.1314 | 1250765.8757
13 | 2680208.9916 | 1250781.2909
14 | 2680298.7606 | 1250801.1325
15 | 2680294.7963 | 1250805.104
16 | 2680306.0228 | 1250807.8248
17 | 2680302.3346 | 1250797.5561
18 | 2680187.697 | 1250822.8784
19 | 2680159.4957 | 1250915.2986
20 | 2680153.814 | 1250906.7265
21 | 2680163.2205 | 1250922.8768
22 | 2680185.7369 | 1250911.613
23 | 2680197.594 | 1250730.8777
24 | 2680270.0585 | 1250780.6998
25 | 2680294.8945 | 1250808.9971
26 | 2680309.4567 | 1250804.5578
27 | 2680333.4824 | 1250839.0817
28 | 2680231.9608 | 1250961.157
29 | 2680259.2122 | 1250943.0131
30 | 2680219.4191 | 1250968.8711
31 | 2680285.5305 | 1250924.6552
32 | 2680227.473 | 1250975.0624
33 | 2680311.8789 | 1250906.7915
34 | 2680247.0371 | 1250961.9027
35 | 2680269.6397 | 1251008.6248
36 | 2680271.4262 | 1251010.4837
37 | 2680282.2171 | 1250999.5183
38 | 2680340.9741 | 1250887.948
39 | 2680234.6468 | 1250868.4585
40 | 2680237.6051 | 1250866.297
41 | 2680221.8287 | 1250877.8358
42 | 2680212.7004 | 1250854.0509
43 | 2680303.7288 | 1250818.3348
44 | 2680332.6419 | 1250844.978
45 | 2680293.0055 | 1250827.8315
46 | 2680288.2638 | 1250819.4797
47 | 2680218.0004 | 1250891.7567
48 | 2680283.0218 | 1250937.1969
49 | 2680247.3563 | 1251039.1901
50 | 2680274.82 | 1251013.5097
51 | 2680308.1181 | 1250980.7103
52 | 2680235.2188 | 1250879.2267
53 | 2680263.2531 | 1250855.9929
54 | 2680221.5315 | 1250835.2009
55 | 2680251.8316 | 1250854.2795
56 | 2680196.7371 | 1250865.5322
57 | 2680354.2643 | 1250877.2187
58 | 2680324.2182 | 1250797.1548
59 | 2680276.8067 | 1250830.5594
60 | 2680234.3805 | 1250824.2278
61 | 2680218.0464 | 1250727.4297
62 | 2680205.9414 | 1250720.4385
63 | 2680237.5344 | 1250740.5587
64 | 2680235.1309 | 1250750.2444
65 | 2680271.9174 | 1250734.7199
66 | 2680230.7396 | 1250757.3124
67 | 2680209.0091 | 1250751.4082
68 | 2680280.2667 | 1250734.177
69 | 2680261.5511 | 1250722.5483
70 | 2680260.2693 | 1250760.4254
71 | 2680303.7543 | 1250716.7823
72 | 2680310.7941 | 1250731.533
73 | 2680321.5542 | 1250730.8005
74 | 2680431.1081 | 1250824.8556
75 | 2680446.4521 | 1250856.2315
76 | 2680421.2414 | 1250809.569
77 | 2680450.038 | 1250859.0044
78 | 2680439.5485 | 1250863.1897
79 | 2680442.7833 | 1250872.5414
80 | 2680406.7696 | 1250787.1475
81 | 2680343.0967 | 1250787.687
82 | 2680350.8094 | 1250783.819
83 | 2680363.0811 | 1250777.6647
84 | 2680368.8648 | 1250786.5261
85 | 2680381.5761 | 1250806.0015
86 | 2680399.5417 | 1250847.3069
87 | 2680394.5617 | 1250851.9473
88 | 2680422.8325 | 1250883.7317
89 | 2680486.3928 | 1251036.3514
90 | 2680492.2307 | 1251022.2758
91 | 2680455.193 | 1251078.1275
92 | 2680516.717 | 1250986.0643
93 | 2680460.6002 | 1251003.9772
94 | 2680479.5671 | 1250944.7909
95 | 2680466.7234 | 1250964.7732
96 | 2680349.8609 | 1250882.3962
97 | 2680354.6941 | 1250890.6122
98 | 2680360.065 | 1250874.2174
99 | 2680365.7863 | 1250873.7279
100 | 2680376.1511 | 1250865.8065
101 | 2680382.3455 | 1250931.8399
102 | 2680374.8958 | 1250943.9923
103 | 2680405.9393 | 1250904.4914
104 | 2680364.8486 | 1250915.0154
105 | 2680385.1522 | 1250955.3175
106 | 2680380.1044 | 1250950.679
107 | 2680389.1172 | 1250958.8302
108 | 2680418.7502 | 1250988.8647
109 | 2680400.3557 | 1251014.9758
110 | 2680375.7398 | 1251063.1474
111 | 2680364.1477 | 1251062.9234
112 | 2680383.6401 | 1251071.6439
113 | 2680462.8026 | 1250972.9953
114 | 2680465.6047 | 1250966.5136
115 | 2680459.7516 | 1250996.331
116 | 2680424.0661 | 1250964.8524
117 | 2680434.6488 | 1250956.2435
118 | 2680422.2601 | 1250897.7116
119 | 2680438.9083 | 1250911.349
120 | 2680343.4012 | 1250968.2586
121 | 2680361.9665 | 1250950.9298
122 | 2680316.1609 | 1250914.364
123 | 2680303.4782 | 1251071.7854
124 | 2680357.2313 | 1251069.9262
125 | 2680351.184 | 1251057.0254
126 | 2680393.5151 | 1251080.8365
127 | 2680447.0685 | 1250918.1189
128 | 2680314.0299 | 1250985.3043
129 | 2680332.3673 | 1250966.2226
130 | 2680282.8633 | 1251020.6822
131 | 2680289.275 | 1251026.3998
132 | 2680306.7353 | 1251084.3277
133 | 2680347.2224 | 1251080.0717
134 | 2680410.8266 | 1251091.1511
135 | 2680395.3813 | 1251082.2428
136 | 2680394.4126 | 1251081.5129
137 | 2680335.1259 | 1251092.3346
138 | 2680328.017 | 1251099.5414
139 | 2680326.2819 | 1251101.3003
140 | 2680349.8609 | 1250882.3962

## line_std_types
| c_nf_per_km | r_ohm_per_km | x_ohm_per_km | max_i_ka | type | q_mm2 | alpha | voltage_rating
NAYY 4x50 SE | 210 | 0.642 | 0.083 | 0.142 | cs | 50 | 0.00403 | LV
NAYY 4x120 SE | 264 | 0.225 | 0.08 | 0.242 | cs | 120 | 0.00403 | LV
NAYY 4x150 SE | 261 | 0.208 | 0.08 | 0.27 | cs | 150 | 0.00403 | LV
NA2XS2Y 1x95 RM/25 12/20 kV | 216 | 0.313 | 0.132 | 0.252 | cs | 95 | 0.00403 | MV
NA2XS2Y 1x185 RM/25 12/20 kV | 273 | 0.161 | 0.117 | 0.362 | cs | 185 | 0.00403 | MV
NA2XS2Y 1x240 RM/25 12/20 kV | 304 | 0.122 | 0.112 | 0.421 | cs | 240 | 0.00403 | MV
NA2XS2Y 1x95 RM/25 6/10 kV | 315 | 0.313 | 0.123 | 0.249 | cs | 95 | 0.00403 | MV
NA2XS2Y 1x185 RM/25 6/10 kV | 406 | 0.161 | 0.11 | 0.358 | cs | 185 | 0.00403 | MV
NA2XS2Y 1x240 RM/25 6/10 kV | 456 | 0.122 | 0.105 | 0.416 | cs | 240 | 0.00403 | MV
NA2XS2Y 1x150 RM/25 12/20 kV | 250 | 0.206 | 0.116 | 0.319 | cs | 150 | 0.00403 | MV
NA2XS2Y 1x120 RM/25 12/20 kV | 230 | 0.253 | 0.119 | 0.283 | cs | 120 | 0.00403 | MV
NA2XS2Y 1x70 RM/25 12/20 kV | 190 | 0.443 | 0.132 | 0.22 | cs | 70 | 0.00403 | MV
NA2XS2Y 1x150 RM/25 6/10 kV | 360 | 0.206 | 0.11 | 0.315 | cs | 150 | 0.00403 | MV
NA2XS2Y 1x120 RM/25 6/10 kV | 340 | 0.253 | 0.113 | 0.28 | cs | 120 | 0.00403 | MV
NA2XS2Y 1x70 RM/25 6/10 kV | 280 | 0.443 | 0.123 | 0.217 | cs | 70 | 0.00403 | MV
N2XS(FL)2Y 1x120 RM/35 64/110 kV | 112 | 0.153 | 0.166 | 0.366 | cs | 120 | 0.00393 | HV
N2XS(FL)2Y 1x185 RM/35 64/110 kV | 125 | 0.099 | 0.156 | 0.457 | cs | 185 | 0.00393 | HV
N2XS(FL)2Y 1x240 RM/35 64/110 kV | 135 | 0.075 | 0.149 | 0.526 | cs | 240 | 0.00393 | HV
N2XS(FL)2Y 1x300 RM/35 64/110 kV | 144 | 0.06 | 0.144 | 0.588 | cs | 300 | 0.00393 | HV
15-AL1/3-ST1A 0.4 | 11 | 1.8769 | 0.35 | 0.105 | ol | 16 | 0.00403 | LV
24-AL1/4-ST1A 0.4 | 11.25 | 1.2012 | 0.335 | 0.14 | ol | 24 | 0.00403 | LV
48-AL1/8-ST1A 0.4 | 12.2 | 0.5939 | 0.3 | 0.21 | ol | 48 | 0.00403 | LV
94-AL1/15-ST1A 0.4 | 13.2 | 0.306 | 0.29 | 0.35 | ol | 94 | 0.00403 | LV
34-AL1/6-ST1A 10.0 | 9.7 | 0.8342 | 0.36 | 0.17 | ol | 34 | 0.00403 | MV
48-AL1/8-ST1A 10.0 | 10.1 | 0.5939 | 0.35 | 0.21 | ol | 48 | 0.00403 | MV
70-AL1/11-ST1A 10.0 | 10.4 | 0.4132 | 0.339 | 0.29 | ol | 70 | 0.00403 | MV
94-AL1/15-ST1A 10.0 | 10.75 | 0.306 | 0.33 | 0.35 | ol | 94 | 0.00403 | MV
122-AL1/20-ST1A 10.0 | 11.1 | 0.2376 | 0.323 | 0.41 | ol | 122 | 0.00403 | MV
149-AL1/24-ST1A 10.0 | 11.25 | 0.194 | 0.315 | 0.47 | ol | 149 | 0.00403 | MV
34-AL1/6-ST1A 20.0 | 9.15 | 0.8342 | 0.382 | 0.17 | ol | 34 | 0.00403 | MV
48-AL1/8-ST1A 20.0 | 9.5 | 0.5939 | 0.372 | 0.21 | ol | 48 | 0.00403 | MV
70-AL1/11-ST1A 20.0 | 9.7 | 0.4132 | 0.36 | 0.29 | ol | 70 | 0.00403 | MV
94-AL1/15-ST1A 20.0 | 10 | 0.306 | 0.35 | 0.35 | ol | 94 | 0.00403 | MV
122-AL1/20-ST1A 20.0 | 10.3 | 0.2376 | 0.344 | 0.41 | ol | 122 | 0.00403 | MV
149-AL1/24-ST1A 20.0 | 10.5 | 0.194 | 0.337 | 0.47 | ol | 149 | 0.00403 | MV
184-AL1/30-ST1A 20.0 | 10.75 | 0.1571 | 0.33 | 0.535 | ol | 184 | 0.00403 | MV
243-AL1/39-ST1A 20.0 | 11 | 0.1188 | 0.32 | 0.645 | ol | 243 | 0.00403 | MV
48-AL1/8-ST1A 110.0 | 8 | 0.5939 | 0.46 | 0.21 | ol | 48 | 0.00403 | HV
70-AL1/11-ST1A 110.0 | 8.4 | 0.4132 | 0.45 | 0.29 | ol | 70 | 0.00403 | HV
94-AL1/15-ST1A 110.0 | 8.65 | 0.306 | 0.44 | 0.35 | ol | 94 | 0.00403 | HV
122-AL1/20-ST1A 110.0 | 8.5 | 0.2376 | 0.43 | 0.41 | ol | 122 | 0.00403 | HV
149-AL1/24-ST1A 110.0 | 8.75 | 0.194 | 0.41 | 0.47 | ol | 149 | 0.00403 | HV
184-AL1/30-ST1A 110.0 | 8.8 | 0.1571 | 0.4 | 0.535 | ol | 184 | 0.00403 | HV
243-AL1/39-ST1A 110.0 | 9 | 0.1188 | 0.39 | 0.645 | ol | 243 | 0.00403 | HV
305-AL1/39-ST1A 110.0 | 9.2 | 0.0949 | 0.38 | 0.74 | ol | 305 | 0.00403 | HV
490-AL1/64-ST1A 110.0 | 9.75 | 0.059 | 0.37 | 0.96 | ol | 490 | 0.00403 | HV
679-AL1/86-ST1A 110.0 | 9.95 | 0.042 | 0.36 | 1.15 | ol | 679 | 0.00403 | HV
490-AL1/64-ST1A 220.0 | 10 | 0.059 | 0.285 | 0.96 | ol | 490 | 0.00403 | HV
679-AL1/86-ST1A 220.0 | 11.7 | 0.042 | 0.275 | 1.15 | ol | 679 | 0.00403 | HV
490-AL1/64-ST1A 380.0 | 11 | 0.059 | 0.253 | 0.96 | ol | 490 | 0.00403 | HV
679-AL1/86-ST1A 380.0 | 14.6 | 0.042 | 0.25 | 1.15 | ol | 679 | 0.00403 | HV

## trafo_std_types
| i0_percent | pfe_kw | vkr_percent | sn_mva | vn_lv_kv | vn_hv_kv | vk_percent | shift_degree | vector_group | tap_side | tap_neutral | tap_min | tap_max | tap_step_degree | tap_step_percent | tap_phase_shifter
160 MVA 380/110 kV | 0.06 | 60 | 0.25 | 160 | 110 | 380 | 12.2 | 0 | Yy0 | hv | 0 | -9 | 9 | 0 | 1.5 | FALSE
100 MVA 220/110 kV | 0.06 | 55 | 0.26 | 100 | 110 | 220 | 12 | 0 | Yy0 | hv | 0 | -9 | 9 | 0 | 1.5 | FALSE
63 MVA 110/20 kV | 0.04 | 22 | 0.32 | 63 | 20 | 110 | 18 | 150 | YNd5 | hv | 0 | -9 | 9 | 0 | 1.5 | FALSE
40 MVA 110/20 kV | 0.05 | 18 | 0.34 | 40 | 20 | 110 | 16.2 | 150 | YNd5 | hv | 0 | -9 | 9 | 0 | 1.5 | FALSE
25 MVA 110/20 kV | 0.07 | 14 | 0.41 | 25 | 20 | 110 | 12 | 150 | YNd5 | hv | 0 | -9 | 9 | 0 | 1.5 | FALSE
63 MVA 110/10 kV | 0.04 | 22 | 0.32 | 63 | 10 | 110 | 18 | 150 | YNd5 | hv | 0 | -9 | 9 | 0 | 1.5 | FALSE
40 MVA 110/10 kV | 0.05 | 18 | 0.34 | 40 | 10 | 110 | 16.2 | 150 | YNd5 | hv | 0 | -9 | 9 | 0 | 1.5 | FALSE
25 MVA 110/10 kV | 0.07 | 14 | 0.41 | 25 | 10 | 110 | 12 | 150 | YNd5 | hv | 0 | -9 | 9 | 0 | 1.5 | FALSE
0.25 MVA 20/0.4 kV | 0.32 | 0.8 | 1.44 | 0.25 | 0.4 | 20 | 6 | 150 | Yzn5 | hv | 0 | -2 | 2 | 0 | 2.5 | FALSE
0.4 MVA 20/0.4 kV | 0.3375 | 1.35 | 1.425 | 0.4 | 0.4 | 20 | 6 | 150 | Dyn5 | hv | 0 | -2 | 2 | 0 | 2.5 | FALSE
0.63 MVA 20/0.4 kV | 0.2619 | 1.65 | 1.206 | 0.63 | 0.4 | 20 | 6 | 150 | Dyn5 | hv | 0 | -2 | 2 | 0 | 2.5 | FALSE
0.25 MVA 10/0.4 kV | 0.24 | 0.6 | 1.2 | 0.25 | 0.4 | 10 | 4 | 150 | Dyn5 | hv | 0 | -2 | 2 | 0 | 2.5 | FALSE
0.4 MVA 10/0.4 kV | 0.2375 | 0.95 | 1.325 | 0.4 | 0.4 | 10 | 4 | 150 | Dyn5 | hv | 0 | -2 | 2 | 0 | 2.5 | FALSE
0.63 MVA 10/0.4 kV | 0.1873 | 1.18 | 1.0794 | 0.63 | 0.4 | 10 | 4 | 150 | Dyn5 | hv | 0 | -2 | 2 | 0 | 2.5 | FALSE

## trafo3w_std_types
| sn_hv_mva | sn_mv_mva | sn_lv_mva | vn_hv_kv | vn_mv_kv | vn_lv_kv | vk_hv_percent | vk_mv_percent | vk_lv_percent | vkr_hv_percent | vkr_mv_percent | vkr_lv_percent | pfe_kw | i0_percent | shift_mv_degree | shift_lv_degree | vector_group | tap_side | tap_neutral | tap_min | tap_max | tap_step_percent
63/25/38 MVA 110/20/10 kV | 63 | 25 | 38 | 110 | 20 | 10 | 10.4 | 10.4 | 10.4 | 0.28 | 0.32 | 0.35 | 35 | 0.89 | 0 | 0 | YN0yn0yn0 | hv | 0 | -10 | 10 | 1.2
63/25/38 MVA 110/10/10 kV | 63 | 25 | 38 | 110 | 10 | 10 | 10.4 | 10.4 | 10.4 | 0.28 | 0.32 | 0.35 | 35 | 0.89 | 0 | 0 | YN0yn0yn0 | hv | 0 | -10 | 10 | 1.2

## fuse_std_types
| fuse_type | i_rated_a | t_avg | t_min | t_total | x_avg | x_min | x_total
HV 100A | HV 100A | 100 | 0 | [10.0, 3.64, 0.854, 0.281, 0.1, 0.0531, 0.022, 0.01] | [10.0, 4.267, 1.21, 0.403, 0.1, 0.058, 0.022, 0.01] | 0 | [300.0, 350.0, 450.0, 550.0, 700.0, 850.0, 1200.0, 1752.0] | [600.0, 700.0, 900.0, 1150.0, 1665.0, 2000.0, 3000.0, 4313.0]
HV 10A | HV 10A | 10 | 0 | [10.0, 1675.0, 0.344, 0.156, 0.1, 0.0417, 0.0171, 0.01] | [10.0, 1.3, 0.3, 0.155, 0.1, 0.0555, 0.023, 0.01] | 0 | [30.0, 32.0, 35.0, 37.0, 39.0, 50.0, 70.0, 88.0] | [60.0, 70.0, 80.0, 87.0, 94.0, 110.0, 150.0, 216.0]
HV 125A | HV 125A | 125 | 0 | [10.0, 1.82, 0.344, 0.1, 0.0467, 0.0269, 0.01] | [10.0, 2.478, 0.426, 0.1, 0.0427, 0.0211, 0.01] | 0 | [375.0, 500.0, 700.0, 925.0, 1200.0, 1500.0, 2341.0] | [750.0, 1000.0, 1500.0, 2200.0, 3000.0, 4000.0, 5765.0]
HV 160A | HV 160A | 160 | 0 | [10.0, 4.15, 1.03, 0.198, 0.1, 0.051, 0.0172, 0.01] | [10.0, 2.3, 0.734, 0.274, 0.1, 0.046, 0.0177, 0.01] | 0 | [480.0, 550.0, 700.0, 1000.0, 1260.0, 1600.0, 2500.0, 3227.0] | [960.0, 1300.0, 1700.0, 2200.0, 2996.0, 4000.0, 6000.0, 7946.0]
HV 16A | HV 16A | 16 | 0 | [10.0, 0.352, 0.164, 0.1, 0.0649, 0.0342, 0.01] | [10.0, 2.34, 0.722, 0.181, 0.1, 0.055, 0.0296, 0.01] | 0 | [48.0, 60.0, 65.0, 71.0, 80.0, 100.0, 162.0] | [96.0, 110.0, 125.0, 150.0, 168.0, 200.0, 250.0, 398.0]
HV 200A | HV 200A | 200 | 0 | [10.0, 4.267, 1.21, 0.403, 0.1, 0.058, 0.022, 0.01] | [10.0, 3.73, 1.654, 0.328, 0.1, 0.0531, 0.019, 0.01] | 0 | [600.0, 700.0, 900.0, 1150.0, 1665.0, 2000.0, 3000.0, 4313.0] | [1200.0, 1500.0, 1800.0, 2700.0, 3960.0, 5000.0, 7500.0, 10620.0]
HV 20A | HV 20A | 20 | 0 | [10.0, 1.3, 0.3, 0.155, 0.1, 0.0555, 0.023, 0.01] | [10.0, 1.3, 0.161, 0.1, 0.0611, 0.0399, 0.0141, 0.01] | 0 | [60.0, 70.0, 80.0, 87.0, 94.0, 110.0, 150.0, 216.0] | [120.0, 150.0, 200.0, 223.0, 260.0, 300.0, 450.0, 532.0]
HV 25A | HV 25A | 25 | 0 | [10.0, 2.512, 0.833, 0.299, 0.1, 0.0372, 0.0223, 0.01] | [10.0, 3.125, 0.597, 0.198, 0.1, 0.0378, 0.022, 0.01] | 0 | [75.0, 82.0, 90.0, 100.0, 124.0, 170.0, 200.0, 289.0] | [150.0, 170.0, 210.0, 250.0, 294.0, 400.0, 500.0, 711.0]
HV 31.5A | HV 31.5A | 31.5 | 0 | [10.0, 2.34, 0.722, 0.181, 0.1, 0.055, 0.0296, 0.01] | [10.0, 2.84, 0.368, 0.164, 0.1, 0.0621, 0.0378, 0.0195, 0.01] | 0 | [95.0, 110.0, 125.0, 150.0, 165.0, 200.0, 250.0, 390.0] | [189.0, 220.0, 300.0, 350.0, 393.0, 450.0, 530.0, 700.0, 960.0]
HV 40A | HV 40A | 40 | 0 | [10.0, 1.3, 0.161, 0.1, 0.0611, 0.0399, 0.0141, 0.01] | [10.0, 2.05, 0.369, 0.198, 0.1, 0.051, 0.0298, 0.01] | 0 | [120.0, 150.0, 200.0, 223.0, 260.0, 300.0, 450.0, 532.0] | [240.0, 300.0, 400.0, 450.0, 530.0, 650.0, 800.0, 1311.0]
HV 50A | HV 50A | 50 | 0 | [10.0, 3.215, 0.597, 0.198, 0.1, 0.0378, 0.022, 0.01] | [10.0, 3.64, 0.854, 0.281, 0.1, 0.0531, 0.022, 0.01] | 0 | [150.0, 170.0, 210.0, 250.0, 294.0, 400.0, 500.0, 711.0] | [300.0, 350.0, 450.0, 550.0, 700.0, 850.0, 1200.0, 1752.0]
HV 6.3A | HV 6.3A | 6.3 | 0 | [10.0, 1.39, 0.344, 0.168, 0.1, 0.056, 0.0263, 0.01] | [10.0, 1.711, 0.516, 0.198, 0.1, 0.0634, 0.0303, 0.01] | 0 | [19.0, 19.5, 20.4, 20.8, 22.0, 25.0, 32.0, 48.0] | [38.0, 40.0, 43.0, 48.0, 53.0, 60.0, 75.0, 118.0]
HV 63A | HV 63A | 63 | 0 | [10.0, 2.84, 0.368, 0.164, 0.1, 0.0621, 0.0378, 0.0195, 0.01] | [10.0, 1.82, 0.344, 0.1, 0.0467, 0.0269, 0.01] | 0 | [189.0, 220.0, 300.0, 350.0, 393.0, 450.0, 530.0, 700.0, 961.0] | [378.0, 500.0, 700.0, 934.0, 1200.0, 1500.0, 2366.0]
HV 80A | HV 80A | 80 | 0 | [10.0, 2.05, 0.369, 0.198, 0.1, 0.051, 0.0298, 0.01] | [10.0, 4.15, 1.03, 0.198, 0.1, 0.051, 0.0172, 0.01] | 0 | [240.0, 300.0, 400.0, 450.0, 530.0, 650.0, 800.0, 1311.0] | [480.0, 550.0, 700.0, 1000.0, 1260.0, 1600.0, 2500.0, 3227.0]
Siemens NH-1-100 | Siemens NH-1-100 | 100 | [5400.0, 2000.0, 400.0, 20.0, 1.0, 0.2, 0.012, 0.004] | 0 | 0 | [150.0, 190.0, 250.0, 430.0, 900.0, 1250.0, 2700.0, 3600.0] | 0 | 0
Siemens NH-1-125 | Siemens NH-1-125 | 125 | [4800.0, 120.0, 7.0, 0.1, 0.004] | 0 | 0 | [180.0, 400.0, 740.0, 2000.0, 4250.0] | 0 | 0
Siemens NH-1-16 | Siemens NH-1-16 | 16 | [4000.0, 400.0, 2.0, 0.1, 0.04, 0.01] | 0 | 0 | [26.0, 35.0, 75.0, 150.0, 200.0, 300.0] | 0 | 0
Siemens NH-1-160 | Siemens NH-1-160 | 160 | [4800.0, 120.0, 7.0, 0.1, 0.004] | 0 | 0 | [210.0, 500.0, 900.0, 2300.0, 5000.0] | 0 | 0
Siemens NH-1-25 | Siemens NH-1-25 | 25 | [4000.0, 1000.0, 10.0, 0.2, 0.02, 0.01] | 0 | 0 | [40.0, 50.0, 100.0, 210.0, 400.0, 500.0] | 0 | 0
Siemens NH-1-50 | Siemens NH-1-50 | 50 | [4000.0, 40.0, 4.0, 1.0, 0.02, 0.01] | 0 | 0 | [86.0, 200.0, 300.0, 400.0, 1000.0, 1280.0] | 0 | 0
Siemens NH-1-63 | Siemens NH-1-63 | 63 | [4000.0, 100.0, 10.0, 2.0, 0.04, 0.01] | 0 | 0 | [100.0, 200.0, 300.0, 400.0, 1000.0, 1500.0] | 0 | 0
Siemens NH-1-80 | Siemens NH-1-80 | 80 | [4800.0, 120.0, 7.0, 0.1, 0.01] | 0 | 0 | [150.58, 250.0, 450.0, 1150.0, 2470.0] | 0 | 0
Siemens NH-2-1000 | Siemens NH-2-1000 | 1000 | [4800.0, 120.0, 7.0, 0.1, 0.004] | 0 | 0 | [1900.0, 3500.0, 8400.0, 24000.0, 52000.0] | 0 | 0
Siemens NH-2-200 | Siemens NH-2-200 | 200 | [4800.0, 120.0, 7.0, 0.1, 0.004] | 0 | 0 | [280.0, 650.0, 1200.0, 3000.0, 7000.0] | 0 | 0
Siemens NH-2-224 | Siemens NH-2-224 | 224 | [4800.0, 120.0, 7.0, 0.2, 0.04, 0.004] | 0 | 0 | [400.0, 750.0, 1453.0, 3025.0, 4315.0, 7600.0] | 0 | 0
Siemens NH-2-250 | Siemens NH-2-250 | 250 | [4800.0, 120.0, 7.0, 0.1, 0.004] | 0 | 0 | [450.0, 800.0, 1650.0, 4000.0, 8500.0] | 0 | 0
Siemens NH-2-315 | Siemens NH-2-315 | 315 | [4800.0, 120.0, 7.0, 0.1, 0.004] | 0 | 0 | [550.0, 920.0, 1900.0, 5000.0, 11000.0] | 0 | 0
Siemens NH-2-355 | Siemens NH-2-355 | 355 | [4800.0, 120.0, 6.0, 0.1, 0.004] | 0 | 0 | [650.0, 1116.27, 2350.0, 5840.0, 12790.0] | 0 | 0
Siemens NH-2-400 | Siemens NH-2-400 | 400 | [4800.0, 120.0, 7.0, 0.1, 0.004] | 0 | 0 | [720.0, 1350.0, 2800.0, 6500.0, 15000.0] | 0 | 0
Siemens NH-2-425 | Siemens NH-2-425 | 425 | [4800.0, 120.0, 7.0, 0.1, 0.004] | 0 | 0 | [850.0, 1500.0, 3050.0, 7500.0, 16500.0] | 0 | 0
Siemens NH-2-630 | Siemens NH-2-630 | 630 | [4800.0, 120.0, 7.0, 0.1, 0.004] | 0 | 0 | [1200.0, 2000.0, 4800.0, 12000.0, 26000.0] | 0 | 0

## res_bus
| vm_pu | va_degree | p_mw | q_mvar
0 | 0.97994 | -0.38637 | 0.0012157 | 0.00030469
1 | 0.97987 | -0.38772 | 0.0011637 | 0.00029166
2 | 0.98007 | -0.3837 | 0 | 0
3 | 0.97977 | -0.38968 | 0.0038969 | 0.00097667
4 | 0.98019 | -0.38139 | 0 | 0
5 | 0.97974 | -0.3903 | 0.0016176 | 0.0004054
6 | 0.98074 | -0.37051 | 0.012196 | 0.0030566
7 | 0.97907 | -0.40237 | 0 | 0
8 | 0.98013 | -0.38163 | 0 | 0
9 | 0.97803 | -0.42262 | 0.0024844 | 0.00062264
10 | 0.98119 | -0.36111 | 0 | 0
11 | 0.98004 | -0.38335 | 0.0026888 | 0.00067388
12 | 0.98232 | -0.33909 | 0.0025014 | 0.00062691
13 | 0.98111 | -0.36267 | 0.0066837 | 0.0016751
14 | 0.98738 | -0.24111 | 0 | 0
15 | 0.98757 | -0.23741 | 0 | 0
16 | 0.98709 | -0.24693 | 0 | 0
17 | 0.98737 | -0.24146 | 0.0039356 | 0.00098635
18 | 0.97968 | -0.39129 | 0.0025521 | 0.00063962
19 | 0.98113 | -0.36303 | 0 | 0
20 | 0.98091 | -0.36725 | 0 | 0
21 | 0.9813 | -0.35957 | 0 | 0
22 | 0.98183 | -0.34926 | 0.010326 | 0.0025879
23 | 0.977 | -0.44284 | 0 | 0
24 | 0.98516 | -0.28395 | 0.010958 | 0.0027464
25 | 0.98798 | -0.22966 | 0 | 0
26 | 0.98696 | -0.24928 | 0 | 0
27 | 0.98689 | -0.25077 | 0.0051651 | 0.0012945
28 | 0.99623 | -0.072497 | 0.0087679 | 0.0021974
29 | 0.99724 | -0.053024 | 0.009048 | 0.0022676
30 | 0.99589 | -0.078998 | 0 | 0
31 | 0.99849 | -0.0289 | 0.0090576 | 0.0022701
32 | 0.99566 | -0.08349 | 0 | 0
33 | 1 | 0 | -0.42427 | -0.10818
34 | 0.99512 | -0.093913 | 0.0054555 | 0.0013673
35 | 0.9841 | -0.30536 | 0 | 0
36 | 0.98407 | -0.306 | 0 | 0
37 | 0.9843 | -0.3015 | 0.0043029 | 0.0010784
38 | 0.99611 | -0.073768 | 0.0053534 | 0.0013417
39 | 0.98527 | -0.28228 | 0 | 0
40 | 0.98533 | -0.28124 | 0 | 0
41 | 0.98518 | -0.28401 | 0.0060536 | 0.0015172
42 | 0.985 | -0.28755 | 0.0020954 | 0.00052517
43 | 0.9889 | -0.21189 | 0 | 0
44 | 0.9917 | -0.15793 | 0.0029031 | 0.0007276
45 | 0.98799 | -0.2295 | 0.0062025 | 0.0015545
46 | 0.98745 | -0.23989 | 0.0044718 | 0.0011208
47 | 0.98299 | -0.32668 | 0.010498 | 0.002631
48 | 0.99433 | -0.10904 | 0.010006 | 0.0025076
49 | 0.98389 | -0.30936 | 0.0034754 | 0.00087102
50 | 0.98402 | -0.30684 | 0 | 0
51 | 0.98483 | -0.29108 | 0.0063106 | 0.0015816
52 | 0.98384 | -0.30999 | 0.0092388 | 0.0023155
53 | 0.98562 | -0.27546 | 0.0099691 | 0.0024985
54 | 0.98504 | -0.28676 | 0 | 0
55 | 0.98575 | -0.27303 | 0.011011 | 0.0027596
56 | 0.98486 | -0.2903 | 0.0077892 | 0.0019522
57 | 0.99444 | -0.10559 | 0 | 0
58 | 0.98654 | -0.25751 | 0.0051945 | 0.0013019
59 | 0.98687 | -0.25107 | 0.0036224 | 0.00090786
60 | 0.98491 | -0.28938 | 0.0086205 | 0.0021605
61 | 0.97682 | -0.44645 | 0.0071588 | 0.0017942
62 | 0.97691 | -0.44458 | 0 | 0
63 | 0.97473 | -0.48746 | 0.0073155 | 0.0018334
64 | 0.9748 | -0.48611 | 0 | 0
65 | 0.97381 | -0.50574 | 0 | 0
66 | 0.97506 | -0.48111 | 0 | 0
67 | 0.97606 | -0.46138 | 0.0026359 | 0.00066061
68 | 0.97367 | -0.50837 | 0.0072686 | 0.0018217
69 | 0.9737 | -0.5079 | 0.0070746 | 0.0017731
70 | 0.97484 | -0.48547 | 0.0077273 | 0.0019366
71 | 0.97324 | -0.51696 | 0.0049403 | 0.0012382
72 | 0.97331 | -0.51547 | 0 | 0
73 | 0.97327 | -0.51644 | 0.0048829 | 0.0012238
74 | 0.98171 | -0.35191 | 0 | 0
75 | 0.98193 | -0.34741 | 0 | 0
76 | 0.9816 | -0.35403 | 0.0037358 | 0.00093629
77 | 0.98183 | -0.34955 | 0 | 0
78 | 0.98223 | -0.34159 | 0.0052813 | 0.0013236
79 | 0.98139 | -0.35809 | 0.0052523 | 0.0013164
80 | 0.98153 | -0.35535 | 0.0027267 | 0.00068337
81 | 0.9861 | -0.26608 | 0.0072934 | 0.0018279
82 | 0.98598 | -0.26845 | 0.0052182 | 0.0013078
83 | 0.98585 | -0.27095 | 0.003182 | 0.00079748
84 | 0.98578 | -0.27226 | 0.0028111 | 0.00070453
85 | 0.9857 | -0.27399 | 0.0041344 | 0.0010362
86 | 0.99416 | -0.11089 | 0.0020299 | 0.00050875
87 | 0.99418 | -0.11064 | 0.0019888 | 0.00049843
88 | 0.98316 | -0.32349 | 0.0051978 | 0.0013027
89 | 0.97864 | -0.41192 | 0 | 0
90 | 0.97865 | -0.41185 | 0 | 0
91 | 0.97863 | -0.41216 | 0.00025205 | 6.3171e-05
92 | 0.97843 | -0.41609 | 0.0053334 | 0.0013367
93 | 0.97885 | -0.40795 | 0 | 0
94 | 0.97865 | -0.41174 | 0.00087761 | 0.00021995
95 | 0.97867 | -0.41136 | 0.0017589 | 0.00044082
96 | 0.99495 | -0.095849 | 0 | 0
97 | 0.99384 | -0.11694 | 0 | 0
98 | 0.99439 | -0.10641 | 0 | 0
99 | 0.99435 | -0.10736 | 0 | 0
100 | 0.99426 | -0.10901 | 0.0031601 | 0.00079199
101 | 0.98586 | -0.27095 | 0 | 0
102 | 0.98691 | -0.25058 | 0 | 0
103 | 0.98423 | -0.30272 | 0.0057794 | 0.0014485
104 | 0.99044 | -0.18234 | 0.0025207 | 0.00063174
105 | 0.98649 | -0.25877 | 0 | 0
106 | 0.98662 | -0.25621 | 0 | 0
107 | 0.98639 | -0.26075 | 0.0080719 | 0.002023
108 | 0.98586 | -0.2711 | 0 | 0
109 | 0.98548 | -0.27843 | 0.00060789 | 0.00015235
110 | 0.98474 | -0.29288 | 0 | 0
111 | 0.98479 | -0.29197 | 0 | 0
112 | 0.98469 | -0.29379 | 0.00054506 | 0.00013661
113 | 0.97871 | -0.41068 | 0 | 0
114 | 0.97868 | -0.41126 | 0.0017898 | 0.00044856
115 | 0.97881 | -0.40874 | 0.0011856 | 0.00029713
116 | 0.97945 | -0.39617 | 0 | 0
117 | 0.97961 | -0.39285 | 0.0033501 | 0.00083962
118 | 0.98076 | -0.37037 | 0 | 0
119 | 0.98035 | -0.37851 | 0.0033412 | 0.0008374
120 | 0.98601 | -0.26803 | 0.0081109 | 0.0020328
121 | 0.98641 | -0.26033 | 0.0064123 | 0.0016071
122 | 0.99398 | -0.1159 | 0.0096666 | 0.0024227
123 | 0.98463 | -0.29507 | 0 | 0
124 | 0.98475 | -0.29265 | 0.00047235 | 0.00011838
125 | 0.98477 | -0.29225 | 0.0011069 | 0.00027742
126 | 0.98465 | -0.29473 | 0.00060553 | 0.00015176
127 | 0.98017 | -0.38188 | 0.0029714 | 0.00074469
128 | 0.98576 | -0.27296 | 0.0080704 | 0.0020226
129 | 0.98547 | -0.27866 | 0.0062632 | 0.0015697
130 | 0.98392 | -0.30885 | 0.004452 | 0.0011158
131 | 0.98387 | -0.30976 | 0.0058783 | 0.0014732
132 | 0.9846 | -0.29572 | 0.0028106 | 0.0007044
133 | 0.98471 | -0.29352 | 0.00074624 | 0.00018703
134 | 0.98463 | -0.29505 | 0.00072125 | 0.00018076
135 | 0.98464 | -0.29482 | 0.00056362 | 0.00014126
136 | 0.98464 | -0.29479 | 0.0019443 | 0.00048728
137 | 0.98467 | -0.29434 | 0.00053799 | 0.00013483
138 | 0.98465 | -0.29473 | 0.00059949 | 0.00015025
139 | 0.98464 | -0.2948 | 0.0015123 | 0.00037901
140 | 0.99998 | 149.9956 | 0 | 0

## res_line
| p_from_mw | q_from_mvar | p_to_mw | q_to_mvar | pl_mw | ql_mvar | i_from_ka | i_to_ka | i_ka | vm_from_pu | va_from_degree | vm_to_pu | va_to_degree | loading_percent
0 | 0.0092319 | 0.0023137 | -0.0092313 | -0.0023134 | 5.969e-07 | 2.7998e-07 | 0.014019 | 0.014019 | 0.014019 | 0.97994 | -0.38637 | 0.97987 | -0.38772 | 3.8513
1 | -0.010448 | -0.0026184 | 0.010449 | 0.0026191 | 1.3286e-06 | 6.7295e-07 | 0.015865 | 0.015865 | 0.015865 | 0.97994 | -0.38637 | 0.98007 | -0.3837 | 4.3584
2 | 0.0080676 | 0.0020218 | -0.0080668 | -0.0020215 | 7.5311e-07 | 3.1347e-07 | 0.012251 | 0.012251 | 0.012251 | 0.97987 | -0.38772 | 0.97977 | -0.38968 | 3.3658
3 | -0.010449 | -0.0026191 | 0.01045 | 0.0026197 | 1.1477e-06 | 5.8126e-07 | 0.015865 | 0.015864 | 0.015865 | 0.98007 | -0.3837 | 0.98019 | -0.38139 | 4.3584
4 | 0.0041699 | 0.0010448 | -0.0041698 | -0.0010448 | 1.2283e-07 | -2.424e-08 | 0.0063329 | 0.0063329 | 0.0063329 | 0.97977 | -0.38968 | 0.97974 | -0.3903 | 1.7398
5 | -0.01045 | -0.0026197 | 0.010456 | 0.0026224 | 5.4203e-06 | 2.7447e-06 | 0.015864 | 0.015864 | 0.015864 | 0.98019 | -0.38139 | 0.98074 | -0.37051 | 4.3584
6 | 0.0025522 | 0.00063942 | -0.0025521 | -0.00063962 | 1.1997e-07 | -1.9134e-07 | 0.0038762 | 0.0038763 | 0.0038763 | 0.97974 | -0.3903 | 0.97968 | -0.39129 | 1.0649
7 | -0.022652 | -0.0056791 | 0.022655 | 0.0056812 | 3.5171e-06 | 2.1507e-06 | 0.034369 | 0.034369 | 0.034369 | 0.98074 | -0.37051 | 0.98091 | -0.36725 | 9.4419
8 | -0.0517 | -0.013036 | 0.051751 | 0.013068 | 5.1356e-05 | 3.2589e-05 | 0.078603 | 0.078603 | 0.078603 | 0.97907 | -0.40237 | 0.98013 | -0.38163 | 21.5944
9 | 0.0517 | 0.013036 | -0.05165 | -0.013004 | 5.0066e-05 | 3.1771e-05 | 0.078603 | 0.078604 | 0.078604 | 0.97907 | -0.40237 | 0.97803 | -0.42262 | 21.5944
10 | -0.05444 | -0.013742 | 0.054494 | 0.013776 | 5.3574e-05 | 3.4024e-05 | 0.082686 | 0.082686 | 0.082686 | 0.98013 | -0.38163 | 0.98119 | -0.36111 | 22.7158
11 | 0.002689 | 0.00067358 | -0.0026888 | -0.00067388 | 2.2015e-07 | -3.0302e-07 | 0.0040823 | 0.0040825 | 0.0040825 | 0.98013 | -0.38163 | 0.98004 | -0.38335 | 1.1216
12 | 0.049166 | 0.012381 | -0.049118 | -0.012351 | 4.7479e-05 | 3.0103e-05 | 0.074824 | 0.074824 | 0.074824 | 0.97803 | -0.42262 | 0.977 | -0.44284 | 20.556
13 | -0.061178 | -0.015451 | 0.061243 | 0.015492 | 6.4622e-05 | 4.1105e-05 | 0.092822 | 0.092822 | 0.092822 | 0.98119 | -0.36111 | 0.98232 | -0.33909 | 25.5007
14 | 0.0066842 | 0.0016752 | -0.0066837 | -0.0016751 | 4.9626e-07 | 1.5496e-07 | 0.010137 | 0.010137 | 0.010137 | 0.98119 | -0.36111 | 0.98111 | -0.36267 | 2.7849
15 | -0.063744 | -0.016119 | 0.063913 | 0.016227 | 0.00016911 | 0.00010762 | 0.096611 | 0.096611 | 0.096611 | 0.98232 | -0.33909 | 0.98516 | -0.28395 | 26.5416
16 | -0.036972 | -0.0092784 | 0.036978 | 0.0092826 | 6.5249e-06 | 4.1043e-06 | 0.055722 | 0.055722 | 0.055722 | 0.98738 | -0.24111 | 0.98757 | -0.23741 | 15.3081
17 | 0.033036 | 0.0082921 | -0.033027 | -0.0082864 | 9.1664e-06 | 5.7405e-06 | 0.04979 | 0.049791 | 0.049791 | 0.98738 | -0.24111 | 0.98709 | -0.24693 | 13.6787
18 | 0.0039357 | 0.00098633 | -0.0039356 | -0.00098635 | 6.67e-08 | -2.198e-08 | 0.0059311 | 0.0059311 | 0.0059311 | 0.98738 | -0.24111 | 0.98737 | -0.24146 | 1.6294
19 | 0.07504 | 0.01908 | -0.074872 | -0.018973 | 0.00016782 | 0.00010696 | 0.11316 | 0.11316 | 0.11316 | 0.98757 | -0.23741 | 0.98516 | -0.28395 | 31.0887
20 | -0.11202 | -0.028363 | 0.11206 | 0.02839 | 4.1703e-05 | 2.664e-05 | 0.16888 | 0.16888 | 0.16888 | 0.98757 | -0.23741 | 0.98798 | -0.22966 | 46.3968
21 | 0.027861 | 0.0069918 | -0.027858 | -0.0069899 | 3.1313e-06 | 1.9435e-06 | 0.042003 | 0.042003 | 0.042003 | 0.98709 | -0.24693 | 0.98696 | -0.24928 | 11.5392
22 | 0.0051661 | 0.0012946 | -0.0051651 | -0.0012945 | 9.4633e-07 | 7.3896e-08 | 0.0077877 | 0.0077879 | 0.0077879 | 0.98709 | -0.24693 | 0.98689 | -0.25077 | 2.1395
23 | 0.02266 | 0.005684 | -0.022655 | -0.0056812 | 4.5557e-06 | 2.7858e-06 | 0.034369 | 0.034369 | 0.034369 | 0.98113 | -0.36303 | 0.98091 | -0.36725 | 9.4419
24 | -0.02266 | -0.005684 | 0.022664 | 0.0056863 | 3.7403e-06 | 2.2871e-06 | 0.034369 | 0.034368 | 0.034369 | 0.98113 | -0.36303 | 0.9813 | -0.35957 | 9.4419
25 | -0.022664 | -0.0056863 | 0.022675 | 0.0056931 | 1.1153e-05 | 6.8198e-06 | 0.034368 | 0.034368 | 0.034368 | 0.9813 | -0.35957 | 0.98183 | -0.34926 | 9.4419
26 | -0.033 | -0.008281 | 0.033036 | 0.0083033 | 3.5564e-05 | 2.2281e-05 | 0.050018 | 0.050017 | 0.050018 | 0.98183 | -0.34926 | 0.98299 | -0.32668 | 13.7411
27 | 0.041958 | 0.010557 | -0.041921 | -0.010533 | 3.7138e-05 | 2.3465e-05 | 0.063919 | 0.063919 | 0.063919 | 0.977 | -0.44284 | 0.97606 | -0.46138 | 17.5601
28 | 0.00716 | 0.0017946 | -0.0071594 | -0.0017944 | 5.9544e-07 | 2.1389e-07 | 0.010905 | 0.010905 | 0.010905 | 0.977 | -0.44284 | 0.97691 | -0.44458 | 2.9959
29 | 0.043761 | 0.011003 | -0.04374 | -0.010989 | 2.1381e-05 | 1.3516e-05 | 0.065923 | 0.065923 | 0.065923 | 0.98798 | -0.22966 | 0.98745 | -0.23989 | 18.1106
30 | -0.15582 | -0.039393 | 0.15595 | 0.039477 | 0.00013289 | 8.4717e-05 | 0.23481 | 0.23481 | 0.23481 | 0.98798 | -0.22966 | 0.9889 | -0.21189 | 32.2537
31 | 0.027858 | 0.0069899 | -0.027847 | -0.0069831 | 1.0925e-05 | 6.7813e-06 | 0.042003 | 0.042003 | 0.042003 | 0.98696 | -0.24928 | 0.98654 | -0.25751 | 11.5393
32 | -0.033939 | -0.0085209 | 0.03397 | 0.0085406 | 3.1557e-05 | 1.977e-05 | 0.050698 | 0.050698 | 0.050698 | 0.99623 | -0.072497 | 0.99724 | -0.053024 | 13.928
33 | 0.025171 | 0.0063234 | -0.025163 | -0.0063186 | 7.8076e-06 | 4.8052e-06 | 0.037602 | 0.037602 | 0.037602 | 0.99623 | -0.072497 | 0.99589 | -0.078998 | 10.3301
34 | -0.043018 | -0.010808 | 0.043068 | 0.01084 | 4.9594e-05 | 3.1321e-05 | 0.064199 | 0.064198 | 0.064199 | 0.99724 | -0.053024 | 0.99849 | -0.0289 | 17.637
35 | 0.025163 | 0.0063186 | -0.025158 | -0.0063153 | 5.3907e-06 | 3.3178e-06 | 0.037602 | 0.037602 | 0.037602 | 0.99589 | -0.078998 | 0.99566 | -0.08349 | 10.3301
36 | -0.052125 | -0.01311 | 0.052197 | 0.013155 | 7.2066e-05 | 4.5705e-05 | 0.077697 | 0.077696 | 0.077697 | 0.99849 | -0.0289 | 1 | 0 | 21.3452
37 | 0.025158 | 0.0063153 | -0.025145 | -0.0063076 | 1.2501e-05 | 7.6944e-06 | 0.037602 | 0.037602 | 0.037602 | 0.99566 | -0.08349 | 0.99512 | -0.093913 | 10.3302
38 | 0.37042 | 0.095025 | -0.3691 | -0.094181 | 0.0013204 | 0.00084368 | 0.55197 | 0.55197 | 0.55197 | 1 | 0 | 0.99611 | -0.073768 | 50.5469
39 | 0.019689 | 0.0049403 | -0.019675 | -0.0049318 | 1.4192e-05 | 8.5159e-06 | 0.029444 | 0.029444 | 0.029444 | 0.99512 | -0.093913 | 0.99433 | -0.10904 | 8.0891
40 | 0.013808 | 0.0034607 | -0.013808 | -0.0034605 | 4.2095e-07 | 2.3669e-07 | 0.020879 | 0.020879 | 0.020879 | 0.9841 | -0.30536 | 0.98407 | -0.306 | 5.736
41 | -0.013808 | -0.0034607 | 0.013811 | 0.0034621 | 2.5385e-06 | 1.4273e-06 | 0.020879 | 0.020879 | 0.020879 | 0.9841 | -0.30536 | 0.9843 | -0.3015 | 5.736
42 | 0.003476 | 0.00087069 | -0.0034754 | -0.00087102 | 5.5719e-07 | -3.2659e-07 | 0.0052559 | 0.0052561 | 0.0052561 | 0.98407 | -0.306 | 0.98389 | -0.30936 | 1.444
43 | 0.010332 | 0.0025898 | -0.010332 | -0.0025896 | 4.1546e-07 | 2.0823e-07 | 0.015623 | 0.015623 | 0.015623 | 0.98407 | -0.306 | 0.98402 | -0.30684 | 4.2921
44 | -0.018114 | -0.0045405 | 0.018123 | 0.0045459 | 9.0011e-06 | 5.3536e-06 | 0.027384 | 0.027384 | 0.027384 | 0.9843 | -0.3015 | 0.98483 | -0.29108 | 7.523
45 | 0.36375 | 0.092839 | -0.36336 | -0.092592 | 0.00038761 | 0.00024766 | 0.54398 | 0.54398 | 0.54398 | 0.99611 | -0.073768 | 0.99495 | -0.095849 | 49.8146
46 | -0.015942 | -0.0039962 | 0.015943 | 0.0039967 | 7.95e-07 | 4.6222e-07 | 0.024077 | 0.024077 | 0.024077 | 0.98527 | -0.28228 | 0.98533 | -0.28124 | 6.6146
47 | 0.0060541 | 0.0015173 | -0.0060536 | -0.0015172 | 4.9789e-07 | 1.164e-07 | 0.0091432 | 0.0091433 | 0.0091433 | 0.98527 | -0.28228 | 0.98518 | -0.28401 | 2.5119
48 | 0.0098882 | 0.0024789 | -0.0098857 | -0.0024777 | 2.4804e-06 | 1.2098e-06 | 0.014934 | 0.014934 | 0.014934 | 0.98527 | -0.28228 | 0.985 | -0.28755 | 4.1028
49 | 0.0086238 | 0.002162 | -0.0086216 | -0.002161 | 2.2714e-06 | 9.99e-07 | 0.013024 | 0.013024 | 0.013024 | 0.98533 | -0.28124 | 0.98504 | -0.28676 | 3.578
50 | -0.024567 | -0.0061587 | 0.024576 | 0.0061646 | 9.6131e-06 | 5.9151e-06 | 0.037101 | 0.037101 | 0.037101 | 0.98533 | -0.28124 | 0.98575 | -0.27303 | 10.1925
51 | 0.0077902 | 0.0019526 | -0.0077892 | -0.0019522 | 1.0213e-06 | 4.0336e-07 | 0.011769 | 0.011769 | 0.011769 | 0.985 | -0.28755 | 0.98486 | -0.2903 | 3.2331
52 | -0.22522 | -0.056982 | 0.2258 | 0.057355 | 0.0005848 | 0.0003727 | 0.33908 | 0.33908 | 0.33908 | 0.9889 | -0.21189 | 0.9917 | -0.15793 | 31.0513
53 | 0.069263 | 0.017505 | -0.069204 | -0.017468 | 5.8431e-05 | 3.7212e-05 | 0.10427 | 0.10427 | 0.10427 | 0.9889 | -0.21189 | 0.98799 | -0.2295 | 28.6466
54 | -0.2287 | -0.058083 | 0.22928 | 0.058451 | 0.00057773 | 0.00036822 | 0.34344 | 0.34344 | 0.34344 | 0.9917 | -0.15793 | 0.99444 | -0.10559 | 31.4502
55 | 0.063002 | 0.015914 | -0.062863 | -0.015825 | 0.00013845 | 8.8084e-05 | 0.094932 | 0.094932 | 0.094932 | 0.98799 | -0.2295 | 0.98562 | -0.27546 | 26.0803
56 | 0.039268 | 0.0098687 | -0.039247 | -0.0098555 | 2.0935e-05 | 1.3195e-05 | 0.059184 | 0.059184 | 0.059184 | 0.98745 | -0.23989 | 0.98687 | -0.25107 | 16.2593
57 | -0.043534 | -0.010934 | 0.043568 | 0.010956 | 3.4697e-05 | 2.1936e-05 | 0.065909 | 0.065908 | 0.065909 | 0.98299 | -0.32668 | 0.98384 | -0.30999 | 18.1067
58 | 0.0096698 | 0.0024242 | -0.0096666 | -0.0024227 | 3.1603e-06 | 1.5008e-06 | 0.014471 | 0.014471 | 0.014471 | 0.99433 | -0.10904 | 0.99398 | -0.1159 | 3.9756
59 | 0.010332 | 0.0025896 | -0.010331 | -0.0025891 | 9.8642e-07 | 4.9442e-07 | 0.015623 | 0.015623 | 0.015623 | 0.98402 | -0.30684 | 0.98392 | -0.30885 | 4.2921
60 | -0.024433 | -0.0061275 | 0.024448 | 0.0061364 | 1.447e-05 | 8.9005e-06 | 0.036919 | 0.036918 | 0.036919 | 0.98483 | -0.29108 | 0.98547 | -0.27866 | 10.1425
61 | -0.052807 | -0.013272 | 0.052894 | 0.013327 | 8.7206e-05 | 5.5348e-05 | 0.079882 | 0.079882 | 0.079882 | 0.98384 | -0.30999 | 0.98562 | -0.27546 | 21.9455
62 | 0.0086216 | 0.002161 | -0.0086205 | -0.0021605 | 1.0748e-06 | 4.728e-07 | 0.013024 | 0.013024 | 0.013024 | 0.98504 | -0.28676 | 0.98491 | -0.28938 | 3.578
63 | -0.035587 | -0.0089242 | 0.035625 | 0.0089476 | 3.7287e-05 | 2.3424e-05 | 0.053722 | 0.053722 | 0.053722 | 0.98575 | -0.27303 | 0.98687 | -0.25107 | 14.7589
64 | -0.23646 | -0.06025 | 0.23657 | 0.060321 | 0.00011119 | 7.0885e-05 | 0.35418 | 0.35418 | 0.35418 | 0.99444 | -0.10559 | 0.99495 | -0.095849 | 32.434
65 | 0.0071803 | 0.0017994 | -0.00718 | -0.0017993 | 2.8207e-07 | 9.599e-08 | 0.010744 | 0.010744 | 0.010744 | 0.99444 | -0.10559 | 0.99439 | -0.10641 | 2.9517
66 | 0.022652 | 0.0056812 | -0.022643 | -0.0056756 | 9.246e-06 | 5.6479e-06 | 0.034168 | 0.034168 | 0.034168 | 0.98654 | -0.25751 | 0.9861 | -0.26608 | 9.3868
67 | -0.0071588 | -0.0017942 | 0.0071594 | 0.0017944 | 6.3562e-07 | 2.2836e-07 | 0.010905 | 0.010905 | 0.010905 | 0.97682 | -0.44645 | 0.97691 | -0.44458 | 2.9959
68 | -0.0073155 | -0.0018334 | 0.0073159 | 0.0018336 | 4.6925e-07 | 1.7525e-07 | 0.011168 | 0.011168 | 0.011168 | 0.97473 | -0.48746 | 0.9748 | -0.48611 | 3.068
69 | 0.024196 | 0.0060738 | -0.024173 | -0.0060599 | 2.2632e-05 | 1.3934e-05 | 0.036938 | 0.036938 | 0.036938 | 0.9748 | -0.48611 | 0.97381 | -0.50574 | 10.1479
70 | -0.031512 | -0.0079074 | 0.031519 | 0.0079121 | 7.5126e-06 | 4.7001e-06 | 0.048106 | 0.048106 | 0.048106 | 0.9748 | -0.48611 | 0.97506 | -0.48111 | 13.2158
71 | 0.017098 | 0.0042866 | -0.017096 | -0.0042853 | 2.1418e-06 | 1.2666e-06 | 0.026127 | 0.026127 | 0.026127 | 0.97381 | -0.50574 | 0.97367 | -0.50837 | 7.1777
72 | 0.0070753 | 0.0017733 | -0.0070746 | -0.0017731 | 7.2701e-07 | 2.5896e-07 | 0.010811 | 0.010811 | 0.010811 | 0.97381 | -0.50574 | 0.9737 | -0.5079 | 2.9702
73 | -0.039248 | -0.0098494 | 0.039285 | 0.0098727 | 3.6964e-05 | 2.3314e-05 | 0.059901 | 0.0599 | 0.059901 | 0.97506 | -0.48111 | 0.97606 | -0.46138 | 16.4562
74 | 0.0077289 | 0.0019373 | -0.0077273 | -0.0019366 | 1.6048e-06 | 6.435e-07 | 0.011795 | 0.011795 | 0.011795 | 0.97506 | -0.48111 | 0.97484 | -0.48547 | 3.2404
75 | 0.0098271 | 0.0024636 | -0.0098238 | -0.002462 | 3.3257e-06 | 1.6396e-06 | 0.015019 | 0.015019 | 0.015019 | 0.97367 | -0.50837 | 0.97331 | -0.51547 | 4.126
76 | -0.0049403 | -0.0012382 | 0.0049407 | 0.0012382 | 3.4969e-07 | 2.068e-08 | 0.0075534 | 0.0075533 | 0.0075534 | 0.97324 | -0.51696 | 0.97331 | -0.51547 | 2.0751
77 | 0.0048832 | 0.0012238 | -0.0048829 | -0.0012238 | 2.2541e-07 | 1.0226e-08 | 0.0074654 | 0.0074655 | 0.0074655 | 0.97331 | -0.51547 | 0.97327 | -0.51644 | 2.051
78 | -0.0064633 | -0.0016196 | 0.0064647 | 0.00162 | 1.3836e-06 | 3.9933e-07 | 0.0097967 | 0.0097965 | 0.0097967 | 0.98171 | -0.35191 | 0.98193 | -0.34741 | 2.6914
79 | 0.0064633 | 0.0016196 | -0.0064627 | -0.0016194 | 6.5483e-07 | 1.8907e-07 | 0.0097967 | 0.0097968 | 0.0097968 | 0.98171 | -0.35191 | 0.9816 | -0.35403 | 2.6914
80 | 0.026167 | 0.0065744 | -0.026165 | -0.0065727 | 2.669e-06 | 1.6509e-06 | 0.03966 | 0.03966 | 0.03966 | 0.98193 | -0.34741 | 0.98183 | -0.34955 | 10.8955
81 | -0.032632 | -0.0081944 | 0.032641 | 0.0082001 | 9.0712e-06 | 5.6804e-06 | 0.049456 | 0.049456 | 0.049456 | 0.98193 | -0.34741 | 0.98223 | -0.34159 | 13.5869
82 | 0.0027269 | 0.00068314 | -0.0027267 | -0.00068337 | 1.7099e-07 | -2.2788e-07 | 0.0041336 | 0.0041337 | 0.0041337 | 0.9816 | -0.35403 | 0.98153 | -0.35535 | 1.1356
83 | 0.026165 | 0.0065727 | -0.026154 | -0.0065661 | 1.0663e-05 | 6.5957e-06 | 0.03966 | 0.03966 | 0.03966 | 0.98183 | -0.34955 | 0.98139 | -0.35809 | 10.8955
84 | -0.037923 | -0.0095237 | 0.037955 | 0.0095443 | 3.2787e-05 | 2.0648e-05 | 0.057457 | 0.057457 | 0.057457 | 0.98223 | -0.34159 | 0.98316 | -0.32349 | 15.7849
85 | 0.020902 | 0.0052498 | -0.02089 | -0.0052423 | 1.2235e-05 | 7.4205e-06 | 0.031696 | 0.031696 | 0.031696 | 0.98139 | -0.35809 | 0.98076 | -0.37037 | 8.7077
86 | 0.015349 | 0.0038477 | -0.015348 | -0.0038467 | 1.7359e-06 | 1.0009e-06 | 0.023162 | 0.023162 | 0.023162 | 0.9861 | -0.26608 | 0.98598 | -0.26845 | 6.3633
87 | 0.010129 | 0.0025388 | -0.010128 | -0.0025383 | 1.2031e-06 | 5.9493e-07 | 0.015287 | 0.015287 | 0.015287 | 0.98598 | -0.26845 | 0.98585 | -0.27095 | 4.1998
88 | 0.0069463 | 0.0017408 | -0.0069458 | -0.0017406 | 4.362e-07 | 1.4425e-07 | 0.010484 | 0.010484 | 0.010484 | 0.98585 | -0.27095 | 0.98578 | -0.27226 | 2.8804
89 | 0.0041347 | 0.0010361 | -0.0041344 | -0.0010362 | 3.3972e-07 | -7.905e-08 | 0.0062412 | 0.0062413 | 0.0062413 | 0.98578 | -0.27226 | 0.9857 | -0.27399 | 1.7146
90 | -0.0020299 | -0.00050875 | 0.0020299 | 0.00050867 | 2.4033e-08 | -7.4642e-08 | 0.0030383 | 0.0030383 | 0.0030383 | 0.99416 | -0.11089 | 0.99418 | -0.11064 | 0.83469
91 | -0.0040187 | -0.0010071 | 0.004019 | 0.001007 | 3.1264e-07 | -9.8748e-08 | 0.0060149 | 0.0060148 | 0.0060149 | 0.99418 | -0.11064 | 0.99426 | -0.10901 | 1.6524
92 | -0.043153 | -0.010847 | 0.043196 | 0.010874 | 4.2829e-05 | 2.707e-05 | 0.065324 | 0.065324 | 0.065324 | 0.98316 | -0.32349 | 0.98423 | -0.30272 | 17.9461
93 | -0.00025206 | -6.2515e-05 | 0.00025206 | 6.2324e-05 | 8.3786e-10 | -1.9087e-07 | 0.00038302 | 0.00038295 | 0.00038302 | 0.97864 | -0.41192 | 0.97865 | -0.41185 | 0.10522
94 | 0.00025206 | 6.2515e-05 | -0.00025205 | -6.3171e-05 | 2.8823e-09 | -6.5605e-07 | 0.00038302 | 0.00038325 | 0.00038325 | 0.97864 | -0.41192 | 0.97863 | -0.41216 | 0.10529
95 | 0.0053345 | 0.0013368 | -0.0053334 | -0.0013367 | 1.0785e-06 | 1.4107e-07 | 0.008111 | 0.0081112 | 0.0081112 | 0.97865 | -0.41185 | 0.97843 | -0.41609 | 2.2283
96 | -0.0055865 | -0.0013991 | 0.0055876 | 0.0013993 | 1.0355e-06 | 1.817e-07 | 0.0084939 | 0.0084937 | 0.0084939 | 0.97865 | -0.41185 | 0.97885 | -0.40795 | 2.3335
97 | 0.0056126 | 0.0014061 | -0.0056124 | -0.0014061 | 2.1001e-07 | 3.7705e-08 | 0.008532 | 0.008532 | 0.008532 | 0.97885 | -0.40795 | 0.97881 | -0.40874 | 2.344
98 | -0.0112 | -0.0028055 | 0.011206 | 0.0028088 | 6.2888e-06 | 3.2971e-06 | 0.017026 | 0.017025 | 0.017026 | 0.97885 | -0.40795 | 0.97945 | -0.39617 | 4.6774
99 | -0.00087761 | -0.00021995 | 0.00087762 | 0.00021966 | 1.586e-08 | -2.8833e-07 | 0.0013344 | 0.0013343 | 0.0013344 | 0.97865 | -0.41174 | 0.97867 | -0.41136 | 0.36659
100 | -0.0026365 | -0.00066048 | 0.0026365 | 0.00066047 | 1.2467e-08 | -1.8018e-08 | 0.0040086 | 0.0040086 | 0.0040086 | 0.97867 | -0.41136 | 0.97868 | -0.41126 | 1.1013
101 | 0.12679 | 0.03227 | -0.12666 | -0.032188 | 0.00012877 | 8.2286e-05 | 0.1898 | 0.1898 | 0.1898 | 0.99495 | -0.095849 | 0.99384 | -0.11694 | 52.1419
102 | 0.12666 | 0.032188 | -0.12626 | -0.031934 | 0.00039754 | 0.00025404 | 0.1898 | 0.1898 | 0.1898 | 0.99384 | -0.11694 | 0.99044 | -0.18234 | 52.1419
103 | 0.00718 | 0.0017993 | -0.0071797 | -0.0017992 | 3.2319e-07 | 1.1e-07 | 0.010744 | 0.010744 | 0.010744 | 0.99439 | -0.10641 | 0.99435 | -0.10736 | 2.9517
104 | 0.0071797 | 0.0017992 | -0.0071791 | -0.001799 | 5.648e-07 | 1.9225e-07 | 0.010744 | 0.010744 | 0.010744 | 0.99435 | -0.10736 | 0.99426 | -0.10901 | 2.9517
105 | -0.04905 | -0.01237 | 0.049098 | 0.0124 | 4.7876e-05 | 3.0344e-05 | 0.074061 | 0.074061 | 0.074061 | 0.98586 | -0.27095 | 0.98691 | -0.25058 | 20.3465
106 | 0.04905 | 0.01237 | -0.048975 | -0.012323 | 7.4477e-05 | 4.7204e-05 | 0.074061 | 0.074061 | 0.074061 | 0.98586 | -0.27095 | 0.98423 | -0.30272 | 20.3465
107 | 0.037167 | 0.0093408 | -0.03715 | -0.0093299 | 1.7288e-05 | 1.0877e-05 | 0.056048 | 0.056049 | 0.056049 | 0.98691 | -0.25058 | 0.98641 | -0.26033 | 15.3979
108 | -0.12334 | -0.031044 | 0.12374 | 0.031302 | 0.00040368 | 0.00025796 | 0.18601 | 0.18601 | 0.18601 | 0.98691 | -0.25058 | 0.99044 | -0.18234 | 51.1015
109 | 0.037072 | 0.0093034 | -0.037062 | -0.0092972 | 9.9596e-06 | 6.2656e-06 | 0.0559 | 0.0559 | 0.0559 | 0.98691 | -0.25058 | 0.98662 | -0.25621 | 15.3572
110 | -0.020867 | -0.0052341 | 0.02087 | 0.0052356 | 2.543e-06 | 1.5401e-06 | 0.031478 | 0.031478 | 0.031478 | 0.98649 | -0.25877 | 0.98662 | -0.25621 | 8.6478
111 | 0.020867 | 0.0052341 | -0.020865 | -0.0052329 | 1.9706e-06 | 1.1935e-06 | 0.031478 | 0.031478 | 0.031478 | 0.98649 | -0.25877 | 0.98639 | -0.26075 | 8.6478
112 | 0.016192 | 0.0040615 | -0.016183 | -0.0040562 | 9.1164e-06 | 5.3143e-06 | 0.024422 | 0.024423 | 0.024423 | 0.98662 | -0.25621 | 0.98601 | -0.26803 | 6.7095
113 | 0.012794 | 0.0032099 | -0.012787 | -0.0032064 | 6.3104e-06 | 3.4624e-06 | 0.019301 | 0.019301 | 0.019301 | 0.98639 | -0.26075 | 0.98586 | -0.2711 | 5.3025
114 | 0.012787 | 0.0032064 | -0.012783 | -0.003204 | 4.4626e-06 | 2.4489e-06 | 0.019301 | 0.019301 | 0.019301 | 0.98586 | -0.2711 | 0.98548 | -0.27843 | 5.3026
115 | 0.012175 | 0.0030516 | -0.012167 | -0.0030474 | 7.8514e-06 | 4.2361e-06 | 0.018383 | 0.018384 | 0.018384 | 0.98548 | -0.27843 | 0.98479 | -0.29197 | 5.0505
116 | -0.0043801 | -0.0010973 | 0.0043803 | 0.0010973 | 1.8989e-07 | -2.5543e-08 | 0.0066185 | 0.0066184 | 0.0066185 | 0.98474 | -0.29288 | 0.98479 | -0.29197 | 1.8183
117 | 0.0043801 | 0.0010973 | -0.0043799 | -0.0010974 | 1.9058e-07 | -2.562e-08 | 0.0066185 | 0.0066185 | 0.0066185 | 0.98474 | -0.29288 | 0.98469 | -0.29379 | 1.8183
118 | 0.0028111 | 0.00070377 | -0.0028107 | -0.00070429 | 4.1488e-07 | -5.146e-07 | 0.0042473 | 0.0042476 | 0.0042476 | 0.98479 | -0.29197 | 0.98463 | -0.29507 | 1.1669
119 | 0.0038687 | 0.00096907 | -0.0038686 | -0.00096912 | 1.2612e-07 | -4.4507e-08 | 0.0058455 | 0.0058455 | 0.0058455 | 0.98479 | -0.29197 | 0.98475 | -0.29265 | 1.6059
120 | 0.0011069 | 0.00027725 | -0.0011069 | -0.00027742 | 1.4941e-08 | -1.7164e-07 | 0.0016725 | 0.0016726 | 0.0016726 | 0.98479 | -0.29197 | 0.98477 | -0.29225 | 0.4595
121 | 0.0038348 | 0.00096075 | -0.0038347 | -0.00096081 | 1.7053e-07 | -6.3116e-08 | 0.0057949 | 0.0057949 | 0.0057949 | 0.98469 | -0.29379 | 0.98465 | -0.29473 | 1.592
122 | 0.0044264 | 0.001109 | -0.0044263 | -0.001109 | 1.2197e-07 | -1.2184e-08 | 0.0067298 | 0.0067298 | 0.0067298 | 0.97871 | -0.41068 | 0.97868 | -0.41126 | 1.8488
123 | -0.0044264 | -0.001109 | 0.0044268 | 0.001109 | 4.0958e-07 | -4.096e-08 | 0.0067298 | 0.0067297 | 0.0067298 | 0.97871 | -0.41068 | 0.97881 | -0.40874 | 1.8488
124 | -0.011206 | -0.0028088 | 0.011208 | 0.0028097 | 1.7728e-06 | 9.293e-07 | 0.017025 | 0.017025 | 0.017025 | 0.97945 | -0.39617 | 0.97961 | -0.39285 | 4.6773
125 | -0.014558 | -0.0036493 | 0.014566 | 0.0036537 | 7.6106e-06 | 4.348e-06 | 0.022114 | 0.022114 | 0.022114 | 0.97961 | -0.39285 | 0.98017 | -0.38188 | 6.0753
126 | 0.02089 | 0.0052423 | -0.020881 | -0.0052374 | 8.108e-06 | 4.9177e-06 | 0.031696 | 0.031696 | 0.031696 | 0.98076 | -0.37037 | 0.98035 | -0.37851 | 8.7078
127 | 0.01754 | 0.0044 | -0.017537 | -0.0043984 | 2.8186e-06 | 1.6702e-06 | 0.026625 | 0.026625 | 0.026625 | 0.98035 | -0.37851 | 0.98017 | -0.38188 | 7.3145
128 | 0.0080723 | 0.0020234 | -0.0080704 | -0.0020226 | 1.8954e-06 | 7.7878e-07 | 0.012182 | 0.012182 | 0.012182 | 0.98601 | -0.26803 | 0.98576 | -0.27296 | 3.3468
129 | 0.030738 | 0.0077228 | -0.030711 | -0.0077061 | 2.687e-05 | 1.6772e-05 | 0.046375 | 0.046376 | 0.046376 | 0.98641 | -0.26033 | 0.98547 | -0.27866 | 12.7405
130 | 0.0028107 | 0.00070429 | -0.0028106 | -0.0007044 | 8.7664e-08 | -1.0869e-07 | 0.0042476 | 0.0042476 | 0.0042476 | 0.98463 | -0.29507 | 0.9846 | -0.29572 | 1.1669
131 | 0.0033963 | 0.00085074 | -0.0033961 | -0.00085083 | 1.4075e-07 | -9.1227e-08 | 0.0051318 | 0.0051319 | 0.0051319 | 0.98475 | -0.29265 | 0.98471 | -0.29352 | 1.4098
132 | 0.0032291 | 0.00080905 | -0.0032291 | -0.00080906 | 1.0036e-08 | -7.8722e-09 | 0.0048798 | 0.0048798 | 0.0048798 | 0.98465 | -0.29473 | 0.98464 | -0.29479 | 1.3406
133 | 0.0058785 | 0.0014733 | -0.0058783 | -0.0014732 | 2.5462e-07 | 5.3853e-08 | 0.0088903 | 0.0088903 | 0.0088903 | 0.98392 | -0.30885 | 0.98387 | -0.30976 | 2.4424
134 | 0.0026499 | 0.0006638 | -0.0026498 | -0.00066395 | 1.0357e-07 | -1.5283e-07 | 0.0040042 | 0.0040043 | 0.0040043 | 0.98471 | -0.29352 | 0.98467 | -0.29434 | 1.1001
135 | -0.00072125 | -0.00018076 | 0.00072125 | 0.00018054 | 7.9551e-09 | -2.2204e-07 | 0.00109 | 0.0010899 | 0.00109 | 0.98463 | -0.29505 | 0.98464 | -0.29482 | 0.29944
136 | -0.0012849 | -0.00032179 | 0.0012849 | 0.00032178 | 1.7149e-09 | -1.433e-08 | 0.0019416 | 0.0019416 | 0.0019416 | 0.98464 | -0.29482 | 0.98464 | -0.29479 | 0.53342
137 | 0.0021118 | 0.00052912 | -0.0021118 | -0.00052923 | 3.8661e-08 | -1.0402e-07 | 0.0031913 | 0.0031913 | 0.0031913 | 0.98467 | -0.29434 | 0.98465 | -0.29473 | 0.87674
138 | 0.0015123 | 0.00037898 | -0.0015123 | -0.00037901 | 4.839e-09 | -2.8328e-08 | 0.0022854 | 0.0022854 | 0.0022854 | 0.98465 | -0.29473 | 0.98464 | -0.2948 | 0.62785

## res_trafo
| p_hv_mw | q_hv_mvar | p_lv_mw | q_lv_mvar | pl_mw | ql_mvar | i_hv_ka | i_lv_ka | vm_hv_pu | va_hv_degree | vm_lv_pu | va_lv_degree | loading_percent
0 | -1.2729e-15 | -1.3162e-15 | 0.00165 | 1.2699e-07 | 0.00165 | 1.2699e-07 | 5.2857e-17 | 0.0023815 | 0.99998 | 149.9956 | 1 | 0 | 0.2619

## res_ext_grid
| p_mw | q_mvar
0 | 0.43128 | 0.10994

## res_load
| p_mw | q_mvar
0 | 0.0012157 | 0.00030469
1 | 0.0011637 | 0.00029166
2 | 0.0038969 | 0.00097667
3 | 0.0016176 | 0.0004054
4 | 0.012196 | 0.0030566
5 | 0.0024844 | 0.00062264
6 | 0.0026888 | 0.00067388
7 | 0.0025014 | 0.00062691
8 | 0.0066837 | 0.0016751
9 | 0.0039356 | 0.00098635
10 | 0.0025521 | 0.00063962
11 | 0.010326 | 0.0025879
12 | 0.010958 | 0.0027464
13 | 0.0051651 | 0.0012945
14 | 0.0087679 | 0.0021974
15 | 0.009048 | 0.0022676
16 | 0.0090576 | 0.0022701
17 | 0.0070067 | 0.001756
18 | 0.0054555 | 0.0013673
19 | 0.0043029 | 0.0010784
20 | 0.0053534 | 0.0013417
21 | 0.0060536 | 0.0015172
22 | 0.0020954 | 0.00052517
23 | 0.0029031 | 0.0007276
24 | 0.0062025 | 0.0015545
25 | 0.0044718 | 0.0011208
26 | 0.010498 | 0.002631
27 | 0.010006 | 0.0025076
28 | 0.0034754 | 0.00087102
29 | 0.0063106 | 0.0015816
30 | 0.0092388 | 0.0023155
31 | 0.0099691 | 0.0024985
32 | 0.011011 | 0.0027596
33 | 0.0077892 | 0.0019522
34 | 0.0051945 | 0.0013019
35 | 0.0036224 | 0.00090786
36 | 0.0086205 | 0.0021605
37 | 0.0071588 | 0.0017942
38 | 0.0073155 | 0.0018334
39 | 0.0026359 | 0.00066061
40 | 0.0072686 | 0.0018217
41 | 0.0070746 | 0.0017731
42 | 0.0077273 | 0.0019366
43 | 0.0049403 | 0.0012382
44 | 0.0048829 | 0.0012238
45 | 0.0037358 | 0.00093629
46 | 0.0052813 | 0.0013236
47 | 0.0052523 | 0.0013164
48 | 0.0027267 | 0.00068337
49 | 0.0072934 | 0.0018279
50 | 0.0052182 | 0.0013078
51 | 0.003182 | 0.00079748
52 | 0.0028111 | 0.00070453
53 | 0.0041344 | 0.0010362
54 | 0.0020299 | 0.00050875
55 | 0.0019888 | 0.00049843
56 | 0.0051978 | 0.0013027
57 | 0.00025205 | 6.3171e-05
58 | 0.0053334 | 0.0013367
59 | 0.00087761 | 0.00021995
60 | 0.0017589 | 0.00044082
61 | 0.0031601 | 0.00079199
62 | 0.0057794 | 0.0014485
63 | 0.0025207 | 0.00063174
64 | 0.0080719 | 0.002023
65 | 0.00060789 | 0.00015235
66 | 0.00054506 | 0.00013661
67 | 0.0017898 | 0.00044856
68 | 0.0011856 | 0.00029713
69 | 0.0033501 | 0.00083962
70 | 0.0033412 | 0.0008374
71 | 0.0081109 | 0.0020328
72 | 0.0064123 | 0.0016071
73 | 0.0096666 | 0.0024227
74 | 0.00047235 | 0.00011838
75 | 0.0011069 | 0.00027742
76 | 0.00060553 | 0.00015176
77 | 0.0029714 | 0.00074469
78 | 0.0080704 | 0.0020226
79 | 0.0062632 | 0.0015697
80 | 0.004452 | 0.0011158
81 | 0.0058783 | 0.0014732
82 | 0.0028106 | 0.0007044
83 | 0.00074624 | 0.00018703
84 | 0.00072125 | 0.00018076
85 | 0.00056362 | 0.00014126
86 | 0.0019443 | 0.00048728
87 | 0.00053799 | 0.00013483
88 | 0.00059949 | 0.00015025
89 | 0.0015123 | 0.00037901

## dtypes
| element | column | dtype
0 | bus | name | object
1 | bus | vn_kv | float64
2 | bus | type | object
3 | bus | zone | object
4 | bus | in_service | bool
5 | load | name | object
6 | load | bus | uint32
7 | load | p_mw | float64
8 | load | q_mvar | float64
9 | load | const_z_percent | float64
10 | load | const_i_percent | float64
11 | load | sn_mva | float64
12 | load | scaling | float64
13 | load | in_service | bool
14 | load | type | object
15 | ext_grid | name | object
16 | ext_grid | bus | uint32
17 | ext_grid | vm_pu | float64
18 | ext_grid | va_degree | float64
19 | ext_grid | slack_weight | float64
20 | ext_grid | in_service | bool
21 | line | name | object
22 | line | std_type | object
23 | line | from_bus | uint32
24 | line | to_bus | uint32
25 | line | length_km | float64
26 | line | r_ohm_per_km | float64
27 | line | x_ohm_per_km | float64
28 | line | c_nf_per_km | float64
29 | line | g_us_per_km | float64
30 | line | max_i_ka | float64
31 | line | df | float64
32 | line | parallel | uint32
33 | line | type | object
34 | line | in_service | bool
35 | trafo | name | object
36 | trafo | std_type | object
37 | trafo | hv_bus | uint32
38 | trafo | lv_bus | uint32
39 | trafo | sn_mva | float64
40 | trafo | vn_hv_kv | float64
41 | trafo | vn_lv_kv | float64
42 | trafo | vk_percent | float64
43 | trafo | vkr_percent | float64
44 | trafo | pfe_kw | float64
45 | trafo | i0_percent | float64
46 | trafo | shift_degree | float64
47 | trafo | tap_side | object
48 | trafo | tap_neutral | int32
49 | trafo | tap_min | int32
50 | trafo | tap_max | int32
51 | trafo | tap_step_percent | float64
52 | trafo | tap_step_degree | float64
53 | trafo | tap_pos | int32
54 | trafo | tap_phase_shifter | bool
55 | trafo | parallel | uint32
56 | trafo | df | float64
57 | trafo | in_service | bool
58 | line_geodata | coords | object
59 | bus_geodata | x | float64
60 | bus_geodata | y | float64
61 | bus_geodata | coords | object
62 | res_bus | vm_pu | float64
63 | res_bus | va_degree | float64
64 | res_bus | p_mw | float64
65 | res_bus | q_mvar | float64
66 | res_line | p_from_mw | float64
67 | res_line | q_from_mvar | float64
68 | res_line | p_to_mw | float64
69 | res_line | q_to_mvar | float64
70 | res_line | pl_mw | float64
71 | res_line | ql_mvar | float64
72 | res_line | i_from_ka | float64
73 | res_line | i_to_ka | float64
74 | res_line | i_ka | float64
75 | res_line | vm_from_pu | float64
76 | res_line | va_from_degree | float64
77 | res_line | vm_to_pu | float64
78 | res_line | va_to_degree | float64
79 | res_line | loading_percent | float64
80 | res_trafo | p_hv_mw | float64
81 | res_trafo | q_hv_mvar | float64
82 | res_trafo | p_lv_mw | float64
83 | res_trafo | q_lv_mvar | float64
84 | res_trafo | pl_mw | float64
85 | res_trafo | ql_mvar | float64
86 | res_trafo | i_hv_ka | float64
87 | res_trafo | i_lv_ka | float64
88 | res_trafo | vm_hv_pu | float64
89 | res_trafo | va_hv_degree | float64
90 | res_trafo | vm_lv_pu | float64
91 | res_trafo | va_lv_degree | float64
92 | res_trafo | loading_percent | float64
93 | res_ext_grid | p_mw | float64
94 | res_ext_grid | q_mvar | float64
95 | res_load | p_mw | float64
96 | res_load | q_mvar | float64

## parameters
| version | format_version | converged | OPF_converged | name | f_hz | sn_mva
0 | 2.14.6 | 2.14.0 | TRUE | FALSE |  | 50 | 1