## bus
| name | vn_kv | type | zone | in_service
0 | bus_LV_261-183_0_4_node_0 | 0.4 | n |  | TRUE
1 | bus_LV_261-183_0_4_node_2 | 0.4 | n |  | TRUE
2 | bus_LV_261-183_0_4_node_5 | 0.4 | n |  | TRUE
3 | bus_LV_261-183_0_4_node_6 | 0.4 | n |  | TRUE
4 | bus_LV_261-183_0_4_node_82 | 0.4 | n |  | TRUE
5 | bus_LV_261-183_0_4_node_80 | 0.4 | n |  | TRUE
6 | bus_LV_261-183_0_4_node_8 | 0.4 | n |  | TRUE
7 | bus_LV_261-183_0_4_node_9 | 0.4 | n |  | TRUE
8 | bus_LV_261-183_0_4_node_7 | 0.4 | n |  | TRUE
9 | bus_LV_261-183_0_4_node_33 | 0.4 | n |  | TRUE
10 | bus_LV_261-183_0_4_node_58 | 0.4 | n |  | TRUE
11 | bus_LV_261-183_0_4_node_67 | 0.4 | n |  | TRUE
12 | bus_LV_261-183_0_4_node_28 | 0.4 | n |  | TRUE
13 | bus_LV_261-183_0_4_node_40 | 0.4 | n |  | TRUE
14 | bus_LV_261-183_0_4_node_129 | 0.4 | n |  | TRUE
15 | bus_LV_261-183_0_4_node_127 | 0.4 | n |  | TRUE
16 | bus_LV_261-183_0_4_node_22 | 0.4 | n |  | TRUE
17 | bus_LV_261-183_0_4_node_25 | 0.4 | n |  | TRUE
18 | bus_LV_261-183_0_4_node_29 | 0.4 | n |  | TRUE
19 | bus_LV_261-183_0_4_node_21 | 0.4 | n |  | TRUE
20 | bus_LV_261-183_0_4_node_27 | 0.4 | n |  | TRUE
21 | bus_LV_261-183_0_4_node_23 | 0.4 | n |  | TRUE
22 | bus_LV_261-183_0_4_node_47 | 0.4 | n |  | TRUE
23 | bus_LV_261-183_0_4_node_34 | 0.4 | n |  | TRUE
24 | bus_LV_261-183_0_4_node_55 | 0.4 | n |  | TRUE
25 | bus_LV_261-183_0_4_node_48 | 0.4 | n |  | TRUE
26 | bus_LV_261-183_0_4_node_30 | 0.4 | n |  | TRUE
27 | bus_LV_261-183_0_4_node_122 | 0.4 | n |  | TRUE
28 | bus_LV_261-183_0_4_node_14 | 0.4 | n |  | TRUE
29 | bus_LV_261-183_0_4_node_50 | 0.4 | n |  | TRUE
30 | bus_LV_261-183_0_4_node_38 | 0.4 | n |  | TRUE
31 | bus_LV_261-183_0_4_node_39 | 0.4 | n |  | TRUE
32 | bus_LV_261-183_0_4_node_112 | 0.4 | n |  | TRUE
33 | bus_LV_261-183_0_4_node_99 | 0.4 | n |  | TRUE
34 | bus_LV_261-183_0_4_node_43 | 0.4 | n |  | TRUE
35 | bus_LV_261-183_0_4_node_117 | 0.4 | n |  | TRUE
36 | bus_LV_261-183_0_4_node_118 | 0.4 | n |  | TRUE
37 | bus_LV_261-183_0_4_node_116 | 0.4 | n |  | TRUE
38 | bus_LV_261-183_0_4_node_44 | 0.4 | n |  | TRUE
39 | bus_LV_261-183_0_4_node_108 | 0.4 | n |  | TRUE
40 | bus_LV_261-183_0_4_node_84 | 0.4 | n |  | TRUE
41 | bus_LV_261-183_0_4_node_95 | 0.4 | n |  | TRUE
42 | bus_LV_261-183_0_4_node_83 | 0.4 | n |  | TRUE
43 | bus_LV_261-183_0_4_node_85 | 0.4 | n |  | TRUE
44 | bus_LV_261-183_0_4_node_79 | 0.4 | n |  | TRUE
45 | bus_LV_261-183_0_4_node_137 | 0.4 | n |  | TRUE
46 | bus_LV_261-183_0_4_node_10 | 0.4 | n |  | TRUE
47 | bus_LV_261-183_0_4_node_11 | 0.4 | n |  | TRUE
48 | bus_LV_261-183_0_4_node_12 | 0.4 | n |  | TRUE
49 | bus_LV_261-183_0_4_node_13 | 0.4 | n |  | TRUE
50 | bus_LV_261-183_0_4_node_49 | 0.4 | n |  | TRUE
51 | bus_LV_261-183_0_4_node_51 | 0.4 | n |  | TRUE
52 | bus_LV_261-183_0_4_node_15 | 0.4 | n |  | TRUE
53 | bus_LV_261-183_0_4_node_16 | 0.4 | n |  | TRUE
54 | bus_LV_261-183_0_4_node_18 | 0.4 | n |  | TRUE
55 | bus_LV_261-183_0_4_node_19 | 0.4 | n |  | TRUE
56 | bus_LV_261-183_0_4_node_20 | 0.4 | n |  | TRUE
57 | bus_LV_261-183_0_4_node_24 | 0.4 | n |  | TRUE
58 | bus_LV_261-183_0_4_node_26 | 0.4 | n |  | TRUE
59 | bus_LV_261-183_0_4_node_46 | 0.4 | n |  | TRUE
60 | bus_LV_261-183_0_4_node_45 | 0.4 | n |  | TRUE
61 | bus_LV_261-183_0_4_node_54 | 0.4 | n |  | TRUE
62 | bus_LV_261-183_0_4_node_62 | 0.4 | n |  | TRUE
63 | bus_LV_261-183_0_4_node_57 | 0.4 | n |  | TRUE
64 | bus_LV_261-183_0_4_node_66 | 0.4 | n |  | TRUE
65 | bus_LV_261-183_0_4_node_77 | 0.4 | n |  | TRUE
66 | bus_LV_261-183_0_4_node_78 | 0.4 | n |  | TRUE
67 | bus_LV_261-183_0_4_node_68 | 0.4 | n |  | TRUE
68 | bus_LV_261-183_0_4_node_59 | 0.4 | n |  | TRUE
69 | bus_LV_261-183_0_4_node_106 | 0.4 | n |  | TRUE
70 | bus_LV_261-183_0_4_node_61 | 0.4 | n |  | TRUE
71 | bus_LV_261-183_0_4_node_91 | 0.4 | n |  | TRUE
72 | bus_LV_261-183_0_4_node_56 | 0.4 | n |  | TRUE
73 | bus_LV_261-183_0_4_node_101 | 0.4 | n |  | TRUE
74 | bus_LV_261-183_0_4_node_102 | 0.4 | n |  | TRUE
75 | bus_LV_261-183_0_4_node_100 | 0.4 | n |  | TRUE
76 | bus_LV_261-183_0_4_node_111 | 0.4 | n |  | TRUE
77 | bus_LV_261-183_0_4_node_98 | 0.4 | n |  | TRUE
78 | bus_LV_261-183_0_4_node_96 | 0.4 | n |  | TRUE
79 | bus_LV_261-183_0_4_node_97 | 0.4 | n |  | TRUE
80 | bus_LV_261-183_0_4_node_134 | 0.4 | n |  | TRUE
81 | bus_LV_261-183_0_4_node_128 | 0.4 | n |  | TRUE
82 | bus_LV_261-183_0_4_node_69 | 0.4 | n |  | TRUE
83 | bus_LV_261-183_0_4_node_70 | 0.4 | n |  | TRUE
84 | bus_LV_261-183_0_4_node_136 | 0.4 | n |  | TRUE
85 | bus_LV_261-183_0_4_node_121 | 0.4 | n |  | TRUE
86 | bus_LV_261-183_0_4_node_89 | 0.4 | n |  | TRUE
87 | bus_LV_261-183_0_4_node_52 | 0.4 | n |  | TRUE
88 | bus_LV_261-183_0_4_node_53 | 0.4 | n |  | TRUE
89 | bus_LV_261-183_0_4_node_63 | 0.4 | n |  | TRUE
90 | bus_LV_261-183_0_4_node_107 | 0.4 | n |  | TRUE
91 | bus_LV_261-183_0_4_node_81 | 0.4 | n |  | TRUE
92 | bus_LV_261-183_0_4_node_138 | 0.4 | n |  | TRUE
93 | bus_LV_261-183_0_4_node_126 | 0.4 | n |  | TRUE
94 | bus_LV_261-183_0_4_node_123 | 0.4 | n |  | TRUE
95 | bus_LV_261-183_0_4_node_124 | 0.4 | n |  | TRUE
96 | bus_LV_261-183_0_4_node_88 | 0.4 | n |  | TRUE
97 | bus_LV_261-183_0_4_node_65 | 0.4 | n |  | TRUE
98 | bus_LV_261-183_0_4_node_64 | 0.4 | n |  | TRUE
99 | bus_LV_261-183_0_4_node_140 | 0.4 | n |  | TRUE
100 | bus_LV_261-183_0_4_node_131 | 0.4 | n |  | TRUE
101 | bus_LV_261-183_0_4_node_133 | 0.4 | n |  | TRUE
102 | bus_LV_261-183_0_4_node_139 | 0.4 | n |  | TRUE
103 | bus_LV_261-183_0_4_node_110 | 0.4 | n |  | TRUE
104 | bus_LV_261-183_0_4_node_109 | 0.4 | n |  | TRUE
105 | bus_LV_261-183_0_4_node_132 | 0.4 | n |  | TRUE
106 | bus_LV_261-183_0_4_node_71 | 0.4 | n |  | TRUE
107 | bus_LV_261-183_0_4_node_130 | 0.4 | n |  | TRUE
108 | bus_LV_261-183_0_4_node_75 | 0.4 | n |  | TRUE
109 | bus_LV_261-183_0_4_node_72 | 0.4 | n |  | TRUE
110 | bus_LV_261-183_0_4_node_73 | 0.4 | n |  | TRUE
111 | bus_LV_261-183_0_4_node_74 | 0.4 | n |  | TRUE
112 | bus_LV_261-183_0_4_node_76 | 0.4 | n |  | TRUE
113 | bus_LV_261-183_0_4_node_125 | 0.4 | n |  | TRUE
114 | bus_LV_261-183_0_4_node_86 | 0.4 | n |  | TRUE
115 | bus_LV_261-183_0_4_node_87 | 0.4 | n |  | TRUE
116 | bus_LV_261-183_0_4_node_90 | 0.4 | n |  | TRUE
117 | bus_LV_261-183_0_4_node_92 | 0.4 | n |  | TRUE
118 | bus_LV_261-183_0_4_node_93 | 0.4 | n |  | TRUE
119 | bus_LV_261-183_0_4_node_94 | 0.4 | n |  | TRUE
120 | bus_LV_261-183_0_4_node_104 | 0.4 | n |  | TRUE
121 | bus_LV_261-183_0_4_node_103 | 0.4 | n |  | TRUE
122 | bus_LV_261-183_0_4_node_105 | 0.4 | n |  | TRUE
123 | bus_LV_261-183_0_4_node_135 | 0.4 | n |  | TRUE
124 | bus_LV_261-183_0_4_node_113 | 0.4 | n |  | TRUE
125 | bus_LV_261-183_0_4_node_114 | 0.4 | n |  | TRUE
126 | bus_LV_261-183_0_4_node_115 | 0.4 | n |  | TRUE
127 | bus_LV_261-183_0_4_node_120 | 0.4 | n |  | TRUE
128 | bus_LV_261-183_0_4_node_119 | 0.4 | n |  | TRUE
129 | bus_MV_518_0_node_139 | 20 | n |  | TRUE

## load
| name | bus | p_mw | q_mvar | const_z_percent | const_i_percent | sn_mva | scaling | in_service | type
0 | LV_261-183_0_4_load_0 | 0 | 0.0073463 | 0.0018412 | 0 | 0 |  | 1 | TRUE | wye
1 | LV_261-183_0_4_load_6 | 3 | 0.0055831 | 0.0013993 | 0 | 0 |  | 1 | TRUE | wye
2 | LV_261-183_0_4_load_82 | 4 | 0.0052799 | 0.0013233 | 0 | 0 |  | 1 | TRUE | wye
3 | LV_261-183_0_4_load_80 | 5 | 0.0055308 | 0.0013861 | 0 | 0 |  | 1 | TRUE | wye
4 | LV_261-183_0_4_load_7 | 8 | 0.012528 | 0.0031399 | 0 | 0 |  | 1 | TRUE | wye
5 | LV_261-183_0_4_load_67 | 11 | 0.005695 | 0.0014273 | 0 | 0 |  | 1 | TRUE | wye
6 | LV_261-183_0_4_load_129 | 14 | 0.0087979 | 0.002205 | 0 | 0 |  | 1 | TRUE | wye
7 | LV_261-183_0_4_load_127 | 15 | 0.0083121 | 0.0020832 | 0 | 0 |  | 1 | TRUE | wye
8 | LV_261-183_0_4_load_21 | 19 | 0.0016817 | 0.00042146 | 0 | 0 |  | 1 | TRUE | wye
9 | LV_261-183_0_4_load_23 | 21 | 0.0019924 | 0.00049935 | 0 | 0 |  | 1 | TRUE | wye
10 | LV_261-183_0_4_load_55 | 24 | 0.004165 | 0.0010438 | 0 | 0 |  | 1 | TRUE | wye
11 | LV_261-183_0_4_load_48 | 25 | 0.0035377 | 0.00088664 | 0 | 0 |  | 1 | TRUE | wye
12 | LV_261-183_0_4_load_122 | 27 | 0.0022452 | 0.00056271 | 0 | 0 |  | 1 | TRUE | wye
13 | LV_261-183_0_4_load_14 | 28 | 0.001871 | 0.00046892 | 0 | 0 |  | 1 | TRUE | wye
14 | LV_261-183_0_4_load_50 | 29 | 0.0083422 | 0.0020907 | 0 | 0 |  | 1 | TRUE | wye
15 | LV_261-183_0_4_load_112 | 32 | 0.008483 | 0.002126 | 0 | 0 |  | 1 | TRUE | wye
16 | LV_261-183_0_4_load_99 | 33 | 0.009224 | 0.0023117 | 0 | 0 |  | 1 | TRUE | wye
17 | LV_261-183_0_4_load_116 | 37 | 0.0059189 | 0.0014834 | 0 | 0 |  | 1 | TRUE | wye
18 | LV_261-183_0_4_load_95 | 41 | 0.0043722 | 0.0010958 | 0 | 0 |  | 1 | TRUE | wye
19 | LV_261-183_0_4_load_85 | 43 | 0.0055456 | 0.0013899 | 0 | 0 |  | 1 | TRUE | wye
20 | LV_261-183_0_4_load_137 | 45 | 0.0056003 | 0.0014036 | 0 | 0 |  | 1 | TRUE | wye
21 | LV_261-183_0_4_load_10 | 46 | 0.0025694 | 0.00064395 | 0 | 0 |  | 1 | TRUE | wye
22 | LV_261-183_0_4_load_11 | 47 | 0.0021674 | 0.0005432 | 0 | 0 |  | 1 | TRUE | wye
23 | LV_261-183_0_4_load_12 | 48 | 0.0020355 | 0.00051016 | 0 | 0 |  | 1 | TRUE | wye
24 | LV_261-183_0_4_load_49 | 50 | 0.0019744 | 0.00049483 | 0 | 0 |  | 1 | TRUE | wye
25 | LV_261-183_0_4_load_51 | 51 | 0.0050882 | 0.0012752 | 0 | 0 |  | 1 | TRUE | wye
26 | LV_261-183_0_4_load_15 | 52 | 0.0010787 | 0.00027035 | 0 | 0 |  | 1 | TRUE | wye
27 | LV_261-183_0_4_load_16 | 53 | 0.00093224 | 0.00023364 | 0 | 0 |  | 1 | TRUE | wye
28 | LV_261-183_0_4_load_18 | 54 | 0.0017008 | 0.00042625 | 0 | 0 |  | 1 | TRUE | wye
29 | LV_261-183_0_4_load_19 | 55 | 0.0017179 | 0.00043055 | 0 | 0 |  | 1 | TRUE | wye
30 | LV_261-183_0_4_load_20 | 56 | 0.0017415 | 0.00043645 | 0 | 0 |  | 1 | TRUE | wye
31 | LV_261-183_0_4_load_24 | 57 | 0.0017083 | 0.00042814 | 0 | 0 |  | 1 | TRUE | wye
32 | LV_261-183_0_4_load_26 | 58 | 0.0017306 | 0.00043374 | 0 | 0 |  | 1 | TRUE | wye
33 | LV_261-183_0_4_load_46 | 59 | 0.0044341 | 0.0011113 | 0 | 0 |  | 1 | TRUE | wye
34 | LV_261-183_0_4_load_45 | 60 | 0.003586 | 0.00089874 | 0 | 0 |  | 1 | TRUE | wye
35 | LV_261-183_0_4_load_54 | 61 | 0.0078999 | 0.0019799 | 0 | 0 |  | 1 | TRUE | wye
36 | LV_261-183_0_4_load_62 | 62 | 0.0056937 | 0.001427 | 0 | 0 |  | 1 | TRUE | wye
37 | LV_261-183_0_4_load_57 | 63 | 0.013937 | 0.0034928 | 0 | 0 |  | 1 | TRUE | wye
38 | LV_261-183_0_4_load_66 | 64 | 0.0022684 | 0.00056851 | 0 | 0 |  | 1 | TRUE | wye
39 | LV_261-183_0_4_load_77 | 65 | 0.0093736 | 0.0023493 | 0 | 0 |  | 1 | TRUE | wye
40 | LV_261-183_0_4_load_78 | 66 | 0.0034327 | 0.00086031 | 0 | 0 |  | 1 | TRUE | wye
41 | LV_261-183_0_4_load_68 | 67 | 0.0021855 | 0.00054773 | 0 | 0 |  | 1 | TRUE | wye
42 | LV_261-183_0_4_load_106 | 69 | 0.0059722 | 0.0014968 | 0 | 0 |  | 1 | TRUE | wye
43 | LV_261-183_0_4_load_91 | 71 | 0.0071106 | 0.0017821 | 0 | 0 |  | 1 | TRUE | wye
44 | LV_261-183_0_4_load_56 | 72 | 0.0039724 | 0.00099558 | 0 | 0 |  | 1 | TRUE | wye
45 | LV_261-183_0_4_load_100 | 75 | 0.0099656 | 0.0024976 | 0 | 0 |  | 1 | TRUE | wye
46 | LV_261-183_0_4_load_111 | 76 | 0.0085806 | 0.0021505 | 0 | 0 |  | 1 | TRUE | wye
47 | LV_261-183_0_4_load_96 | 78 | 0.011449 | 0.0028693 | 0 | 0 |  | 1 | TRUE | wye
48 | LV_261-183_0_4_load_97 | 79 | 0.0083963 | 0.0021043 | 0 | 0 |  | 1 | TRUE | wye
49 | LV_261-183_0_4_load_134 | 80 | 0.005756 | 0.0014426 | 0 | 0 |  | 1 | TRUE | wye
50 | LV_261-183_0_4_load_128 | 81 | 0.0080944 | 0.0020287 | 0 | 0 |  | 1 | TRUE | wye
51 | LV_261-183_0_4_load_69 | 82 | 0.0055315 | 0.0013863 | 0 | 0 |  | 1 | TRUE | wye
52 | LV_261-183_0_4_load_70 | 83 | 0.0024801 | 0.00062157 | 0 | 0 |  | 1 | TRUE | wye
53 | LV_261-183_0_4_load_136 | 84 | 0.011158 | 0.0027965 | 0 | 0 |  | 1 | TRUE | wye
54 | LV_261-183_0_4_load_89 | 86 | 0.0068273 | 0.0017111 | 0 | 0 |  | 1 | TRUE | wye
55 | LV_261-183_0_4_load_52 | 87 | 0.0029935 | 0.00075025 | 0 | 0 |  | 1 | TRUE | wye
56 | LV_261-183_0_4_load_53 | 88 | 0.0049841 | 0.0012491 | 0 | 0 |  | 1 | TRUE | wye
57 | LV_261-183_0_4_load_138 | 92 | 0.0048798 | 0.001223 | 0 | 0 |  | 1 | TRUE | wye
58 | LV_261-183_0_4_load_123 | 94 | 0.0067374 | 0.0016886 | 0 | 0 |  | 1 | TRUE | wye
59 | LV_261-183_0_4_load_124 | 95 | 0.0067141 | 0.0016827 | 0 | 0 |  | 1 | TRUE | wye
60 | LV_261-183_0_4_load_140 | 99 | 0.0059283 | 0.0014858 | 0 | 0 |  | 1 | TRUE | wye
61 | LV_261-183_0_4_load_133 | 101 | 0.0025673 | 0.00064341 | 0 | 0 |  | 1 | TRUE | wye
62 | LV_261-183_0_4_load_139 | 102 | 0.0057086 | 0.0014307 | 0 | 0 |  | 1 | TRUE | wye
63 | LV_261-183_0_4_load_109 | 104 | 0.0064394 | 0.0016139 | 0 | 0 |  | 1 | TRUE | wye
64 | LV_261-183_0_4_load_132 | 105 | 0.0025613 | 0.00064191 | 0 | 0 |  | 1 | TRUE | wye
65 | LV_261-183_0_4_load_130 | 107 | 0.002318 | 0.00058094 | 0 | 0 |  | 1 | TRUE | wye
66 | LV_261-183_0_4_load_75 | 108 | 0.0023336 | 0.00058485 | 0 | 0 |  | 1 | TRUE | wye
67 | LV_261-183_0_4_load_72 | 109 | 0.0026862 | 0.00067322 | 0 | 0 |  | 1 | TRUE | wye
68 | LV_261-183_0_4_load_73 | 110 | 0.002284 | 0.00057242 | 0 | 0 |  | 1 | TRUE | wye
69 | LV_261-183_0_4_load_74 | 111 | 0.0026234 | 0.00065748 | 0 | 0 |  | 1 | TRUE | wye
70 | LV_261-183_0_4_load_76 | 112 | 0.0057861 | 0.0014501 | 0 | 0 |  | 1 | TRUE | wye
71 | LV_261-183_0_4_load_125 | 113 | 0.0067293 | 0.0016865 | 0 | 0 |  | 1 | TRUE | wye
72 | LV_261-183_0_4_load_86 | 114 | 0.0067479 | 0.0016912 | 0 | 0 |  | 1 | TRUE | wye
73 | LV_261-183_0_4_load_87 | 115 | 0.0028445 | 0.00071289 | 0 | 0 |  | 1 | TRUE | wye
74 | LV_261-183_0_4_load_90 | 116 | 0.0088075 | 0.0022074 | 0 | 0 |  | 1 | TRUE | wye
75 | LV_261-183_0_4_load_93 | 118 | 0.0064301 | 0.0016115 | 0 | 0 |  | 1 | TRUE | wye
76 | LV_261-183_0_4_load_94 | 119 | 0.010153 | 0.0025447 | 0 | 0 |  | 1 | TRUE | wye
77 | LV_261-183_0_4_load_104 | 120 | 0.0044418 | 0.0011132 | 0 | 0 |  | 1 | TRUE | wye
78 | LV_261-183_0_4_load_103 | 121 | 0.0049581 | 0.0012426 | 0 | 0 |  | 1 | TRUE | wye
79 | LV_261-183_0_4_load_105 | 122 | 0.0048466 | 0.0012147 | 0 | 0 |  | 1 | TRUE | wye
80 | LV_261-183_0_4_load_135 | 123 | 0.0059918 | 0.0015017 | 0 | 0 |  | 1 | TRUE | wye
81 | LV_261-183_0_4_load_114 | 125 | 0.0087034 | 0.0021813 | 0 | 0 |  | 1 | TRUE | wye
82 | LV_261-183_0_4_load_115 | 126 | 0.0095025 | 0.0023815 | 0 | 0 |  | 1 | TRUE | wye
83 | LV_261-183_0_4_load_120 | 127 | 0.0084219 | 0.0021107 | 0 | 0 |  | 1 | TRUE | wye
84 | LV_261-183_0_4_load_119 | 128 | 0.0045221 | 0.0011333 | 0 | 0 |  | 1 | TRUE | wye

## ext_grid
| name | bus | vm_pu | va_degree | slack_weight | in_service
0 |  | 68 | 1 | 0 | 1 | TRUE

## line
| name | std_type | from_bus | to_bus | length_km | r_ohm_per_km | x_ohm_per_km | c_nf_per_km | g_us_per_km | max_i_ka | df | parallel | type | in_service
0 | LV_261-183_0_4_line_0 |  | 0 | 1 | 0.031283 | 0.125 | 0.08 | 261 | 0 | 0.364 | 1 | 1 | cs | TRUE
1 | LV_261-183_0_4_line_1 |  | 1 | 2 | 0.033738 | 0.125 | 0.08 | 261 | 0 | 0.364 | 1 | 1 | cs | TRUE
2 | LV_261-183_0_4_line_2 |  | 1 | 3 | 0.035083 | 0.125 | 0.08 | 261 | 0 | 0.364 | 1 | 1 | cs | TRUE
3 | LV_261-183_0_4_line_3 |  | 2 | 4 | 0.018468 | 0.125 | 0.08 | 261 | 0 | 0.364 | 1 | 1 | cs | TRUE
4 | LV_261-183_0_4_line_4 |  | 3 | 5 | 0.019161 | 0.125 | 0.08 | 261 | 0 | 0.364 | 1 | 1 | cs | TRUE
5 | LV_261-183_0_4_line_5 |  | 4 | 42 | 0.0076419 | 0.125 | 0.08 | 261 | 0 | 0.364 | 1 | 1 | cs | TRUE
6 | LV_261-183_0_4_line_6 |  | 5 | 44 | 0.013843 | 0.125 | 0.08 | 261 | 0 | 0.364 | 1 | 1 | cs | TRUE
7 | LV_261-183_0_4_line_7 |  | 6 | 7 | 0.026787 | 0.125 | 0.08 | 261 | 0 | 0.364 | 1 | 1 | cs | TRUE
8 | LV_261-183_0_4_line_8 |  | 6 | 8 | 0.011019 | 0.125 | 0.08 | 261 | 0 | 0.364 | 1 | 1 | cs | TRUE
9 | LV_261-183_0_4_line_9 |  | 7 | 45 | 0.019105 | 0.125 | 0.08 | 261 | 0 | 0.364 | 1 | 1 | cs | TRUE
10 | LV_261-183_0_4_line_10 |  | 7 | 40 | 0.031308 | 0.125 | 0.08 | 261 | 0 | 0.364 | 1 | 1 | cs | TRUE
11 | LV_261-183_0_4_line_11 |  | 9 | 10 | 0.009433 | 0.125 | 0.08 | 261 | 0 | 0.364 | 1 | 1 | cs | TRUE
12 | LV_261-183_0_4_line_12 |  | 9 | 11 | 0.028971 | 0.125 | 0.08 | 261 | 0 | 0.364 | 1 | 1 | cs | TRUE
13 | LV_261-183_0_4_line_13 |  | 9 | 12 | 0.023842 | 0.125 | 0.08 | 261 | 0 | 0.364 | 1 | 1 | cs | TRUE
14 | LV_261-183_0_4_line_14 |  | 10 | 62 | 0.029052 | 0.125 | 0.08 | 261 | 0 | 0.364 | 1 | 1 | cs | TRUE
15 | LV_261-183_0_4_line_15 |  | 10 | 63 | 0.028497 | 0.125 | 0.08 | 261 | 0 | 0.364 | 1 | 1 | cs | TRUE
16 | LV_261-183_0_4_line_16 |  | 11 | 64 | 0.027837 | 0.125 | 0.08 | 261 | 0 | 0.364 | 1 | 1 | cs | TRUE
17 | LV_261-183_0_4_line_17 |  | 12 | 23 | 0.018383 | 0.125 | 0.08 | 261 | 0 | 0.364 | 1 | 1 | cs | TRUE
18 | LV_261-183_0_4_line_18 |  | 12 | 24 | 0.024291 | 0.125 | 0.08 | 261 | 0 | 0.364 | 1 | 1 | cs | TRUE
19 | LV_261-183_0_4_line_19 |  | 13 | 14 | 0.011276 | 0.125 | 0.08 | 261 | 0 | 0.364 | 1 | 1 | cs | TRUE
20 | LV_261-183_0_4_line_20 |  | 13 | 15 | 0.0224 | 0.125 | 0.08 | 261 | 0 | 0.364 | 1 | 1 | cs | TRUE
21 | LV_261-183_0_4_line_21 |  | 14 | 80 | 0.01701 | 0.125 | 0.08 | 261 | 0 | 0.364 | 1 | 1 | cs | TRUE
22 | LV_261-183_0_4_line_22 |  | 15 | 81 | 0.0091701 | 0.125 | 0.08 | 261 | 0 | 0.364 | 1 | 1 | cs | TRUE
23 | LV_261-183_0_4_line_23 |  | 16 | 17 | 0.025868 | 0.125 | 0.08 | 261 | 0 | 0.364 | 1 | 1 | cs | TRUE
24 | LV_261-183_0_4_line_24 |  | 16 | 18 | 0.012759 | 0.125 | 0.08 | 261 | 0 | 0.364 | 1 | 1 | cs | TRUE
25 | LV_261-183_0_4_line_25 |  | 16 | 19 | 0.0040325 | 0.125 | 0.08 | 261 | 0 | 0.364 | 1 | 1 | cs | TRUE
26 | LV_261-183_0_4_line_26 |  | 17 | 20 | 0.046481 | 0.125 | 0.08 | 261 | 0 | 0.364 | 1 | 1 | cs | TRUE
27 | LV_261-183_0_4_line_27 |  | 17 | 21 | 0.034935 | 0.125 | 0.08 | 261 | 0 | 0.364 | 1 | 1 | cs | TRUE
28 | LV_261-183_0_4_line_28 |  | 18 | 25 | 0.019985 | 0.125 | 0.08 | 261 | 0 | 0.364 | 1 | 1 | cs | TRUE
29 | LV_261-183_0_4_line_29 |  | 19 | 56 | 0.0037885 | 0.125 | 0.08 | 261 | 0 | 0.364 | 1 | 1 | cs | TRUE
30 | LV_261-183_0_4_line_30 |  | 20 | 22 | 0.046049 | 0.125 | 0.08 | 261 | 0 | 0.364 | 1 | 1 | cs | TRUE
31 | LV_261-183_0_4_line_31 |  | 21 | 57 | 0.018102 | 0.125 | 0.08 | 261 | 0 | 0.364 | 1 | 1 | cs | TRUE
32 | LV_261-183_0_4_line_32 |  | 22 | 29 | 0.023224 | 0.125 | 0.08 | 261 | 0 | 0.364 | 1 | 1 | cs | TRUE
33 | LV_261-183_0_4_line_33 |  | 22 | 59 | 0.011237 | 0.125 | 0.08 | 261 | 0 | 0.364 | 1 | 1 | cs | TRUE
34 | LV_261-183_0_4_line_34 |  | 23 | 29 | 0.042903 | 0.125 | 0.08 | 261 | 0 | 0.364 | 1 | 1 | cs | TRUE
35 | LV_261-183_0_4_line_35 |  | 24 | 61 | 0.014681 | 0.125 | 0.08 | 261 | 0 | 0.364 | 1 | 1 | cs | TRUE
36 | LV_261-183_0_4_line_36 |  | 25 | 49 | 0.010457 | 0.125 | 0.08 | 261 | 0 | 0.364 | 1 | 1 | cs | TRUE
37 | LV_261-183_0_4_line_37 |  | 26 | 27 | 0.0068429 | 0.125 | 0.08 | 261 | 0 | 0.364 | 1 | 1 | cs | TRUE
38 | LV_261-183_0_4_line_38 |  | 26 | 28 | 0.018847 | 0.125 | 0.08 | 261 | 0 | 0.364 | 1 | 1 | cs | TRUE
39 | LV_261-183_0_4_line_39 |  | 28 | 48 | 0.012864 | 0.125 | 0.08 | 261 | 0 | 0.364 | 1 | 1 | cs | TRUE
40 | LV_261-183_0_4_line_40 |  | 30 | 31 | 0.063153 | 0.125 | 0.08 | 261 | 0 | 0.364 | 1 | 1 | cs | TRUE
41 | LV_261-183_0_4_line_41 |  | 30 | 32 | 0.032072 | 0.125 | 0.08 | 261 | 0 | 0.364 | 1 | 1 | cs | TRUE
42 | LV_261-183_0_4_line_42 |  | 31 | 33 | 0.043978 | 0.125 | 0.08 | 261 | 0 | 0.364 | 1 | 1 | cs | TRUE
43 | LV_261-183_0_4_line_43 |  | 32 | 76 | 0.01683 | 0.125 | 0.08 | 261 | 0 | 0.364 | 1 | 1 | cs | TRUE
44 | LV_261-183_0_4_line_44 |  | 33 | 79 | 0.017828 | 0.125 | 0.08 | 261 | 0 | 0.364 | 1 | 1 | cs | TRUE
45 | LV_261-183_0_4_line_45 |  | 34 | 35 | 0.003824 | 0.125 | 0.08 | 261 | 0 | 0.364 | 1 | 1 | cs | TRUE
46 | LV_261-183_0_4_line_46 |  | 34 | 36 | 0.031466 | 0.125 | 0.08 | 261 | 0 | 0.364 | 1 | 2 | cs | TRUE
47 | LV_261-183_0_4_line_47 |  | 34 | 37 | 0.024487 | 0.125 | 0.08 | 261 | 0 | 0.364 | 1 | 2 | cs | TRUE
48 | LV_261-183_0_4_line_48 |  | 35 | 84 | 0.049954 | 0.125 | 0.08 | 261 | 0 | 0.364 | 1 | 1 | cs | TRUE
49 | LV_261-183_0_4_line_49 |  | 36 | 85 | 0.003889 | 0.125 | 0.08 | 261 | 0 | 0.364 | 1 | 1 | cs | TRUE
50 | LV_261-183_0_4_line_50 |  | 36 | 86 | 0.025186 | 0.125 | 0.08 | 261 | 0 | 0.364 | 1 | 2 | cs | TRUE
51 | LV_261-183_0_4_line_51 |  | 37 | 38 | 0.0036415 | 0.125 | 0.08 | 261 | 0 | 0.364 | 1 | 2 | cs | TRUE
52 | LV_261-183_0_4_line_52 |  | 38 | 39 | 0.004022 | 0.125 | 0.08 | 261 | 0 | 0.364 | 1 | 2 | cs | TRUE
53 | LV_261-183_0_4_line_53 |  | 39 | 68 | 0.017411 | 0.125 | 0.08 | 261 | 0 | 0.364 | 1 | 2 | cs | TRUE
54 | LV_261-183_0_4_line_54 |  | 40 | 41 | 0.0075308 | 0.125 | 0.08 | 261 | 0 | 0.364 | 1 | 1 | cs | TRUE
55 | LV_261-183_0_4_line_55 |  | 40 | 42 | 0.021919 | 0.125 | 0.08 | 261 | 0 | 0.364 | 1 | 1 | cs | TRUE
56 | LV_261-183_0_4_line_56 |  | 41 | 70 | 0.04952 | 0.125 | 0.08 | 261 | 0 | 0.364 | 1 | 1 | cs | TRUE
57 | LV_261-183_0_4_line_57 |  | 42 | 43 | 0.003022 | 0.125 | 0.08 | 261 | 0 | 0.364 | 1 | 1 | cs | TRUE
58 | LV_261-183_0_4_line_58 |  | 43 | 93 | 0.010479 | 0.125 | 0.08 | 261 | 0 | 0.364 | 1 | 1 | cs | TRUE
59 | LV_261-183_0_4_line_59 |  | 44 | 66 | 0.032185 | 0.125 | 0.08 | 261 | 0 | 0.364 | 1 | 1 | cs | TRUE
60 | LV_261-183_0_4_line_60 |  | 46 | 47 | 0.010227 | 0.125 | 0.08 | 261 | 0 | 0.364 | 1 | 1 | cs | TRUE
61 | LV_261-183_0_4_line_61 |  | 46 | 48 | 0.0081177 | 0.125 | 0.08 | 261 | 0 | 0.364 | 1 | 1 | cs | TRUE
62 | LV_261-183_0_4_line_62 |  | 47 | 49 | 0.014866 | 0.125 | 0.08 | 261 | 0 | 0.364 | 1 | 1 | cs | TRUE
63 | LV_261-183_0_4_line_63 |  | 49 | 50 | 0.0029135 | 0.125 | 0.08 | 261 | 0 | 0.364 | 1 | 1 | cs | TRUE
64 | LV_261-183_0_4_line_64 |  | 50 | 51 | 0.008991 | 0.125 | 0.08 | 261 | 0 | 0.364 | 1 | 1 | cs | TRUE
65 | LV_261-183_0_4_line_65 |  | 51 | 87 | 0.0070599 | 0.125 | 0.08 | 261 | 0 | 0.364 | 1 | 1 | cs | TRUE
66 | LV_261-183_0_4_line_66 |  | 52 | 53 | 0.0048806 | 0.125 | 0.08 | 261 | 0 | 0.364 | 1 | 1 | cs | TRUE
67 | LV_261-183_0_4_line_67 |  | 53 | 54 | 0.021047 | 0.125 | 0.08 | 261 | 0 | 0.364 | 1 | 1 | cs | TRUE
68 | LV_261-183_0_4_line_68 |  | 54 | 55 | 0.0073642 | 0.125 | 0.08 | 261 | 0 | 0.364 | 1 | 1 | cs | TRUE
69 | LV_261-183_0_4_line_69 |  | 55 | 56 | 0.029375 | 0.125 | 0.08 | 261 | 0 | 0.364 | 1 | 1 | cs | TRUE
70 | LV_261-183_0_4_line_70 |  | 57 | 58 | 0.0077715 | 0.125 | 0.08 | 261 | 0 | 0.364 | 1 | 1 | cs | TRUE
71 | LV_261-183_0_4_line_71 |  | 59 | 60 | 0.038149 | 0.125 | 0.08 | 261 | 0 | 0.364 | 1 | 1 | cs | TRUE
72 | LV_261-183_0_4_line_72 |  | 62 | 89 | 0.0087145 | 0.125 | 0.08 | 261 | 0 | 0.364 | 1 | 1 | cs | TRUE
73 | LV_261-183_0_4_line_73 |  | 63 | 72 | 0.00027495 | 0.125 | 0.08 | 261 | 0 | 0.364 | 1 | 1 | cs | TRUE
74 | LV_261-183_0_4_line_74 |  | 64 | 67 | 0.010308 | 0.125 | 0.08 | 261 | 0 | 0.364 | 1 | 1 | cs | TRUE
75 | LV_261-183_0_4_line_75 |  | 65 | 66 | 0.003931 | 0.125 | 0.08 | 261 | 0 | 0.364 | 1 | 1 | cs | TRUE
76 | LV_261-183_0_4_line_76 |  | 68 | 69 | 0.013912 | 0.125 | 0.08 | 261 | 0 | 0.364 | 1 | 2 | cs | TRUE
77 | LV_261-183_0_4_line_77 |  | 69 | 90 | 0.020628 | 0.125 | 0.08 | 261 | 0 | 0.364 | 1 | 2 | cs | TRUE
78 | LV_261-183_0_4_line_78 |  | 70 | 71 | 0.018969 | 0.125 | 0.08 | 261 | 0 | 0.364 | 1 | 1 | cs | TRUE
79 | LV_261-183_0_4_line_79 |  | 71 | 96 | 0.014352 | 0.125 | 0.08 | 261 | 0 | 0.364 | 1 | 1 | cs | TRUE
80 | LV_261-183_0_4_line_80 |  | 73 | 74 | 0.005093 | 0.125 | 0.08 | 261 | 0 | 0.364 | 1 | 1 | cs | TRUE
81 | LV_261-183_0_4_line_81 |  | 73 | 75 | 0.029407 | 0.125 | 0.08 | 261 | 0 | 0.364 | 1 | 1 | cs | TRUE
82 | LV_261-183_0_4_line_82 |  | 74 | 120 | 0.017623 | 0.125 | 0.08 | 261 | 0 | 0.364 | 1 | 1 | cs | TRUE
83 | LV_261-183_0_4_line_83 |  | 74 | 119 | 0.018036 | 0.125 | 0.08 | 261 | 0 | 0.364 | 1 | 1 | cs | TRUE
84 | LV_261-183_0_4_line_84 |  | 75 | 77 | 0.033114 | 0.125 | 0.08 | 261 | 0 | 0.364 | 1 | 1 | cs | TRUE
85 | LV_261-183_0_4_line_85 |  | 76 | 124 | 0.028819 | 0.125 | 0.08 | 261 | 0 | 0.364 | 1 | 1 | cs | TRUE
86 | LV_261-183_0_4_line_86 |  | 77 | 78 | 0.0090898 | 0.125 | 0.08 | 261 | 0 | 0.364 | 1 | 1 | cs | TRUE
87 | LV_261-183_0_4_line_87 |  | 80 | 123 | 0.016842 | 0.125 | 0.08 | 261 | 0 | 0.364 | 1 | 1 | cs | TRUE
88 | LV_261-183_0_4_line_88 |  | 81 | 106 | 0.0041435 | 0.125 | 0.08 | 261 | 0 | 0.364 | 1 | 1 | cs | TRUE
89 | LV_261-183_0_4_line_89 |  | 82 | 83 | 0.0085728 | 0.125 | 0.08 | 261 | 0 | 0.364 | 1 | 1 | cs | TRUE
90 | LV_261-183_0_4_line_90 |  | 83 | 106 | 0.014546 | 0.125 | 0.08 | 261 | 0 | 0.364 | 1 | 1 | cs | TRUE
91 | LV_261-183_0_4_line_91 |  | 85 | 128 | 0.0043675 | 0.125 | 0.08 | 261 | 0 | 0.364 | 1 | 1 | cs | TRUE
92 | LV_261-183_0_4_line_92 |  | 86 | 115 | 0.0086692 | 0.125 | 0.08 | 261 | 0 | 0.364 | 1 | 2 | cs | TRUE
93 | LV_261-183_0_4_line_93 |  | 87 | 88 | 0.0094998 | 0.125 | 0.08 | 261 | 0 | 0.364 | 1 | 1 | cs | TRUE
94 | LV_261-183_0_4_line_94 |  | 89 | 97 | 0.024703 | 0.125 | 0.08 | 261 | 0 | 0.364 | 1 | 1 | cs | TRUE
95 | LV_261-183_0_4_line_95 |  | 90 | 103 | 0.014248 | 0.125 | 0.08 | 261 | 0 | 0.364 | 1 | 1 | cs | TRUE
96 | LV_261-183_0_4_line_96 |  | 90 | 112 | 0.0070641 | 0.125 | 0.08 | 261 | 0 | 0.364 | 1 | 1 | cs | TRUE
97 | LV_261-183_0_4_line_97 |  | 91 | 92 | 0.011774 | 0.125 | 0.08 | 261 | 0 | 0.364 | 1 | 1 | cs | TRUE
98 | LV_261-183_0_4_line_98 |  | 91 | 93 | 0.017485 | 0.125 | 0.08 | 261 | 0 | 0.364 | 1 | 1 | cs | TRUE
99 | LV_261-183_0_4_line_99 |  | 93 | 113 | 0.022928 | 0.125 | 0.08 | 261 | 0 | 0.364 | 1 | 1 | cs | TRUE
100 | LV_261-183_0_4_line_100 |  | 94 | 95 | 0.013668 | 0.125 | 0.08 | 261 | 0 | 0.364 | 1 | 1 | cs | TRUE
101 | LV_261-183_0_4_line_101 |  | 95 | 113 | 0.017279 | 0.125 | 0.08 | 261 | 0 | 0.364 | 1 | 1 | cs | TRUE
102 | LV_261-183_0_4_line_102 |  | 96 | 116 | 0.024277 | 0.125 | 0.08 | 261 | 0 | 0.364 | 1 | 1 | cs | TRUE
103 | LV_261-183_0_4_line_103 |  | 96 | 114 | 0.025766 | 0.125 | 0.08 | 261 | 0 | 0.364 | 1 | 2 | cs | TRUE
104 | LV_261-183_0_4_line_104 |  | 97 | 100 | 0.01623 | 0.125 | 0.08 | 261 | 0 | 0.364 | 1 | 1 | cs | TRUE
105 | LV_261-183_0_4_line_105 |  | 97 | 101 | 0.027783 | 0.125 | 0.08 | 261 | 0 | 0.364 | 1 | 1 | cs | TRUE
106 | LV_261-183_0_4_line_106 |  | 98 | 99 | 0.002494 | 0.125 | 0.08 | 261 | 0 | 0.364 | 1 | 1 | cs | TRUE
107 | LV_261-183_0_4_line_107 |  | 98 | 100 | 0.014365 | 0.125 | 0.08 | 261 | 0 | 0.364 | 1 | 1 | cs | TRUE
108 | LV_261-183_0_4_line_108 |  | 100 | 102 | 0.011468 | 0.125 | 0.08 | 261 | 0 | 0.364 | 1 | 1 | cs | TRUE
109 | LV_261-183_0_4_line_109 |  | 100 | 103 | 0.00722 | 0.125 | 0.08 | 261 | 0 | 0.364 | 1 | 1 | cs | TRUE
110 | LV_261-183_0_4_line_110 |  | 101 | 105 | 0.0076804 | 0.125 | 0.08 | 261 | 0 | 0.364 | 1 | 1 | cs | TRUE
111 | LV_261-183_0_4_line_111 |  | 103 | 104 | 0.015912 | 0.125 | 0.08 | 261 | 0 | 0.364 | 1 | 1 | cs | TRUE
112 | LV_261-183_0_4_line_112 |  | 106 | 107 | 0.018208 | 0.125 | 0.08 | 261 | 0 | 0.364 | 1 | 1 | cs | TRUE
113 | LV_261-183_0_4_line_113 |  | 107 | 108 | 0.0072459 | 0.125 | 0.08 | 261 | 0 | 0.364 | 1 | 1 | cs | TRUE
114 | LV_261-183_0_4_line_114 |  | 108 | 110 | 0.0075226 | 0.125 | 0.08 | 261 | 0 | 0.364 | 1 | 1 | cs | TRUE
115 | LV_261-183_0_4_line_115 |  | 109 | 110 | 0.016424 | 0.125 | 0.08 | 261 | 0 | 0.364 | 1 | 1 | cs | TRUE
116 | LV_261-183_0_4_line_116 |  | 109 | 111 | 0.014769 | 0.125 | 0.08 | 261 | 0 | 0.364 | 1 | 1 | cs | TRUE
117 | LV_261-183_0_4_line_117 |  | 111 | 112 | 0.0098898 | 0.125 | 0.08 | 261 | 0 | 0.364 | 1 | 1 | cs | TRUE
118 | LV_261-183_0_4_line_118 |  | 114 | 115 | 0.0083946 | 0.125 | 0.08 | 261 | 0 | 0.364 | 1 | 2 | cs | TRUE
119 | LV_261-183_0_4_line_119 |  | 116 | 117 | 0.011043 | 0.125 | 0.08 | 261 | 0 | 0.364 | 1 | 1 | cs | TRUE
120 | LV_261-183_0_4_line_120 |  | 117 | 118 | 0.029333 | 0.125 | 0.08 | 261 | 0 | 0.364 | 1 | 1 | cs | TRUE
121 | LV_261-183_0_4_line_121 |  | 117 | 119 | 0.028376 | 0.125 | 0.08 | 261 | 0 | 0.364 | 1 | 1 | cs | TRUE
122 | LV_261-183_0_4_line_122 |  | 120 | 121 | 0.020414 | 0.125 | 0.08 | 261 | 0 | 0.364 | 1 | 1 | cs | TRUE
123 | LV_261-183_0_4_line_123 |  | 121 | 122 | 0.02061 | 0.125 | 0.08 | 261 | 0 | 0.364 | 1 | 1 | cs | TRUE
124 | LV_261-183_0_4_line_124 |  | 124 | 125 | 0.018975 | 0.125 | 0.08 | 261 | 0 | 0.364 | 1 | 1 | cs | TRUE
125 | LV_261-183_0_4_line_125 |  | 124 | 126 | 0.034225 | 0.125 | 0.08 | 261 | 0 | 0.364 | 1 | 1 | cs | TRUE
126 | LV_261-183_0_4_line_126 |  | 125 | 127 | 0.020449 | 0.125 | 0.08 | 261 | 0 | 0.364 | 1 | 1 | cs | TRUE
127 | LV_261-183_0_4_line_127 |  | 127 | 128 | 0.016985 | 0.125 | 0.08 | 261 | 0 | 0.364 | 1 | 1 | cs | TRUE

## trafo
| name | std_type | hv_bus | lv_bus | sn_mva | vn_hv_kv | vn_lv_kv | vk_percent | vkr_percent | pfe_kw | i0_percent | shift_degree | tap_side | tap_neutral | tap_min | tap_max | tap_step_percent | tap_step_degree | tap_pos | tap_phase_shifter | parallel | df | in_service
0 | LV_261-183_0_4_trafo_59 | 0.63 MVA 20/0.4 kV | 129 | 68 | 0.63 | 20 | 0.4 | 6 | 1.206 | 1.65 | 0.2619 | 150 | hv | 0 | -2 | 2 | 2.5 | 0 | 0 | FALSE | 1 | 1 | TRUE

## line_geodata
| x0 | y0 | x1 | y1 | x2 | y2 | x3 | y3 | x4 | y4 | x5 | y5 | x6 | y6
0 | 2680648.0736 | 1250555.7714 | 2680642.2246 | 1250558.9608 | 2680625.3501 | 1250576.8899
1 | 2680648.0736 | 1250555.7714 | 2680655.2269 | 1250557.1475 | 2680660.7769 | 1250558.1793 | 2680661.5695 | 1250562.6156 | 2680666.7032 | 1250566.4994 | 2680665.9074 | 1250570.0468 | 2680670.7218 | 1250574.0931
2 | 2680648.0736 | 1250555.7714 | 2680649.3369 | 1250535.0732 | 2680657.4177 | 1250523.2189
3 | 2680670.7218 | 1250574.0931 | 2680682.3341 | 1250559.7326
4 | 2680657.4177 | 1250523.2189 | 2680662.2016 | 1250516.201 | 2680669.823 | 1250508.7373
5 | 2680687.1392 | 1250553.7904 | 2680682.3341 | 1250559.7326
6 | 2680680.5109 | 1250501.1168 | 2680677.7115 | 1250501.012 | 2680669.823 | 1250508.7373
7 | 2680661.8207 | 1250614.0237 | 2680670.0448 | 1250604.9511 | 2680679.1982 | 1250593.6118
8 | 2680661.8207 | 1250614.0237 | 2680653.877 | 1250606.3877
9 | 2680679.1982 | 1250593.6118 | 2680681.557 | 1250596.1346 | 2680693.467 | 1250606.3376
10 | 2680679.1982 | 1250593.6118 | 2680680.4243 | 1250590.0592 | 2680685.6895 | 1250583.7261 | 2680699.2031 | 1250569.8776
11 | 2680711.9474 | 1250379.2214 | 2680719.0575 | 1250385.445
12 | 2680711.9474 | 1250379.2214 | 2680709.7879 | 1250375.3669 | 2680710.8578 | 1250371.6454 | 2680716.3813 | 1250366.8726 | 2680727.418 | 1250359.308
13 | 2680692.6681 | 1250387.3316 | 2680696.0264 | 1250384.1082 | 2680699.1131 | 1250382.5269 | 2680702.1818 | 1250382.8244 | 2680705.6478 | 1250384.9954 | 2680709.5397 | 1250381.3902 | 2680711.9474 | 1250379.2214
14 | 2680719.0575 | 1250385.445 | 2680725.7541 | 1250383.2346 | 2680743.3382 | 1250396.4564
15 | 2680719.0575 | 1250385.445 | 2680722.4875 | 1250388.0381 | 2680713.7271 | 1250410.5936
16 | 2680750.4964 | 1250343.7574 | 2680744.3525 | 1250347.5393 | 2680731.6994 | 1250356.3735 | 2680727.418 | 1250359.308
17 | 2680690.7502 | 1250375.1631 | 2680695.4639 | 1250379.3971 | 2680689.534 | 1250384.6314 | 2680692.6681 | 1250387.3316
18 | 2680692.6681 | 1250387.3316 | 2680684.7045 | 1250394.9955 | 2680676.0151 | 1250404.9833
19 | 2680824.4045 | 1250400.5361 | 2680818.3233 | 1250410.0314
20 | 2680824.4045 | 1250400.5361 | 2680820.2147 | 1250396.6427 | 2680820.7517 | 1250379.9711
21 | 2680818.3233 | 1250410.0314 | 2680809.1495 | 1250424.3555
22 | 2680820.7517 | 1250379.9711 | 2680820.7517 | 1250379.9711 | 2680813.1358 | 1250374.8635
23 | 2680604.6749 | 1250468.4165 | 2680602.4415 | 1250463.3268 | 2680600.6037 | 1250460.2329 | 2680595.0878 | 1250452.252 | 2680592.5497 | 1250445.7015
24 | 2680616.5092 | 1250467.5657 | 2680613.6922 | 1250469.8513 | 2680608.6534 | 1250468.9821 | 2680604.6749 | 1250468.4165
25 | 2680604.6749 | 1250468.4165 | 2680604.5122 | 1250472.4457
26 | 2680592.5497 | 1250445.7015 | 2680591.3965 | 1250439.459 | 2680595.7759 | 1250437.7506 | 2680596.2998 | 1250430.8749 | 2680603.6576 | 1250407.2464 | 2680607.3132 | 1250408.2413
27 | 2680592.5497 | 1250445.7015 | 2680589.4459 | 1250445.2145 | 2680587.0493 | 1250445.4599 | 2680583.4517 | 1250446.8565 | 2680561.929 | 1250460.5795
28 | 2680616.5092 | 1250467.5657 | 2680630.1383 | 1250482.183
29 | 2680604.5122 | 1250472.4457 | 2680604.3593 | 1250476.2311
30 | 2680607.3132 | 1250408.2413 | 2680608.939 | 1250408.0521 | 2680634.51 | 1250416.3616 | 2680635.3848 | 1250416.9851 | 2680649.0275 | 1250426.3776
31 | 2680546.706 | 1250470.3741 | 2680551.146 | 1250467.4548 | 2680561.929 | 1250460.5795
32 | 2680649.0275 | 1250426.3776 | 2680656.2854 | 1250416.2022 | 2680662.7384 | 1250407.6357
33 | 2680649.0275 | 1250426.3776 | 2680642.9623 | 1250435.837
34 | 2680690.7502 | 1250375.1631 | 2680680.0449 | 1250386.7816 | 2680664.966 | 1250404.6785 | 2680662.7384 | 1250407.6357
35 | 2680666.967 | 1250416.5405 | 2680670.4092 | 1250411.8912 | 2680675.7845 | 1250405.2483 | 2680676.0151 | 1250404.9833
36 | 2680637.2695 | 1250489.8312 | 2680630.1383 | 1250482.183
37 | 2680588.9371 | 1250532.5499 | 2680585.5327 | 1250538.4858
38 | 2680588.9371 | 1250532.5499 | 2680604.1765 | 1250522.7944 | 2680604.7693 | 1250522.3308
39 | 2680614.5856 | 1250514.0661 | 2680612.7993 | 1250516.0511 | 2680604.7693 | 1250522.3308
40 | 2680886.3764 | 1250384.7808 | 2680881.5654 | 1250398.1806 | 2680879.5616 | 1250404.4913 | 2680896.4859 | 1250425.1041 | 2680908.1505 | 1250421.216 | 2680910.5881 | 1250422.9395 | 2680910.8632 | 1250423.2546
41 | 2680886.3764 | 1250384.7808 | 2680874.457 | 1250394.0584 | 2680866.0374 | 1250408.7897
42 | 2680910.8632 | 1250423.2546 | 2680902.2433 | 1250431.4096 | 2680884.2319 | 1250453.3689 | 2680882.2437 | 1250456.5017
43 | 2680857.9607 | 1250423.5539 | 2680863.6674 | 1250412.9363 | 2680866.0374 | 1250408.7897
44 | 2680872.6905 | 1250471.5545 | 2680882.2437 | 1250456.5017
45 | 2680799.2045 | 1250468.5428 | 2680801.5335 | 1250465.5056
46 | 2680806.9235 | 1250497.6362 | 2680807.9095 | 1250488.4428 | 2680805.9303 | 1250478.0192 | 2680799.2045 | 1250468.5428
47 | 2680799.2045 | 1250468.5428 | 2680795.9825 | 1250472.8465 | 2680793.4002 | 1250471.2101 | 2680790.8537 | 1250471.9315 | 2680782.6536 | 1250482.5387
48 | 2680801.5335 | 1250465.5056 | 2680799.4323 | 1250461.8076 | 2680799.3996 | 1250458.6715 | 2680809.375 | 1250441.8951 | 2680821.6271 | 1250422.3756
49 | 2680806.9235 | 1250497.6362 | 2680810.7978 | 1250498.0893
50 | 2680806.9235 | 1250497.6362 | 2680802.8342 | 1250506.8539 | 2680797.7203 | 1250514.2563 | 2680793.6216 | 1250518.7812
51 | 2680779.6389 | 1250480.4961 | 2680782.6536 | 1250482.5387
52 | 2680779.6389 | 1250480.4961 | 2680776.4027 | 1250478.0946
53 | 2680761.914 | 1250476.5071 | 2680764.9316 | 1250476.1146 | 2680769.2883 | 1250472.7493 | 2680776.4027 | 1250478.0946
54 | 2680699.2031 | 1250569.8776 | 2680704.5278 | 1250564.5523
55 | 2680687.1392 | 1250553.7904 | 2680688.7743 | 1250556.2367 | 2680692.4219 | 1250558.9217 | 2680691.2062 | 1250560.5952 | 2680696.5009 | 1250565.4042 | 2680699.2031 | 1250569.8776
56 | 2680739.2334 | 1250529.2371 | 2680731.7471 | 1250537.3301 | 2680704.5278 | 1250564.5523
57 | 2680687.1392 | 1250553.7904 | 2680688.2609 | 1250552.3602 | 2680689.0061 | 1250551.4141
58 | 2680683.5171 | 1250544.2452 | 2680682.4701 | 1250545.732 | 2680686.5959 | 1250549.3353 | 2680689.0061 | 1250551.4141
59 | 2680680.5109 | 1250501.1168 | 2680680.6634 | 1250497.683 | 2680675.6374 | 1250484.2269 | 2680685.7094 | 1250473.9576
60 | 2680620.0159 | 1250508.0321 | 2680626.8574 | 1250500.43
61 | 2680620.0159 | 1250508.0321 | 2680614.5856 | 1250514.0661
62 | 2680637.2695 | 1250489.8312 | 2680630.4453 | 1250496.4433 | 2680626.8574 | 1250500.43
63 | 2680637.2695 | 1250489.8312 | 2680639.3635 | 1250487.8054
64 | 2680645.8253 | 1250481.5537 | 2680639.3635 | 1250487.8054
65 | 2680645.8253 | 1250481.5537 | 2680650.8992 | 1250476.6448
66 | 2680579.6866 | 1250533.1021 | 2680582.1573 | 1250528.8931
67 | 2680593.0344 | 1250510.8757 | 2680587.1394 | 1250520.4054 | 2680582.1573 | 1250528.8931
68 | 2680593.0344 | 1250510.8757 | 2680594.4651 | 1250508.5629 | 2680596.3693 | 1250504.3265
69 | 2680604.3593 | 1250476.2311 | 2680604.2535 | 1250478.8518 | 2680602.9753 | 1250485.128 | 2680599.2141 | 1250497.9975 | 2680596.3693 | 1250504.3265
70 | 2680546.706 | 1250470.3741 | 2680540.2123 | 1250474.6436
71 | 2680613.3954 | 1250455.3453 | 2680619.2476 | 1250456.0722 | 2680625.498 | 1250454.4561 | 2680632.3836 | 1250449.446 | 2680639.4011 | 1250441.3911 | 2680642.9623 | 1250435.837
72 | 2680750.3033 | 1250401.6937 | 2680743.3382 | 1250396.4564
73 | 2680713.7271 | 1250410.5936 | 2680713.6275 | 1250410.8498
74 | 2680750.4964 | 1250343.7574 | 2680752.6057 | 1250342.4591 | 2680759.8784 | 1250339.5538
75 | 2680688.462 | 1250471.1511 | 2680685.7094 | 1250473.9576
76 | 2680761.914 | 1250476.5071 | 2680764.9058 | 1250468.5976 | 2680763.1294 | 1250463.4392
77 | 2680763.8803 | 1250443.0314 | 2680762.2551 | 1250460.9003 | 2680763.1294 | 1250463.4392
78 | 2680739.2334 | 1250529.2371 | 2680742.8755 | 1250532.3224 | 2680753.7881 | 1250541.4022
79 | 2680764.8683 | 1250550.5243 | 2680760.6195 | 1250547.0861 | 2680753.7881 | 1250541.4022
80 | 2680773.1497 | 1250609.2361 | 2680776.4042 | 1250605.3109
81 | 2680776.4042 | 1250605.3109 | 2680782.0151 | 1250598.549 | 2680794.8953 | 1250582.4459
82 | 2680773.1497 | 1250609.2361 | 2680762.2546 | 1250623.0872
83 | 2680773.1497 | 1250609.2361 | 2680759.0856 | 1250597.9441
84 | 2680815.5788 | 1250556.5866 | 2680794.8953 | 1250582.4459
85 | 2680845.7514 | 1250449.4856 | 2680847.1443 | 1250443.678 | 2680857.9607 | 1250423.5539
86 | 2680815.5788 | 1250556.5866 | 2680817.037 | 1250554.2937 | 2680820.721 | 1250549.094
87 | 2680809.1495 | 1250424.3555 | 2680804.7646 | 1250431.2021 | 2680800.1939 | 1250438.6188
88 | 2680809.5957 | 1250377.0168 | 2680813.1358 | 1250374.8635
89 | 2680790.5263 | 1250366.9918 | 2680797.8465 | 1250371.4538
90 | 2680809.5957 | 1250377.0168 | 2680802.4535 | 1250372.0491 | 2680801.2031 | 1250373.4998 | 2680797.8465 | 1250371.4538
91 | 2680810.7978 | 1250498.0893 | 2680812.0792 | 1250498.2402 | 2680813.5878 | 1250495.5582
92 | 2680793.6216 | 1250518.7812 | 2680787.8016 | 1250525.2063
93 | 2680657.7267 | 1250470.0393 | 2680650.8992 | 1250476.6448
94 | 2680750.3033 | 1250401.6937 | 2680751.9698 | 1250402.9507 | 2680746.4316 | 1250420.4326 | 2680747.2651 | 1250424.6359
95 | 2680750.6266 | 1250441.1161 | 2680757.6757 | 1250439.6221 | 2680763.8803 | 1250443.0314
96 | 2680763.8803 | 1250443.0314 | 2680768.1399 | 1250437.396
97 | 2680668.7675 | 1250538.5402 | 2680675.6641 | 1250531.0507 | 2680677.1521 | 1250530.4372
98 | 2680677.1521 | 1250530.4372 | 2680676.3333 | 1250539.0102 | 2680683.5171 | 1250544.2452
99 | 2680683.5171 | 1250544.2452 | 2680698.7693 | 1250527.1264
100 | 2680717.6037 | 1250502.8344 | 2680714.0462 | 1250509.9799 | 2680710.2639 | 1250514.2252
101 | 2680710.2639 | 1250514.2252 | 2680698.7693 | 1250527.1264
102 | 2680764.8683 | 1250550.5243 | 2680748.5678 | 1250568.5151
103 | 2680764.8683 | 1250550.5243 | 2680782.166 | 1250531.428
104 | 2680743.4443 | 1250440.1954 | 2680745.013 | 1250434.2234 | 2680747.632 | 1250426.5201 | 2680747.2651 | 1250424.6359
105 | 2680747.2651 | 1250424.6359 | 2680752.8274 | 1250414.8044 | 2680762.8107 | 1250401.683
106 | 2680729.6016 | 1250438.2832 | 2680730.9589 | 1250436.189
107 | 2680730.9589 | 1250436.189 | 2680736.3587 | 1250441.0439 | 2680743.4443 | 1250440.1954
108 | 2680741.7801 | 1250451.5144 | 2680742.6482 | 1250443.209 | 2680743.4443 | 1250440.1954
109 | 2680743.4443 | 1250440.1954 | 2680750.6266 | 1250441.1161
110 | 2680767.4612 | 1250395.5707 | 2680762.8107 | 1250401.683
111 | 2680750.6266 | 1250441.1161 | 2680753.819 | 1250456.7045
112 | 2680809.5957 | 1250377.0168 | 2680798.6643 | 1250391.5788
113 | 2680794.3143 | 1250397.3736 | 2680798.6643 | 1250391.5788
114 | 2680794.3143 | 1250397.3736 | 2680789.7981 | 1250403.3897
115 | 2680781.0937 | 1250416.975 | 2680781.3216 | 1250414.6815 | 2680789.7981 | 1250403.3897
116 | 2680781.0937 | 1250416.975 | 2680780.7179 | 1250420.7555 | 2680774.1034 | 1250429.5065
117 | 2680774.1034 | 1250429.5065 | 2680768.1399 | 1250437.396
118 | 2680782.166 | 1250531.428 | 2680787.8016 | 1250525.2063
119 | 2680741.1533 | 1250576.6984 | 2680748.5678 | 1250568.5151
120 | 2680741.1533 | 1250576.6984 | 2680739.6303 | 1250584.3055 | 2680725.2851 | 1250600.4554
121 | 2680741.1533 | 1250576.6984 | 2680747.5653 | 1250588.6946 | 2680759.0856 | 1250597.9441
122 | 2680749.6417 | 1250639.1382 | 2680750.3478 | 1250638.2247 | 2680762.2546 | 1250623.0872
123 | 2680749.6417 | 1250639.1382 | 2680737.0383 | 1250655.4454
124 | 2680845.7514 | 1250449.4856 | 2680833.6719 | 1250464.1194
125 | 2680868.5832 | 1250423.9337 | 2680845.7514 | 1250449.4856
126 | 2680821.9146 | 1250480.7547 | 2680826.1378 | 1250473.2468 | 2680833.6719 | 1250464.1194
127 | 2680813.5878 | 1250495.5582 | 2680821.9146 | 1250480.7547

## bus_geodata
| x | y | coords
0 | 2680625.3501 | 1250576.8899
1 | 2680648.0736 | 1250555.7714
2 | 2680670.7218 | 1250574.0931
3 | 2680657.4177 | 1250523.2189
4 | 2680682.3341 | 1250559.7326
5 | 2680669.823 | 1250508.7373
6 | 2680661.8207 | 1250614.0237
7 | 2680679.1982 | 1250593.6118
8 | 2680653.877 | 1250606.3877
9 | 2680711.9474 | 1250379.2214
10 | 2680719.0575 | 1250385.445
11 | 2680727.418 | 1250359.308
12 | 2680692.6681 | 1250387.3316
13 | 2680824.4045 | 1250400.5361
14 | 2680818.3233 | 1250410.0314
15 | 2680820.7517 | 1250379.9711
16 | 2680604.6749 | 1250468.4165
17 | 2680592.5497 | 1250445.7015
18 | 2680616.5092 | 1250467.5657
19 | 2680604.5122 | 1250472.4457
20 | 2680607.3132 | 1250408.2413
21 | 2680561.929 | 1250460.5795
22 | 2680649.0275 | 1250426.3776
23 | 2680690.7502 | 1250375.1631
24 | 2680676.0151 | 1250404.9833
25 | 2680630.1383 | 1250482.183
26 | 2680588.9371 | 1250532.5499
27 | 2680585.5327 | 1250538.4858
28 | 2680604.7693 | 1250522.3308
29 | 2680662.7384 | 1250407.6357
30 | 2680886.3764 | 1250384.7808
31 | 2680910.8632 | 1250423.2546
32 | 2680866.0374 | 1250408.7897
33 | 2680882.2437 | 1250456.5017
34 | 2680799.2045 | 1250468.5428
35 | 2680801.5335 | 1250465.5056
36 | 2680806.9235 | 1250497.6362
37 | 2680782.6536 | 1250482.5387
38 | 2680779.6389 | 1250480.4961
39 | 2680776.4027 | 1250478.0946
40 | 2680699.2031 | 1250569.8776
41 | 2680704.5278 | 1250564.5523
42 | 2680687.1392 | 1250553.7904
43 | 2680689.0061 | 1250551.4141
44 | 2680680.5109 | 1250501.1168
45 | 2680693.467 | 1250606.3376
46 | 2680620.0159 | 1250508.0321
47 | 2680626.8574 | 1250500.43
48 | 2680614.5856 | 1250514.0661
49 | 2680637.2695 | 1250489.8312
50 | 2680639.3635 | 1250487.8054
51 | 2680645.8253 | 1250481.5537
52 | 2680579.6866 | 1250533.1021
53 | 2680582.1573 | 1250528.8931
54 | 2680593.0344 | 1250510.8757
55 | 2680596.3693 | 1250504.3265
56 | 2680604.3593 | 1250476.2311
57 | 2680546.706 | 1250470.3741
58 | 2680540.2123 | 1250474.6436
59 | 2680642.9623 | 1250435.837
60 | 2680613.3954 | 1250455.3453
61 | 2680666.967 | 1250416.5405
62 | 2680743.3382 | 1250396.4564
63 | 2680713.7271 | 1250410.5935
64 | 2680750.4964 | 1250343.7574
65 | 2680688.462 | 1250471.1511
66 | 2680685.7094 | 1250473.9576
67 | 2680759.8784 | 1250339.5538
68 | 2680761.914 | 1250476.5071
69 | 2680763.1294 | 1250463.4392
70 | 2680739.2334 | 1250529.2371
71 | 2680753.7881 | 1250541.4022
72 | 2680713.6275 | 1250410.8498
73 | 2680776.4042 | 1250605.3109
74 | 2680773.1497 | 1250609.2361
75 | 2680794.8953 | 1250582.4459
76 | 2680857.9607 | 1250423.5539
77 | 2680815.5788 | 1250556.5866
78 | 2680820.721 | 1250549.094
79 | 2680872.6905 | 1250471.5545
80 | 2680809.1495 | 1250424.3555
81 | 2680813.1358 | 1250374.8635
82 | 2680790.5263 | 1250366.9918
83 | 2680797.8465 | 1250371.4538
84 | 2680821.6271 | 1250422.3756
85 | 2680810.7978 | 1250498.0893
86 | 2680793.6216 | 1250518.7812
87 | 2680650.8992 | 1250476.6448
88 | 2680657.7267 | 1250470.0393
89 | 2680750.3033 | 1250401.6937
90 | 2680763.8803 | 1250443.0314
91 | 2680677.1521 | 1250530.4372
92 | 2680668.7675 | 1250538.5402
93 | 2680683.5171 | 1250544.2452
94 | 2680717.6037 | 1250502.8344
95 | 2680710.2639 | 1250514.2252
96 | 2680764.8683 | 1250550.5243
97 | 2680747.2651 | 1250424.6359
98 | 2680730.9589 | 1250436.189
99 | 2680729.6016 | 1250438.2832
100 | 2680743.4443 | 1250440.1954
101 | 2680762.8107 | 1250401.683
102 | 2680741.7801 | 1250451.5144
103 | 2680750.6266 | 1250441.1161
104 | 2680753.819 | 1250456.7045
105 | 2680767.4612 | 1250395.5707
106 | 2680809.5957 | 1250377.0168
107 | 2680798.6643 | 1250391.5788
108 | 2680794.3143 | 1250397.3736
109 | 2680781.0937 | 1250416.975
110 | 2680789.7981 | 1250403.3897
111 | 2680774.1034 | 1250429.5065
112 | 2680768.1399 | 1250437.396
113 | 2680698.7693 | 1250527.1264
114 | 2680782.166 | 1250531.428
115 | 2680787.8016 | 1250525.2063
116 | 2680748.5678 | 1250568.5151
117 | 2680741.1533 | 1250576.6984
118 | 2680725.2851 | 1250600.4554
119 | 2680759.0856 | 1250597.9441
120 | 2680762.2546 | 1250623.0872
121 | 2680749.6417 | 1250639.1382
122 | 2680737.0383 | 1250655.4454
123 | 2680800.1939 | 1250438.6188
124 | 2680845.7514 | 1250449.4856
125 | 2680833.6719 | 1250464.1194
126 | 2680868.5832 | 1250423.9337
127 | 2680821.9146 | 1250480.7547
128 | 2680813.5878 | 1250495.5582
129 | 2680756.6603 | 1250483.0849

## line_std_types
| c_nf_per_km | r_ohm_per_km | x_ohm_per_km | max_i_ka | type | q_mm2 | alpha | voltage_rating
NAYY 4x50 SE | 210 | 0.642 | 0.083 | 0.142 | cs | 50 | 0.00403 | LV
NAYY 4x120 SE | 264 | 0.225 | 0.08 | 0.242 | cs | 120 | 0.00403 | LV
NAYY 4x150 SE | 261 | 0.208 | 0.08 | 0.27 | cs | 150 | 0.00403 | LV
NA2XS2Y 1x95 RM/25 12/20 kV | 216 | 0.313 | 0.132 | 0.252 | cs | 95 | 0.00403 | MV
NA2XS2Y 1x185 RM/25 12/20 kV | 273 | 0.161 | 0.117 | 0.362 | cs | 185 | 0.00403 | MV
NA2XS2Y 1x240 RM/25 12/20 kV | 304 | 0.122 | 0.112 | 0.421 | cs | 240 | 0.00403 | MV
NA2XS2Y 1x95 RM/25 6/10 kV | 315 | 0.313 | 0.123 | 0.249 | cs | 95 | 0.00403 | MV
NA2XS2Y 1x185 RM/25 6/10 kV | 406 | 0.161 | 0.11 | 0.358 | cs | 185 | 0.00403 | MV
NA2XS2Y 1x240 RM/25 6/10 kV | 456 | 0.122 | 0.105 | 0.416 | cs | 240 | 0.00403 | MV
NA2XS2Y 1x150 RM/25 12/20 kV | 250 | 0.206 | 0.116 | 0.319 | cs | 150 | 0.00403 | MV
NA2XS2Y 1x120 RM/25 12/20 kV | 230 | 0.253 | 0.119 | 0.283 | cs | 120 | 0.00403 | MV
NA2XS2Y 1x70 RM/25 12/20 kV | 190 | 0.443 | 0.132 | 0.22 | cs | 70 | 0.00403 | MV
NA2XS2Y 1x150 RM/25 6/10 kV | 360 | 0.206 | 0.11 | 0.315 | cs | 150 | 0.00403 | MV
NA2XS2Y 1x120 RM/25 6/10 kV | 340 | 0.253 | 0.113 | 0.28 | cs | 120 | 0.00403 | MV
NA2XS2Y 1x70 RM/25 6/10 kV | 280 | 0.443 | 0.123 | 0.217 | cs | 70 | 0.00403 | MV
N2XS(FL)2Y 1x120 RM/35 64/110 kV | 112 | 0.153 | 0.166 | 0.366 | cs | 120 | 0.00393 | HV
N2XS(FL)2Y 1x185 RM/35 64/110 kV | 125 | 0.099 | 0.156 | 0.457 | cs | 185 | 0.00393 | HV
N2XS(FL)2Y 1x240 RM/35 64/110 kV | 135 | 0.075 | 0.149 | 0.526 | cs | 240 | 0.00393 | HV
N2XS(FL)2Y 1x300 RM/35 64/110 kV | 144 | 0.06 | 0.144 | 0.588 | cs | 300 | 0.00393 | HV
15-AL1/3-ST1A 0.4 | 11 | 1.8769 | 0.35 | 0.105 | ol | 16 | 0.00403 | LV
24-AL1/4-ST1A 0.4 | 11.25 | 1.2012 | 0.335 | 0.14 | ol | 24 | 0.00403 | LV
48-AL1/8-ST1A 0.4 | 12.2 | 0.5939 | 0.3 | 0.21 | ol | 48 | 0.00403 | LV
94-AL1/15-ST1A 0.4 | 13.2 | 0.306 | 0.29 | 0.35 | ol | 94 | 0.00403 | LV
34-AL1/6-ST1A 10.0 | 9.7 | 0.8342 | 0.36 | 0.17 | ol | 34 | 0.00403 | MV
48-AL1/8-ST1A 10.0 | 10.1 | 0.5939 | 0.35 | 0.21 | ol | 48 | 0.00403 | MV
70-AL1/11-ST1A 10.0 | 10.4 | 0.4132 | 0.339 | 0.29 | ol | 70 | 0.00403 | MV
94-AL1/15-ST1A 10.0 | 10.75 | 0.306 | 0.33 | 0.35 | ol | 94 | 0.00403 | MV
122-AL1/20-ST1A 10.0 | 11.1 | 0.2376 | 0.323 | 0.41 | ol | 122 | 0.00403 | MV
149-AL1/24-ST1A 10.0 | 11.25 | 0.194 | 0.315 | 0.47 | ol | 149 | 0.00403 | MV
34-AL1/6-ST1A 20.0 | 9.15 | 0.8342 | 0.382 | 0.17 | ol | 34 | 0.00403 | MV
48-AL1/8-ST1A 20.0 | 9.5 | 0.5939 | 0.372 | 0.21 | ol | 48 | 0.00403 | MV
70-AL1/11-ST1A 20.0 | 9.7 | 0.4132 | 0.36 | 0.29 | ol | 70 | 0.00403 | MV
94-AL1/15-ST1A 20.0 | 10 | 0.306 | 0.35 | 0.35 | ol | 94 | 0.00403 | MV
122-AL1/20-ST1A 20.0 | 10.3 | 0.2376 | 0.344 | 0.41 | ol | 122 | 0.00403 | MV
149-AL1/24-ST1A 20.0 | 10.5 | 0.194 | 0.337 | 0.47 | ol | 149 | 0.00403 | MV
184-AL1/30-ST1A 20.0 | 10.75 | 0.1571 | 0.33 | 0.535 | ol | 184 | 0.00403 | MV
243-AL1/39-ST1A 20.0 | 11 | 0.1188 | 0.32 | 0.645 | ol | 243 | 0.00403 | MV
48-AL1/8-ST1A 110.0 | 8 | 0.5939 | 0.46 | 0.21 | ol | 48 | 0.00403 | HV
70-AL1/11-ST1A 110.0 | 8.4 | 0.4132 | 0.45 | 0.29 | ol | 70 | 0.00403 | HV
94-AL1/15-ST1A 110.0 | 8.65 | 0.306 | 0.44 | 0.35 | ol | 94 | 0.00403 | HV
122-AL1/20-ST1A 110.0 | 8.5 | 0.2376 | 0.43 | 0.41 | ol | 122 | 0.00403 | HV
149-AL1/24-ST1A 110.0 | 8.75 | 0.194 | 0.41 | 0.47 | ol | 149 | 0.00403 | HV
184-AL1/30-ST1A 110.0 | 8.8 | 0.1571 | 0.4 | 0.535 | ol | 184 | 0.00403 | HV
243-AL1/39-ST1A 110.0 | 9 | 0.1188 | 0.39 | 0.645 | ol | 243 | 0.00403 | HV
305-AL1/39-ST1A 110.0 | 9.2 | 0.0949 | 0.38 | 0.74 | ol | 305 | 0.00403 | HV
490-AL1/64-ST1A 110.0 | 9.75 | 0.059 | 0.37 | 0.96 | ol | 490 | 0.00403 | HV
679-AL1/86-ST1A 110.0 | 9.95 | 0.042 | 0.36 | 1.15 | ol | 679 | 0.00403 | HV
490-AL1/64-ST1A 220.0 | 10 | 0.059 | 0.285 | 0.96 | ol | 490 | 0.00403 | HV
679-AL1/86-ST1A 220.0 | 11.7 | 0.042 | 0.275 | 1.15 | ol | 679 | 0.00403 | HV
490-AL1/64-ST1A 380.0 | 11 | 0.059 | 0.253 | 0.96 | ol | 490 | 0.00403 | HV
679-AL1/86-ST1A 380.0 | 14.6 | 0.042 | 0.25 | 1.15 | ol | 679 | 0.00403 | HV

## trafo_std_types
| i0_percent | pfe_kw | vkr_percent | sn_mva | vn_lv_kv | vn_hv_kv | vk_percent | shift_degree | vector_group | tap_side | tap_neutral | tap_min | tap_max | tap_step_degree | tap_step_percent | tap_phase_shifter
160 MVA 380/110 kV | 0.06 | 60 | 0.25 | 160 | 110 | 380 | 12.2 | 0 | Yy0 | hv | 0 | -9 | 9 | 0 | 1.5 | FALSE
100 MVA 220/110 kV | 0.06 | 55 | 0.26 | 100 | 110 | 220 | 12 | 0 | Yy0 | hv | 0 | -9 | 9 | 0 | 1.5 | FALSE
63 MVA 110/20 kV | 0.04 | 22 | 0.32 | 63 | 20 | 110 | 18 | 150 | YNd5 | hv | 0 | -9 | 9 | 0 | 1.5 | FALSE
40 MVA 110/20 kV | 0.05 | 18 | 0.34 | 40 | 20 | 110 | 16.2 | 150 | YNd5 | hv | 0 | -9 | 9 | 0 | 1.5 | FALSE
25 MVA 110/20 kV | 0.07 | 14 | 0.41 | 25 | 20 | 110 | 12 | 150 | YNd5 | hv | 0 | -9 | 9 | 0 | 1.5 | FALSE
63 MVA 110/10 kV | 0.04 | 22 | 0.32 | 63 | 10 | 110 | 18 | 150 | YNd5 | hv | 0 | -9 | 9 | 0 | 1.5 | FALSE
40 MVA 110/10 kV | 0.05 | 18 | 0.34 | 40 | 10 | 110 | 16.2 | 150 | YNd5 | hv | 0 | -9 | 9 | 0 | 1.5 | FALSE
25 MVA 110/10 kV | 0.07 | 14 | 0.41 | 25 | 10 | 110 | 12 | 150 | YNd5 | hv | 0 | -9 | 9 | 0 | 1.5 | FALSE
0.25 MVA 20/0.4 kV | 0.32 | 0.8 | 1.44 | 0.25 | 0.4 | 20 | 6 | 150 | Yzn5 | hv | 0 | -2 | 2 | 0 | 2.5 | FALSE
0.4 MVA 20/0.4 kV | 0.3375 | 1.35 | 1.425 | 0.4 | 0.4 | 20 | 6 | 150 | Dyn5 | hv | 0 | -2 | 2 | 0 | 2.5 | FALSE
0.63 MVA 20/0.4 kV | 0.2619 | 1.65 | 1.206 | 0.63 | 0.4 | 20 | 6 | 150 | Dyn5 | hv | 0 | -2 | 2 | 0 | 2.5 | FALSE
0.25 MVA 10/0.4 kV | 0.24 | 0.6 | 1.2 | 0.25 | 0.4 | 10 | 4 | 150 | Dyn5 | hv | 0 | -2 | 2 | 0 | 2.5 | FALSE
0.4 MVA 10/0.4 kV | 0.2375 | 0.95 | 1.325 | 0.4 | 0.4 | 10 | 4 | 150 | Dyn5 | hv | 0 | -2 | 2 | 0 | 2.5 | FALSE
0.63 MVA 10/0.4 kV | 0.1873 | 1.18 | 1.0794 | 0.63 | 0.4 | 10 | 4 | 150 | Dyn5 | hv | 0 | -2 | 2 | 0 | 2.5 | FALSE

## trafo3w_std_types
| sn_hv_mva | sn_mv_mva | sn_lv_mva | vn_hv_kv | vn_mv_kv | vn_lv_kv | vk_hv_percent | vk_mv_percent | vk_lv_percent | vkr_hv_percent | vkr_mv_percent | vkr_lv_percent | pfe_kw | i0_percent | shift_mv_degree | shift_lv_degree | vector_group | tap_side | tap_neutral | tap_min | tap_max | tap_step_percent
63/25/38 MVA 110/20/10 kV | 63 | 25 | 38 | 110 | 20 | 10 | 10.4 | 10.4 | 10.4 | 0.28 | 0.32 | 0.35 | 35 | 0.89 | 0 | 0 | YN0yn0yn0 | hv | 0 | -10 | 10 | 1.2
63/25/38 MVA 110/10/10 kV | 63 | 25 | 38 | 110 | 10 | 10 | 10.4 | 10.4 | 10.4 | 0.28 | 0.32 | 0.35 | 35 | 0.89 | 0 | 0 | YN0yn0yn0 | hv | 0 | -10 | 10 | 1.2

## fuse_std_types
| fuse_type | i_rated_a | t_avg | t_min | t_total | x_avg | x_min | x_total
HV 100A | HV 100A | 100 | 0 | [10.0, 3.64, 0.854, 0.281, 0.1, 0.0531, 0.022, 0.01] | [10.0, 4.267, 1.21, 0.403, 0.1, 0.058, 0.022, 0.01] | 0 | [300.0, 350.0, 450.0, 550.0, 700.0, 850.0, 1200.0, 1752.0] | [600.0, 700.0, 900.0, 1150.0, 1665.0, 2000.0, 3000.0, 4313.0]
HV 10A | HV 10A | 10 | 0 | [10.0, 1675.0, 0.344, 0.156, 0.1, 0.0417, 0.0171, 0.01] | [10.0, 1.3, 0.3, 0.155, 0.1, 0.0555, 0.023, 0.01] | 0 | [30.0, 32.0, 35.0, 37.0, 39.0, 50.0, 70.0, 88.0] | [60.0, 70.0, 80.0, 87.0, 94.0, 110.0, 150.0, 216.0]
HV 125A | HV 125A | 125 | 0 | [10.0, 1.82, 0.344, 0.1, 0.0467, 0.0269, 0.01] | [10.0, 2.478, 0.426, 0.1, 0.0427, 0.0211, 0.01] | 0 | [375.0, 500.0, 700.0, 925.0, 1200.0, 1500.0, 2341.0] | [750.0, 1000.0, 1500.0, 2200.0, 3000.0, 4000.0, 5765.0]
HV 160A | HV 160A | 160 | 0 | [10.0, 4.15, 1.03, 0.198, 0.1, 0.051, 0.0172, 0.01] | [10.0, 2.3, 0.734, 0.274, 0.1, 0.046, 0.0177, 0.01] | 0 | [480.0, 550.0, 700.0, 1000.0, 1260.0, 1600.0, 2500.0, 3227.0] | [960.0, 1300.0, 1700.0, 2200.0, 2996.0, 4000.0, 6000.0, 7946.0]
HV 16A | HV 16A | 16 | 0 | [10.0, 0.352, 0.164, 0.1, 0.0649, 0.0342, 0.01] | [10.0, 2.34, 0.722, 0.181, 0.1, 0.055, 0.0296, 0.01] | 0 | [48.0, 60.0, 65.0, 71.0, 80.0, 100.0, 162.0] | [96.0, 110.0, 125.0, 150.0, 168.0, 200.0, 250.0, 398.0]
HV 200A | HV 200A | 200 | 0 | [10.0, 4.267, 1.21, 0.403, 0.1, 0.058, 0.022, 0.01] | [10.0, 3.73, 1.654, 0.328, 0.1, 0.0531, 0.019, 0.01] | 0 | [600.0, 700.0, 900.0, 1150.0, 1665.0, 2000.0, 3000.0, 4313.0] | [1200.0, 1500.0, 1800.0, 2700.0, 3960.0, 5000.0, 7500.0, 10620.0]
HV 20A | HV 20A | 20 | 0 | [10.0, 1.3, 0.3, 0.155, 0.1, 0.0555, 0.023, 0.01] | [10.0, 1.3, 0.161, 0.1, 0.0611, 0.0399, 0.0141, 0.01] | 0 | [60.0, 70.0, 80.0, 87.0, 94.0, 110.0, 150.0, 216.0] | [120.0, 150.0, 200.0, 223.0, 260.0, 300.0, 450.0, 532.0]
HV 25A | HV 25A | 25 | 0 | [10.0, 2.512, 0.833, 0.299, 0.1, 0.0372, 0.0223, 0.01] | [10.0, 3.125, 0.597, 0.198, 0.1, 0.0378, 0.022, 0.01] | 0 | [75.0, 82.0, 90.0, 100.0, 124.0, 170.0, 200.0, 289.0] | [150.0, 170.0, 210.0, 250.0, 294.0, 400.0, 500.0, 711.0]
HV 31.5A | HV 31.5A | 31.5 | 0 | [10.0, 2.34, 0.722, 0.181, 0.1, 0.055, 0.0296, 0.01] | [10.0, 2.84, 0.368, 0.164, 0.1, 0.0621, 0.0378, 0.0195, 0.01] | 0 | [95.0, 110.0, 125.0, 150.0, 165.0, 200.0, 250.0, 390.0] | [189.0, 220.0, 300.0, 350.0, 393.0, 450.0, 530.0, 700.0, 960.0]
HV 40A | HV 40A | 40 | 0 | [10.0, 1.3, 0.161, 0.1, 0.0611, 0.0399, 0.0141, 0.01] | [10.0, 2.05, 0.369, 0.198, 0.1, 0.051, 0.0298, 0.01] | 0 | [120.0, 150.0, 200.0, 223.0, 260.0, 300.0, 450.0, 532.0] | [240.0, 300.0, 400.0, 450.0, 530.0, 650.0, 800.0, 1311.0]
HV 50A | HV 50A | 50 | 0 | [10.0, 3.215, 0.597, 0.198, 0.1, 0.0378, 0.022, 0.01] | [10.0, 3.64, 0.854, 0.281, 0.1, 0.0531, 0.022, 0.01] | 0 | [150.0, 170.0, 210.0, 250.0, 294.0, 400.0, 500.0, 711.0] | [300.0, 350.0, 450.0, 550.0, 700.0, 850.0, 1200.0, 1752.0]
HV 6.3A | HV 6.3A | 6.3 | 0 | [10.0, 1.39, 0.344, 0.168, 0.1, 0.056, 0.0263, 0.01] | [10.0, 1.711, 0.516, 0.198, 0.1, 0.0634, 0.0303, 0.01] | 0 | [19.0, 19.5, 20.4, 20.8, 22.0, 25.0, 32.0, 48.0] | [38.0, 40.0, 43.0, 48.0, 53.0, 60.0, 75.0, 118.0]
HV 63A | HV 63A | 63 | 0 | [10.0, 2.84, 0.368, 0.164, 0.1, 0.0621, 0.0378, 0.0195, 0.01] | [10.0, 1.82, 0.344, 0.1, 0.0467, 0.0269, 0.01] | 0 | [189.0, 220.0, 300.0, 350.0, 393.0, 450.0, 530.0, 700.0, 961.0] | [378.0, 500.0, 700.0, 934.0, 1200.0, 1500.0, 2366.0]
HV 80A | HV 80A | 80 | 0 | [10.0, 2.05, 0.369, 0.198, 0.1, 0.051, 0.0298, 0.01] | [10.0, 4.15, 1.03, 0.198, 0.1, 0.051, 0.0172, 0.01] | 0 | [240.0, 300.0, 400.0, 450.0, 530.0, 650.0, 800.0, 1311.0] | [480.0, 550.0, 700.0, 1000.0, 1260.0, 1600.0, 2500.0, 3227.0]
Siemens NH-1-100 | Siemens NH-1-100 | 100 | [5400.0, 2000.0, 400.0, 20.0, 1.0, 0.2, 0.012, 0.004] | 0 | 0 | [150.0, 190.0, 250.0, 430.0, 900.0, 1250.0, 2700.0, 3600.0] | 0 | 0
Siemens NH-1-125 | Siemens NH-1-125 | 125 | [4800.0, 120.0, 7.0, 0.1, 0.004] | 0 | 0 | [180.0, 400.0, 740.0, 2000.0, 4250.0] | 0 | 0
Siemens NH-1-16 | Siemens NH-1-16 | 16 | [4000.0, 400.0, 2.0, 0.1, 0.04, 0.01] | 0 | 0 | [26.0, 35.0, 75.0, 150.0, 200.0, 300.0] | 0 | 0
Siemens NH-1-160 | Siemens NH-1-160 | 160 | [4800.0, 120.0, 7.0, 0.1, 0.004] | 0 | 0 | [210.0, 500.0, 900.0, 2300.0, 5000.0] | 0 | 0
Siemens NH-1-25 | Siemens NH-1-25 | 25 | [4000.0, 1000.0, 10.0, 0.2, 0.02, 0.01] | 0 | 0 | [40.0, 50.0, 100.0, 210.0, 400.0, 500.0] | 0 | 0
Siemens NH-1-50 | Siemens NH-1-50 | 50 | [4000.0, 40.0, 4.0, 1.0, 0.02, 0.01] | 0 | 0 | [86.0, 200.0, 300.0, 400.0, 1000.0, 1280.0] | 0 | 0
Siemens NH-1-63 | Siemens NH-1-63 | 63 | [4000.0, 100.0, 10.0, 2.0, 0.04, 0.01] | 0 | 0 | [100.0, 200.0, 300.0, 400.0, 1000.0, 1500.0] | 0 | 0
Siemens NH-1-80 | Siemens NH-1-80 | 80 | [4800.0, 120.0, 7.0, 0.1, 0.01] | 0 | 0 | [150.58, 250.0, 450.0, 1150.0, 2470.0] | 0 | 0
Siemens NH-2-1000 | Siemens NH-2-1000 | 1000 | [4800.0, 120.0, 7.0, 0.1, 0.004] | 0 | 0 | [1900.0, 3500.0, 8400.0, 24000.0, 52000.0] | 0 | 0
Siemens NH-2-200 | Siemens NH-2-200 | 200 | [4800.0, 120.0, 7.0, 0.1, 0.004] | 0 | 0 | [280.0, 650.0, 1200.0, 3000.0, 7000.0] | 0 | 0
Siemens NH-2-224 | Siemens NH-2-224 | 224 | [4800.0, 120.0, 7.0, 0.2, 0.04, 0.004] | 0 | 0 | [400.0, 750.0, 1453.0, 3025.0, 4315.0, 7600.0] | 0 | 0
Siemens NH-2-250 | Siemens NH-2-250 | 250 | [4800.0, 120.0, 7.0, 0.1, 0.004] | 0 | 0 | [450.0, 800.0, 1650.0, 4000.0, 8500.0] | 0 | 0
Siemens NH-2-315 | Siemens NH-2-315 | 315 | [4800.0, 120.0, 7.0, 0.1, 0.004] | 0 | 0 | [550.0, 920.0, 1900.0, 5000.0, 11000.0] | 0 | 0
Siemens NH-2-355 | Siemens NH-2-355 | 355 | [4800.0, 120.0, 6.0, 0.1, 0.004] | 0 | 0 | [650.0, 1116.27, 2350.0, 5840.0, 12790.0] | 0 | 0
Siemens NH-2-400 | Siemens NH-2-400 | 400 | [4800.0, 120.0, 7.0, 0.1, 0.004] | 0 | 0 | [720.0, 1350.0, 2800.0, 6500.0, 15000.0] | 0 | 0
Siemens NH-2-425 | Siemens NH-2-425 | 425 | [4800.0, 120.0, 7.0, 0.1, 0.004] | 0 | 0 | [850.0, 1500.0, 3050.0, 7500.0, 16500.0] | 0 | 0
Siemens NH-2-630 | Siemens NH-2-630 | 630 | [4800.0, 120.0, 7.0, 0.1, 0.004] | 0 | 0 | [1200.0, 2000.0, 4800.0, 12000.0, 26000.0] | 0 | 0

## res_bus
| vm_pu | va_degree | p_mw | q_mvar
0 | 0.97449 | -0.49201 | 0.0073463 | 0.0018412
1 | 0.9747 | -0.48779 | 0 | 0
2 | 0.97568 | -0.46846 | 0 | 0
3 | 0.97392 | -0.5032 | 0.0055831 | 0.0013993
4 | 0.97622 | -0.45789 | 0.0052799 | 0.0013233
5 | 0.97359 | -0.50966 | 0.0055308 | 0.0013861
6 | 0.97701 | -0.44239 | 0 | 0
7 | 0.97732 | -0.43626 | 0 | 0
8 | 0.97688 | -0.44491 | 0.012528 | 0.0031399
9 | 0.98603 | -0.26726 | 0 | 0
10 | 0.98675 | -0.25334 | 0 | 0
11 | 0.98576 | -0.27253 | 0.005695 | 0.0014273
12 | 0.98443 | -0.29817 | 0 | 0
13 | 0.99227 | -0.1483 | 0 | 0
14 | 0.99205 | -0.1524 | 0.0087979 | 0.002205
15 | 0.99269 | -0.14015 | 0.0083121 | 0.0020832
16 | 0.9752 | -0.47842 | 0 | 0
17 | 0.97612 | -0.46027 | 0 | 0
18 | 0.97485 | -0.48531 | 0 | 0
19 | 0.97516 | -0.47907 | 0.0016817 | 0.00042146
20 | 0.97801 | -0.42313 | 0 | 0
21 | 0.97594 | -0.46374 | 0.0019924 | 0.00049935
22 | 0.97989 | -0.38648 | 0 | 0
23 | 0.9834 | -0.31807 | 0 | 0
24 | 0.98416 | -0.30344 | 0.004165 | 0.0010438
25 | 0.9743 | -0.49612 | 0.0035377 | 0.00088664
26 | 0.97368 | -0.50839 | 0 | 0
27 | 0.97366 | -0.50867 | 0.0022452 | 0.00056271
28 | 0.97372 | -0.50761 | 0.001871 | 0.00046892
29 | 0.981 | -0.36467 | 0.0083422 | 0.0020907
30 | 0.98561 | -0.27567 | 0 | 0
31 | 0.98459 | -0.29566 | 0 | 0
32 | 0.98613 | -0.26553 | 0.008483 | 0.002126
33 | 0.98387 | -0.3096 | 0.009224 | 0.0023117
34 | 0.99417 | -0.11046 | 0 | 0
35 | 0.99414 | -0.11122 | 0 | 0
36 | 0.99068 | -0.17732 | 0 | 0
37 | 0.99702 | -0.056368 | 0.0059189 | 0.0014834
38 | 0.99745 | -0.048161 | 0 | 0
39 | 0.99793 | -0.039105 | 0 | 0
40 | 0.97785 | -0.42591 | 0 | 0
41 | 0.97845 | -0.41421 | 0.0043722 | 0.0010958
42 | 0.97648 | -0.45278 | 0 | 0
43 | 0.97639 | -0.45447 | 0.0055456 | 0.0013899
44 | 0.97343 | -0.51292 | 0 | 0
45 | 0.97722 | -0.43822 | 0.0056003 | 0.0014036
46 | 0.97381 | -0.50572 | 0.0025694 | 0.00064395
47 | 0.97389 | -0.50408 | 0.0021674 | 0.0005432
48 | 0.97376 | -0.50663 | 0.0020355 | 0.00051016
49 | 0.97405 | -0.5011 | 0 | 0
50 | 0.974 | -0.50191 | 0.0019744 | 0.00049483
51 | 0.97389 | -0.50407 | 0.0050882 | 0.0012752
52 | 0.97492 | -0.48387 | 0.0010787 | 0.00027035
53 | 0.97492 | -0.48377 | 0.00093224 | 0.00023364
54 | 0.97496 | -0.483 | 0.0017008 | 0.00042625
55 | 0.97499 | -0.4825 | 0.0017179 | 0.00043055
56 | 0.97514 | -0.47957 | 0.0017415 | 0.00043645
57 | 0.97588 | -0.46488 | 0.0017083 | 0.00042814
58 | 0.97587 | -0.46512 | 0.0017306 | 0.00043374
59 | 0.9798 | -0.38811 | 0.0044341 | 0.0011113
60 | 0.97968 | -0.3906 | 0.003586 | 0.00089874
61 | 0.98405 | -0.30553 | 0.0078999 | 0.0019799
62 | 0.98944 | -0.20134 | 0.0056937 | 0.001427
63 | 0.98628 | -0.26248 | 0.013937 | 0.0034928
64 | 0.98564 | -0.27476 | 0.0022684 | 0.00056851
65 | 0.97301 | -0.52119 | 0.0093736 | 0.0023493
66 | 0.97304 | -0.52051 | 0.0034327 | 0.00086031
67 | 0.98562 | -0.27516 | 0.0021855 | 0.00054773
68 | 1 | 0 | -0.46365 | -0.11838
69 | 0.99873 | -0.024053 | 0.0059722 | 0.0014968
70 | 0.98257 | -0.33371 | 0 | 0
71 | 0.98416 | -0.30305 | 0.0071106 | 0.0017821
72 | 0.98628 | -0.2625 | 0.0039724 | 0.00099558
73 | 0.98165 | -0.35217 | 0 | 0
74 | 0.98175 | -0.3502 | 0 | 0
75 | 0.98107 | -0.36357 | 0.0099656 | 0.0024976
76 | 0.98654 | -0.25766 | 0.0085806 | 0.0021505
77 | 0.98072 | -0.37044 | 0 | 0
78 | 0.98062 | -0.37233 | 0.011449 | 0.0028693
79 | 0.98373 | -0.3123 | 0.0083963 | 0.0021043
80 | 0.99187 | -0.15594 | 0.005756 | 0.0014426
81 | 0.99293 | -0.13547 | 0.0080944 | 0.0020287
82 | 0.99292 | -0.13567 | 0.0055315 | 0.0013863
83 | 0.99296 | -0.13483 | 0.0024801 | 0.00062157
84 | 0.99363 | -0.12105 | 0.011158 | 0.0027965
85 | 0.99045 | -0.18186 | 0 | 0
86 | 0.98865 | -0.21637 | 0.0068273 | 0.0017111
87 | 0.97384 | -0.5051 | 0.0029935 | 0.00075025
88 | 0.9738 | -0.50597 | 0.0049841 | 0.0012491
89 | 0.9903 | -0.18492 | 0 | 0
90 | 0.99691 | -0.058748 | 0 | 0
91 | 0.97607 | -0.46084 | 0 | 0
92 | 0.97602 | -0.46189 | 0.0048798 | 0.001223
93 | 0.97615 | -0.45928 | 0 | 0
94 | 0.97542 | -0.47369 | 0.0067374 | 0.0016886
95 | 0.9755 | -0.472 | 0.0067141 | 0.0016827
96 | 0.98545 | -0.27809 | 0 | 0
97 | 0.99272 | -0.13852 | 0 | 0
98 | 0.99431 | -0.10818 | 0 | 0
99 | 0.9943 | -0.10845 | 0.0059283 | 0.0014858
100 | 0.99439 | -0.10668 | 0 | 0
101 | 0.99259 | -0.14104 | 0.0025673 | 0.00064341
102 | 0.99433 | -0.10784 | 0.0057086 | 0.0014307
103 | 0.99521 | -0.091078 | 0 | 0
104 | 0.99511 | -0.092882 | 0.0064394 | 0.0016139
105 | 0.99257 | -0.14139 | 0.0025613 | 0.00064191
106 | 0.99307 | -0.13277 | 0 | 0
107 | 0.99382 | -0.11831 | 0.002318 | 0.00058094
108 | 0.99413 | -0.11226 | 0.0023336 | 0.00058485
109 | 0.99525 | -0.09067 | 0.0026862 | 0.00067322
110 | 0.99447 | -0.10568 | 0.002284 | 0.00057242
111 | 0.99598 | -0.076493 | 0.0026234 | 0.00065748
112 | 0.9965 | -0.066557 | 0.0057861 | 0.0014501
113 | 0.97572 | -0.46774 | 0.0067293 | 0.0016865
114 | 0.98733 | -0.24166 | 0.0067479 | 0.0016912
115 | 0.98797 | -0.22932 | 0.0028445 | 0.00071289
116 | 0.98408 | -0.30473 | 0.0088075 | 0.0022074
117 | 0.98355 | -0.31512 | 0 | 0
118 | 0.98337 | -0.31852 | 0.0064301 | 0.0016115
119 | 0.98235 | -0.33858 | 0.010153 | 0.0025447
120 | 0.98152 | -0.35474 | 0.0044418 | 0.0011132
121 | 0.98133 | -0.35837 | 0.0049581 | 0.0012426
122 | 0.98124 | -0.36017 | 0.0048466 | 0.0012147
123 | 0.99178 | -0.15773 | 0.0059918 | 0.0015017
124 | 0.98746 | -0.23977 | 0 | 0
125 | 0.98823 | -0.22479 | 0.0087034 | 0.0021813
126 | 0.98716 | -0.24559 | 0.0095025 | 0.0023815
127 | 0.98922 | -0.20551 | 0.0084219 | 0.0021107
128 | 0.99018 | -0.18697 | 0.0045221 | 0.0011333
129 | 0.99998 | 149.9956 | 0 | 0

## res_line
| p_from_mw | q_from_mvar | p_to_mw | q_to_mvar | pl_mw | ql_mvar | i_from_ka | i_to_ka | i_ka | vm_from_pu | va_from_degree | vm_to_pu | va_to_degree | loading_percent
0 | -0.0073463 | -0.0018412 | 0.0073478 | 0.0018417 | 1.4762e-06 | 5.5494e-07 | 0.011218 | 0.011218 | 0.011218 | 0.97449 | -0.49201 | 0.9747 | -0.48779 | 3.0818
1 | -0.031298 | -0.0078547 | 0.031327 | 0.0078728 | 2.8889e-05 | 1.8068e-05 | 0.047785 | 0.047785 | 0.047785 | 0.9747 | -0.48779 | 0.97568 | -0.46846 | 13.1277
2 | 0.02395 | 0.006013 | -0.023933 | -0.0060021 | 1.7592e-05 | 1.0822e-05 | 0.036567 | 0.036567 | 0.036567 | 0.9747 | -0.48779 | 0.97392 | -0.5032 | 10.046
3 | -0.031327 | -0.0078728 | 0.031343 | 0.0078826 | 1.5814e-05 | 9.8899e-06 | 0.047785 | 0.047785 | 0.047785 | 0.97568 | -0.46846 | 0.97622 | -0.45789 | 13.1277
4 | 0.01835 | 0.0046029 | -0.018344 | -0.0045995 | 5.6483e-06 | 3.3765e-06 | 0.028037 | 0.028037 | 0.028037 | 0.97392 | -0.5032 | 0.97359 | -0.50966 | 7.7026
5 | -0.036623 | -0.0092059 | 0.036632 | 0.0092115 | 8.9332e-06 | 5.6217e-06 | 0.055833 | 0.055833 | 0.055833 | 0.97622 | -0.45789 | 0.97648 | -0.45278 | 15.3386
6 | 0.012813 | 0.0032134 | -0.012811 | -0.0032123 | 1.991e-06 | 1.1021e-06 | 0.019584 | 0.019584 | 0.019584 | 0.97359 | -0.50966 | 0.97343 | -0.51292 | 5.3803
7 | -0.01253 | -0.0031407 | 0.012533 | 0.0031427 | 3.6582e-06 | 2.0057e-06 | 0.019083 | 0.019083 | 0.019083 | 0.97701 | -0.44239 | 0.97732 | -0.43626 | 5.2427
8 | 0.01253 | 0.0031407 | -0.012528 | -0.0031399 | 1.5048e-06 | 8.2509e-07 | 0.019083 | 0.019083 | 0.019083 | 0.97701 | -0.44239 | 0.97688 | -0.44491 | 5.2427
9 | 0.0056009 | 0.0014037 | -0.0056003 | -0.0014036 | 5.2099e-07 | 9.4054e-08 | 0.0085275 | 0.0085276 | 0.0085276 | 0.97732 | -0.43626 | 0.97722 | -0.43822 | 2.3428
10 | -0.018134 | -0.0045464 | 0.018143 | 0.0045517 | 8.9504e-06 | 5.3357e-06 | 0.027611 | 0.027611 | 0.027611 | 0.97732 | -0.43626 | 0.97785 | -0.42591 | 7.5854
11 | -0.082917 | -0.021003 | 0.082972 | 0.021038 | 5.5457e-05 | 3.5372e-05 | 0.12521 | 0.12521 | 0.12521 | 0.98603 | -0.26726 | 0.98675 | -0.25334 | 34.3982
12 | 0.010152 | 0.0025447 | -0.010149 | -0.0025434 | 2.55e-06 | 1.2626e-06 | 0.01532 | 0.015321 | 0.015321 | 0.98603 | -0.26726 | 0.98576 | -0.27253 | 4.209
13 | 0.072765 | 0.018458 | -0.072657 | -0.018389 | 0.00010796 | 6.8793e-05 | 0.10989 | 0.10989 | 0.10989 | 0.98603 | -0.26726 | 0.98443 | -0.29817 | 30.1893
14 | -0.10089 | -0.025531 | 0.10114 | 0.025692 | 0.00025247 | 0.00016121 | 0.15223 | 0.15223 | 0.15223 | 0.98675 | -0.25334 | 0.98944 | -0.20134 | 41.8211
15 | 0.017917 | 0.004493 | -0.017909 | -0.0044884 | 7.8016e-06 | 4.6292e-06 | 0.027019 | 0.02702 | 0.02702 | 0.98675 | -0.25334 | 0.98628 | -0.26248 | 7.4229
16 | 0.0044544 | 0.0011161 | -0.0044539 | -0.0011161 | 4.7195e-07 | -5.2782e-08 | 0.0067239 | 0.006724 | 0.006724 | 0.98576 | -0.27253 | 0.98564 | -0.27476 | 1.8472
17 | 0.060588 | 0.015363 | -0.06053 | -0.015327 | 5.7899e-05 | 3.6822e-05 | 0.091646 | 0.091647 | 0.091647 | 0.98443 | -0.29817 | 0.9834 | -0.31807 | 25.1776
18 | 0.012069 | 0.0030257 | -0.012066 | -0.0030241 | 3.0316e-06 | 1.6314e-06 | 0.018243 | 0.018243 | 0.018243 | 0.98443 | -0.29817 | 0.98416 | -0.30344 | 5.0118
19 | 0.020552 | 0.0051528 | -0.020548 | -0.0051504 | 4.0167e-06 | 2.4251e-06 | 0.030821 | 0.030821 | 0.030821 | 0.99227 | -0.1483 | 0.99205 | -0.1524 | 8.4673
20 | -0.020552 | -0.0051528 | 0.02056 | 0.0051576 | 7.9794e-06 | 4.8173e-06 | 0.030821 | 0.030821 | 0.030821 | 0.99227 | -0.1483 | 0.99269 | -0.14015 | 8.4673
21 | 0.01175 | 0.0029454 | -0.011748 | -0.0029444 | 1.9815e-06 | 1.0486e-06 | 0.017625 | 0.017625 | 0.017625 | 0.99205 | -0.1524 | 0.99187 | -0.15594 | 4.842
22 | -0.028872 | -0.0072408 | 0.028879 | 0.0072448 | 6.4415e-06 | 4.004e-06 | 0.043281 | 0.043281 | 0.043281 | 0.99269 | -0.14015 | 0.99293 | -0.13547 | 11.8903
23 | -0.038357 | -0.0096252 | 0.03839 | 0.0096462 | 3.3234e-05 | 2.0947e-05 | 0.058532 | 0.058532 | 0.058532 | 0.9752 | -0.47842 | 0.97612 | -0.46027 | 16.0802
24 | 0.029503 | 0.0074065 | -0.029493 | -0.0074005 | 9.6986e-06 | 6.048e-06 | 0.045022 | 0.045022 | 0.045022 | 0.9752 | -0.47842 | 0.97485 | -0.48531 | 12.3687
25 | 0.0088541 | 0.0022187 | -0.0088538 | -0.0022186 | 2.76e-07 | 1.2633e-07 | 0.01351 | 0.01351 | 0.01351 | 0.9752 | -0.47842 | 0.97516 | -0.47907 | 3.7115
26 | -0.043823 | -0.011007 | 0.043901 | 0.011057 | 7.7808e-05 | 4.9215e-05 | 0.066813 | 0.066813 | 0.066813 | 0.97612 | -0.46027 | 0.97801 | -0.42313 | 18.3552
27 | 0.0054325 | 0.0013612 | -0.0054316 | -0.001361 | 8.9846e-07 | 1.3839e-07 | 0.0082812 | 0.0082814 | 0.0082814 | 0.97612 | -0.46027 | 0.97594 | -0.46374 | 2.2751
28 | 0.029493 | 0.0074005 | -0.029478 | -0.007391 | 1.5191e-05 | 9.4734e-06 | 0.045022 | 0.045022 | 0.045022 | 0.97485 | -0.48531 | 0.9743 | -0.49612 | 12.3687
29 | 0.0071722 | 0.0017971 | -0.007172 | -0.001797 | 1.7016e-07 | 6.1637e-08 | 0.010944 | 0.010944 | 0.010944 | 0.97516 | -0.47907 | 0.97514 | -0.47957 | 3.0066
30 | -0.043901 | -0.011057 | 0.043978 | 0.011105 | 7.7085e-05 | 4.8756e-05 | 0.066813 | 0.066813 | 0.066813 | 0.97801 | -0.42313 | 0.97989 | -0.38648 | 18.3552
31 | 0.0034391 | 0.00086168 | -0.0034389 | -0.00086179 | 1.8665e-07 | -1.0673e-07 | 0.0052435 | 0.0052436 | 0.0052436 | 0.97594 | -0.46374 | 0.97588 | -0.46488 | 1.4406
32 | -0.051999 | -0.013115 | 0.052053 | 0.01315 | 5.4343e-05 | 3.4486e-05 | 0.078993 | 0.078993 | 0.078993 | 0.97989 | -0.38648 | 0.981 | -0.36467 | 21.7014
33 | 0.0080211 | 0.0020101 | -0.0080205 | -0.0020098 | 6.2519e-07 | 2.5858e-07 | 0.012181 | 0.012181 | 0.012181 | 0.97989 | -0.38648 | 0.9798 | -0.38811 | 3.3463
34 | 0.06053 | 0.015327 | -0.060395 | -0.015241 | 0.00013513 | 8.5941e-05 | 0.091647 | 0.091647 | 0.091647 | 0.9834 | -0.31807 | 0.981 | -0.36467 | 25.1777
35 | 0.0079007 | 0.0019802 | -0.0078999 | -0.0019799 | 7.8563e-07 | 3.1627e-07 | 0.011946 | 0.011946 | 0.011946 | 0.98416 | -0.30344 | 0.98405 | -0.30553 | 3.2818
36 | 0.02594 | 0.0065044 | -0.025934 | -0.0065005 | 6.1553e-06 | 3.8092e-06 | 0.039619 | 0.039619 | 0.039619 | 0.9743 | -0.49612 | 0.97405 | -0.5011 | 10.8844
37 | 0.0022453 | 0.00056265 | -0.0022452 | -0.00056271 | 3.0213e-08 | -6.5772e-08 | 0.0034313 | 0.0034313 | 0.0034313 | 0.97368 | -0.50839 | 0.97366 | -0.50867 | 0.94268
38 | -0.0022453 | -0.00056265 | 0.0022454 | 0.00056247 | 8.3211e-08 | -1.8117e-07 | 0.0034313 | 0.0034312 | 0.0034313 | 0.97368 | -0.50839 | 0.97372 | -0.50761 | 0.94267
39 | -0.0041164 | -0.0010314 | 0.0041166 | 0.0010313 | 1.9089e-07 | -3.7855e-08 | 0.0062905 | 0.0062904 | 0.0062905 | 0.97372 | -0.50761 | 0.97376 | -0.50663 | 1.7282
40 | 0.01765 | 0.0044334 | -0.017633 | -0.0044235 | 1.682e-05 | 9.961e-06 | 0.02665 | 0.026651 | 0.026651 | 0.98561 | -0.27567 | 0.98459 | -0.29566 | 7.3216
41 | -0.01765 | -0.0044334 | 0.017658 | 0.0044385 | 8.542e-06 | 5.0579e-06 | 0.02665 | 0.02665 | 0.02665 | 0.98561 | -0.27567 | 0.98613 | -0.26553 | 7.3215
42 | 0.017633 | 0.0044235 | -0.017621 | -0.0044165 | 1.1713e-05 | 6.9376e-06 | 0.026651 | 0.026651 | 0.026651 | 0.98459 | -0.29566 | 0.98387 | -0.3096 | 7.3216
43 | -0.026141 | -0.0065645 | 0.026151 | 0.0065706 | 9.8225e-06 | 6.0716e-06 | 0.03945 | 0.03945 | 0.03945 | 0.98613 | -0.26553 | 0.98654 | -0.25766 | 10.838
44 | 0.0083974 | 0.0021048 | -0.0083963 | -0.0021043 | 1.0784e-06 | 4.6379e-07 | 0.0127 | 0.0127 | 0.0127 | 0.98387 | -0.3096 | 0.98373 | -0.3123 | 3.4891
45 | 0.011164 | 0.0027994 | -0.011163 | -0.0027992 | 4.0039e-07 | 2.0667e-07 | 0.01671 | 0.01671 | 0.01671 | 0.99417 | -0.11046 | 0.99414 | -0.11122 | 4.5906
46 | 0.24296 | 0.062003 | -0.24218 | -0.061503 | 0.0007819 | 0.0004996 | 0.36404 | 0.36405 | 0.36405 | 0.99417 | -0.11046 | 0.99068 | -0.17732 | 50.0062
47 | -0.25413 | -0.064802 | 0.25479 | 0.065227 | 0.00066563 | 0.00042536 | 0.38075 | 0.38075 | 0.38075 | 0.99417 | -0.11046 | 0.99702 | -0.056368 | 52.3014
48 | 0.011163 | 0.0027992 | -0.011158 | -0.0027965 | 5.2305e-06 | 2.7002e-06 | 0.01671 | 0.01671 | 0.01671 | 0.99414 | -0.11122 | 0.99363 | -0.12105 | 4.5906
49 | 0.066079 | 0.016653 | -0.066065 | -0.016644 | 1.4376e-05 | 9.1505e-06 | 0.099285 | 0.099285 | 0.099285 | 0.99068 | -0.17732 | 0.99045 | -0.18186 | 27.2761
50 | 0.1761 | 0.04485 | -0.17577 | -0.044639 | 0.00033104 | 0.00021122 | 0.26476 | 0.26476 | 0.26476 | 0.99068 | -0.17732 | 0.98865 | -0.21637 | 36.3682
51 | -0.26071 | -0.066711 | 0.26081 | 0.066777 | 0.00010363 | 6.6228e-05 | 0.38959 | 0.38959 | 0.38959 | 0.99702 | -0.056368 | 0.99745 | -0.048161 | 53.5148
52 | -0.26081 | -0.066777 | 0.26093 | 0.06685 | 0.00011446 | 7.3149e-05 | 0.38959 | 0.38959 | 0.38959 | 0.99745 | -0.048161 | 0.99793 | -0.039105 | 53.5148
53 | -0.26093 | -0.06685 | 0.26142 | 0.067167 | 0.00049549 | 0.00031666 | 0.38959 | 0.38959 | 0.38959 | 0.99793 | -0.039105 | 1 | 0 | 53.5148
54 | -0.085488 | -0.021501 | 0.085536 | 0.021531 | 4.7811e-05 | 3.0505e-05 | 0.13012 | 0.13012 | 0.13012 | 0.97785 | -0.42591 | 0.97845 | -0.41421 | 35.7461
55 | 0.067345 | 0.016949 | -0.067258 | -0.016894 | 8.6366e-05 | 5.5e-05 | 0.10251 | 0.10251 | 0.10251 | 0.97785 | -0.42591 | 0.97648 | -0.45278 | 28.1608
56 | -0.089908 | -0.022627 | 0.090255 | 0.022849 | 0.00034735 | 0.00022168 | 0.13677 | 0.13676 | 0.13677 | 0.97845 | -0.41421 | 0.98257 | -0.33371 | 37.5728
57 | 0.030627 | 0.0076824 | -0.030624 | -0.0076809 | 2.4686e-06 | 1.5421e-06 | 0.046673 | 0.046673 | 0.046673 | 0.97648 | -0.45278 | 0.97639 | -0.45447 | 12.8222
58 | 0.025078 | 0.006291 | -0.025073 | -0.0062874 | 5.7407e-06 | 3.543e-06 | 0.038221 | 0.038221 | 0.038221 | 0.97639 | -0.45447 | 0.97615 | -0.45928 | 10.5004
59 | 0.012811 | 0.0032123 | -0.012807 | -0.0032097 | 4.6292e-06 | 2.5628e-06 | 0.019584 | 0.019584 | 0.019584 | 0.97343 | -0.51292 | 0.97304 | -0.52051 | 5.3803
60 | -0.0087218 | -0.0021855 | 0.0087224 | 0.0021858 | 6.8117e-07 | 3.087e-07 | 0.013327 | 0.013327 | 0.013327 | 0.97381 | -0.50572 | 0.97389 | -0.50408 | 3.6613
61 | 0.0061524 | 0.0015416 | -0.0061521 | -0.0015415 | 2.6903e-07 | 7.1193e-08 | 0.0094009 | 0.0094009 | 0.0094009 | 0.97381 | -0.50572 | 0.97376 | -0.50663 | 2.5827
62 | -0.01089 | -0.002729 | 0.010891 | 0.0027298 | 1.5433e-06 | 8.0269e-07 | 0.016639 | 0.016638 | 0.016639 | 0.97389 | -0.50408 | 0.97405 | -0.5011 | 4.571
63 | 0.015043 | 0.0037707 | -0.015042 | -0.0037704 | 5.77e-07 | 3.3302e-07 | 0.022981 | 0.022981 | 0.022981 | 0.97405 | -0.5011 | 0.974 | -0.50191 | 6.3134
64 | 0.013068 | 0.0032755 | -0.013066 | -0.0032748 | 1.3438e-06 | 7.4817e-07 | 0.019964 | 0.019964 | 0.019964 | 0.974 | -0.50191 | 0.97389 | -0.50407 | 5.4847
65 | 0.0079783 | 0.0019996 | -0.0079779 | -0.0019994 | 3.9341e-07 | 1.6394e-07 | 0.01219 | 0.01219 | 0.01219 | 0.97389 | -0.50407 | 0.97384 | -0.5051 | 3.3489
66 | -0.0010787 | -0.00027035 | 0.0010787 | 0.00027029 | 4.9611e-09 | -5.7684e-08 | 0.0016464 | 0.0016464 | 0.0016464 | 0.97492 | -0.48387 | 0.97492 | -0.48377 | 0.45231
67 | -0.0020109 | -0.00050393 | 0.002011 | 0.00050372 | 7.4351e-08 | -2.1488e-07 | 0.0030693 | 0.0030692 | 0.0030693 | 0.97492 | -0.48377 | 0.97496 | -0.483 | 0.84321
68 | -0.0037118 | -0.00092997 | 0.0037119 | 0.00092993 | 8.8622e-08 | -3.5121e-08 | 0.0056649 | 0.0056649 | 0.0056649 | 0.97496 | -0.483 | 0.97499 | -0.4825 | 1.5563
69 | -0.0054298 | -0.0013605 | 0.0054305 | 0.0013606 | 7.5642e-07 | 1.1772e-07 | 0.0082867 | 0.0082866 | 0.0082867 | 0.97499 | -0.4825 | 0.97514 | -0.47957 | 2.2766
70 | 0.0017306 | 0.00043365 | -0.0017306 | -0.00043374 | 2.0294e-08 | -8.4109e-08 | 0.0026388 | 0.0026389 | 0.0026389 | 0.97588 | -0.46488 | 0.97587 | -0.46512 | 0.72496
71 | 0.0035864 | 0.00089853 | -0.003586 | -0.00089874 | 4.244e-07 | -2.088e-07 | 0.0054466 | 0.0054467 | 0.0054467 | 0.9798 | -0.38811 | 0.97968 | -0.3906 | 1.4964
72 | -0.10684 | -0.027119 | 0.10692 | 0.027173 | 8.4489e-05 | 5.3961e-05 | 0.16079 | 0.16079 | 0.16079 | 0.98944 | -0.20134 | 0.9903 | -0.18492 | 44.1734
73 | 0.0039724 | 0.00099558 | -0.0039724 | -0.00099558 | 3.7031e-09 | -1.1389e-09 | 0.0059932 | 0.0059932 | 0.0059932 | 0.98628 | -0.26248 | 0.98628 | -0.2625 | 1.6465
74 | 0.0021855 | 0.00054762 | -0.0021855 | -0.00054773 | 4.2082e-08 | -1.0445e-07 | 0.0032994 | 0.0032995 | 0.0032995 | 0.98564 | -0.27476 | 0.98562 | -0.27516 | 0.90644
75 | -0.0093736 | -0.0023493 | 0.0093739 | 0.0023494 | 3.0292e-07 | 1.4504e-07 | 0.014335 | 0.014335 | 0.014335 | 0.97301 | -0.52119 | 0.97304 | -0.52051 | 3.9382
76 | 0.20057 | 0.051217 | -0.20034 | -0.051068 | 0.00023288 | 0.00014868 | 0.29879 | 0.29879 | 0.29879 | 1 | 0 | 0.99873 | -0.024053 | 41.043
77 | 0.19437 | 0.049572 | -0.19404 | -0.049364 | 0.00032504 | 0.00020749 | 0.2899 | 0.2899 | 0.2899 | 0.99873 | -0.024053 | 0.99691 | -0.058748 | 39.8208
78 | -0.090255 | -0.022849 | 0.090388 | 0.022934 | 0.00013306 | 8.4915e-05 | 0.13676 | 0.13676 | 0.13676 | 0.98257 | -0.33371 | 0.98416 | -0.30305 | 37.5728
79 | -0.097499 | -0.024716 | 0.097616 | 0.02479 | 0.00011712 | 7.4775e-05 | 0.14752 | 0.14752 | 0.14752 | 0.98416 | -0.30305 | 0.98545 | -0.27809 | 40.5263
80 | -0.021431 | -0.0053765 | 0.021433 | 0.0053778 | 2.0157e-06 | 1.2257e-06 | 0.032487 | 0.032487 | 0.032487 | 0.98165 | -0.35217 | 0.98175 | -0.3502 | 8.9251
81 | 0.021431 | 0.0053765 | -0.021419 | -0.0053695 | 1.1639e-05 | 7.0774e-06 | 0.032487 | 0.032487 | 0.032487 | 0.98165 | -0.35217 | 0.98107 | -0.36357 | 8.9251
82 | 0.014252 | 0.0035731 | -0.014249 | -0.0035713 | 3.0837e-06 | 1.7508e-06 | 0.021601 | 0.021602 | 0.021602 | 0.98175 | -0.3502 | 0.98152 | -0.35474 | 5.9345
83 | -0.035684 | -0.0089509 | 0.035704 | 0.0089633 | 1.9788e-05 | 1.2436e-05 | 0.054089 | 0.054089 | 0.054089 | 0.98175 | -0.3502 | 0.98235 | -0.33858 | 14.8596
84 | 0.011454 | 0.0028718 | -0.01145 | -0.0028699 | 3.7477e-06 | 1.9805e-06 | 0.017372 | 0.017373 | 0.017373 | 0.98107 | -0.36357 | 0.98072 | -0.37044 | 4.7727
85 | -0.034732 | -0.0087211 | 0.034761 | 0.0087397 | 2.9665e-05 | 1.8618e-05 | 0.052393 | 0.052392 | 0.052393 | 0.98654 | -0.25766 | 0.98746 | -0.23977 | 14.3936
86 | 0.01145 | 0.0028699 | -0.011449 | -0.0028693 | 1.0288e-06 | 5.4372e-07 | 0.017373 | 0.017373 | 0.017373 | 0.98072 | -0.37044 | 0.98062 | -0.37233 | 4.7727
87 | 0.0059923 | 0.0015018 | -0.0059918 | -0.0015017 | 5.1042e-07 | 1.0931e-07 | 0.0089897 | 0.0089898 | 0.0089898 | 0.99187 | -0.15594 | 0.99178 | -0.15773 | 2.4697
88 | -0.036973 | -0.0092735 | 0.036978 | 0.0092765 | 4.7708e-06 | 2.9997e-06 | 0.055411 | 0.055411 | 0.055411 | 0.99293 | -0.13547 | 0.99307 | -0.13277 | 15.2228
89 | -0.0055315 | -0.0013863 | 0.0055317 | 0.0013864 | 2.2092e-07 | 3.0499e-08 | 0.0082897 | 0.0082896 | 0.0082897 | 0.99292 | -0.13567 | 0.99296 | -0.13483 | 2.2774
90 | -0.0080118 | -0.0020079 | 0.0080126 | 0.0020082 | 7.863e-07 | 3.1505e-07 | 0.012006 | 0.012006 | 0.012006 | 0.99296 | -0.13483 | 0.99307 | -0.13277 | 3.2984
91 | 0.066065 | 0.016644 | -0.066049 | -0.016634 | 1.6145e-05 | 1.0276e-05 | 0.099285 | 0.099285 | 0.099285 | 0.99045 | -0.18186 | 0.99018 | -0.18697 | 27.2761
92 | 0.16894 | 0.042928 | -0.16884 | -0.042861 | 0.00010527 | 6.715e-05 | 0.25448 | 0.25449 | 0.25449 | 0.98865 | -0.21637 | 0.98797 | -0.22932 | 34.9567
93 | 0.0049843 | 0.0012492 | -0.0049841 | -0.0012491 | 2.0663e-07 | 1.4054e-08 | 0.007616 | 0.007616 | 0.007616 | 0.97384 | -0.5051 | 0.9738 | -0.50597 | 2.0923
94 | -0.10692 | -0.027173 | 0.10716 | 0.027326 | 0.0002395 | 0.00015296 | 0.16079 | 0.16079 | 0.16079 | 0.9903 | -0.18492 | 0.99272 | -0.13852 | 44.1734
95 | 0.13084 | 0.033443 | -0.13063 | -0.033312 | 0.00020426 | 0.00013054 | 0.19552 | 0.19552 | 0.19552 | 0.99691 | -0.058748 | 0.99521 | -0.091078 | 53.715
96 | 0.063207 | 0.015921 | -0.063184 | -0.015906 | 2.3593e-05 | 1.5008e-05 | 0.094373 | 0.094373 | 0.094373 | 0.99691 | -0.058748 | 0.9965 | -0.066557 | 25.9268
97 | 0.0048801 | 0.001223 | -0.0048798 | -0.001223 | 2.4438e-07 | 9.246e-09 | 0.0074396 | 0.0074397 | 0.0074397 | 0.97607 | -0.46084 | 0.97602 | -0.46189 | 2.0439
98 | -0.0048801 | -0.001223 | 0.0048804 | 0.001223 | 3.629e-07 | 1.3697e-08 | 0.0074396 | 0.0074395 | 0.0074396 | 0.97607 | -0.46084 | 0.97615 | -0.45928 | 2.0438
99 | 0.020192 | 0.0050644 | -0.020184 | -0.0050595 | 8.1468e-06 | 4.9274e-06 | 0.030782 | 0.030782 | 0.030782 | 0.97615 | -0.45928 | 0.97572 | -0.46774 | 8.4566
100 | -0.0067374 | -0.0016886 | 0.006738 | 0.0016887 | 5.4144e-07 | 1.759e-07 | 0.010278 | 0.010278 | 0.010278 | 0.97542 | -0.47369 | 0.9755 | -0.472 | 2.8236
101 | -0.013452 | -0.0033715 | 0.013455 | 0.003373 | 2.7283e-06 | 1.5303e-06 | 0.02052 | 0.02052 | 0.02052 | 0.9755 | -0.472 | 0.97572 | -0.46774 | 5.6372
102 | 0.061252 | 0.015426 | -0.061174 | -0.015376 | 7.7922e-05 | 4.9561e-05 | 0.092516 | 0.092516 | 0.092516 | 0.98545 | -0.27809 | 0.98408 | -0.30473 | 25.4165
103 | -0.15887 | -0.040216 | 0.15915 | 0.040394 | 0.00027834 | 0.00017748 | 0.24003 | 0.24003 | 0.24003 | 0.98545 | -0.27809 | 0.98733 | -0.24166 | 32.9714
104 | -0.11229 | -0.028611 | 0.11246 | 0.028722 | 0.00017276 | 0.00011036 | 0.16848 | 0.16848 | 0.16848 | 0.99272 | -0.13852 | 0.99439 | -0.10668 | 46.2855
105 | 0.0051292 | 0.0012853 | -0.0051286 | -0.0012853 | 6.1585e-07 | 3.4977e-08 | 0.0076882 | 0.0076883 | 0.0076883 | 0.99272 | -0.13852 | 0.99259 | -0.14104 | 2.1122
106 | 0.0059283 | 0.0014858 | -0.0059283 | -0.0014858 | 7.3615e-08 | 1.4765e-08 | 0.0088719 | 0.0088719 | 0.0088719 | 0.99431 | -0.10818 | 0.9943 | -0.10845 | 2.4373
107 | -0.0059283 | -0.0014858 | 0.0059288 | 0.0014859 | 4.24e-07 | 8.5026e-08 | 0.0088719 | 0.0088719 | 0.0088719 | 0.99431 | -0.10818 | 0.99439 | -0.10668 | 2.4373
108 | 0.0057089 | 0.0014308 | -0.0057086 | -0.0014307 | 3.1385e-07 | 5.2106e-08 | 0.0085428 | 0.0085429 | 0.0085429 | 0.99439 | -0.10668 | 0.99433 | -0.10784 | 2.3469
109 | -0.1241 | -0.031638 | 0.12419 | 0.031698 | 9.3562e-05 | 5.9786e-05 | 0.18589 | 0.18589 | 0.18589 | 0.99439 | -0.10668 | 0.99521 | -0.091078 | 51.0697
110 | 0.0025613 | 0.00064184 | -0.0025613 | -0.00064191 | 4.2463e-08 | -7.2095e-08 | 0.0038397 | 0.0038397 | 0.0038397 | 0.99259 | -0.14104 | 0.99257 | -0.14139 | 1.0549
111 | 0.00644 | 0.001614 | -0.0064394 | -0.0016139 | 5.5324e-07 | 1.4734e-07 | 0.009629 | 0.009629 | 0.009629 | 0.99521 | -0.091078 | 0.99511 | -0.092882 | 2.6453
112 | -0.04499 | -0.011285 | 0.045022 | 0.011304 | 3.1034e-05 | 1.9626e-05 | 0.067417 | 0.067417 | 0.067417 | 0.99307 | -0.13277 | 0.99382 | -0.11831 | 18.5212
113 | -0.04734 | -0.011885 | 0.047353 | 0.011894 | 1.3654e-05 | 8.6447e-06 | 0.070888 | 0.070888 | 0.070888 | 0.99382 | -0.11831 | 0.99413 | -0.11226 | 19.4746
114 | -0.049687 | -0.012479 | 0.049702 | 0.012489 | 1.5607e-05 | 9.8908e-06 | 0.074381 | 0.074381 | 0.074381 | 0.99413 | -0.11226 | 0.99447 | -0.10568 | 20.4342
115 | 0.052024 | 0.013085 | -0.051986 | -0.013061 | 3.7278e-05 | 2.3645e-05 | 0.077798 | 0.077798 | 0.077798 | 0.99525 | -0.09067 | 0.99447 | -0.10568 | 21.3731
116 | -0.05471 | -0.013758 | 0.054747 | 0.013782 | 3.707e-05 | 2.3533e-05 | 0.081814 | 0.081814 | 0.081814 | 0.99525 | -0.09067 | 0.99598 | -0.076493 | 22.4764
117 | -0.05737 | -0.014439 | 0.057398 | 0.014456 | 2.726e-05 | 1.7317e-05 | 0.085733 | 0.085733 | 0.085733 | 0.99598 | -0.076493 | 0.9965 | -0.066557 | 23.5531
118 | -0.16589 | -0.042085 | 0.16599 | 0.042148 | 9.8532e-05 | 6.2846e-05 | 0.2502 | 0.2502 | 0.2502 | 0.98733 | -0.24166 | 0.98797 | -0.22932 | 34.3683
119 | 0.052366 | 0.013169 | -0.05234 | -0.013152 | 2.5974e-05 | 1.6483e-05 | 0.079198 | 0.079198 | 0.079198 | 0.98408 | -0.30473 | 0.98355 | -0.31512 | 21.7578
120 | 0.0064311 | 0.0016118 | -0.0064301 | -0.0016115 | 1.0413e-06 | 2.9425e-07 | 0.0097297 | 0.0097298 | 0.0097298 | 0.98355 | -0.31512 | 0.98337 | -0.31852 | 2.673
121 | 0.045909 | 0.01154 | -0.045858 | -0.011508 | 5.1353e-05 | 3.2506e-05 | 0.069469 | 0.069469 | 0.069469 | 0.98355 | -0.31512 | 0.98235 | -0.33858 | 19.0848
122 | 0.0098069 | 0.0024581 | -0.0098052 | -0.0024573 | 1.6922e-06 | 8.2502e-07 | 0.014868 | 0.014868 | 0.014868 | 0.98152 | -0.35474 | 0.98133 | -0.35837 | 4.0845
123 | 0.0048471 | 0.0012147 | -0.0048466 | -0.0012147 | 4.1749e-07 | 6.8307e-09 | 0.0073496 | 0.0073497 | 0.0073497 | 0.98133 | -0.35837 | 0.98124 | -0.36017 | 2.0192
124 | -0.044267 | -0.011122 | 0.044298 | 0.011143 | 3.1672e-05 | 2.0027e-05 | 0.066716 | 0.066716 | 0.066716 | 0.98746 | -0.23977 | 0.98823 | -0.22479 | 18.3286
125 | 0.0095051 | 0.0023828 | -0.0095025 | -0.0023815 | 2.6332e-06 | 1.2476e-06 | 0.014324 | 0.014324 | 0.014324 | 0.98746 | -0.23977 | 0.98716 | -0.24559 | 3.9351
126 | -0.053002 | -0.013324 | 0.05305 | 0.013355 | 4.8859e-05 | 3.1008e-05 | 0.079821 | 0.079821 | 0.079821 | 0.98823 | -0.22479 | 0.98922 | -0.20551 | 21.9288
127 | -0.061472 | -0.015466 | 0.061527 | 0.0155 | 5.4484e-05 | 3.4652e-05 | 0.092489 | 0.092489 | 0.092489 | 0.98922 | -0.20551 | 0.99018 | -0.18697 | 25.4091

## res_trafo
| p_hv_mw | q_hv_mvar | p_lv_mw | q_lv_mvar | pl_mw | ql_mvar | i_hv_ka | i_lv_ka | vm_hv_pu | va_hv_degree | vm_lv_pu | va_lv_degree | loading_percent
0 | -1.2729e-15 | -1.3162e-15 | 0.00165 | 1.2699e-07 | 0.00165 | 1.2699e-07 | 5.2857e-17 | 0.0023815 | 0.99998 | 149.9956 | 1 | 0 | 0.2619

## res_ext_grid
| p_mw | q_mvar
0 | 0.46365 | 0.11838

## res_load
| p_mw | q_mvar
0 | 0.0073463 | 0.0018412
1 | 0.0055831 | 0.0013993
2 | 0.0052799 | 0.0013233
3 | 0.0055308 | 0.0013861
4 | 0.012528 | 0.0031399
5 | 0.005695 | 0.0014273
6 | 0.0087979 | 0.002205
7 | 0.0083121 | 0.0020832
8 | 0.0016817 | 0.00042146
9 | 0.0019924 | 0.00049935
10 | 0.004165 | 0.0010438
11 | 0.0035377 | 0.00088664
12 | 0.0022452 | 0.00056271
13 | 0.001871 | 0.00046892
14 | 0.0083422 | 0.0020907
15 | 0.008483 | 0.002126
16 | 0.009224 | 0.0023117
17 | 0.0059189 | 0.0014834
18 | 0.0043722 | 0.0010958
19 | 0.0055456 | 0.0013899
20 | 0.0056003 | 0.0014036
21 | 0.0025694 | 0.00064395
22 | 0.0021674 | 0.0005432
23 | 0.0020355 | 0.00051016
24 | 0.0019744 | 0.00049483
25 | 0.0050882 | 0.0012752
26 | 0.0010787 | 0.00027035
27 | 0.00093224 | 0.00023364
28 | 0.0017008 | 0.00042625
29 | 0.0017179 | 0.00043055
30 | 0.0017415 | 0.00043645
31 | 0.0017083 | 0.00042814
32 | 0.0017306 | 0.00043374
33 | 0.0044341 | 0.0011113
34 | 0.003586 | 0.00089874
35 | 0.0078999 | 0.0019799
36 | 0.0056937 | 0.001427
37 | 0.013937 | 0.0034928
38 | 0.0022684 | 0.00056851
39 | 0.0093736 | 0.0023493
40 | 0.0034327 | 0.00086031
41 | 0.0021855 | 0.00054773
42 | 0.0059722 | 0.0014968
43 | 0.0071106 | 0.0017821
44 | 0.0039724 | 0.00099558
45 | 0.0099656 | 0.0024976
46 | 0.0085806 | 0.0021505
47 | 0.011449 | 0.0028693
48 | 0.0083963 | 0.0021043
49 | 0.005756 | 0.0014426
50 | 0.0080944 | 0.0020287
51 | 0.0055315 | 0.0013863
52 | 0.0024801 | 0.00062157
53 | 0.011158 | 0.0027965
54 | 0.0068273 | 0.0017111
55 | 0.0029935 | 0.00075025
56 | 0.0049841 | 0.0012491
57 | 0.0048798 | 0.001223
58 | 0.0067374 | 0.0016886
59 | 0.0067141 | 0.0016827
60 | 0.0059283 | 0.0014858
61 | 0.0025673 | 0.00064341
62 | 0.0057086 | 0.0014307
63 | 0.0064394 | 0.0016139
64 | 0.0025613 | 0.00064191
65 | 0.002318 | 0.00058094
66 | 0.0023336 | 0.00058485
67 | 0.0026862 | 0.00067322
68 | 0.002284 | 0.00057242
69 | 0.0026234 | 0.00065748
70 | 0.0057861 | 0.0014501
71 | 0.0067293 | 0.0016865
72 | 0.0067479 | 0.0016912
73 | 0.0028445 | 0.00071289
74 | 0.0088075 | 0.0022074
75 | 0.0064301 | 0.0016115
76 | 0.010153 | 0.0025447
77 | 0.0044418 | 0.0011132
78 | 0.0049581 | 0.0012426
79 | 0.0048466 | 0.0012147
80 | 0.0059918 | 0.0015017
81 | 0.0087034 | 0.0021813
82 | 0.0095025 | 0.0023815
83 | 0.0084219 | 0.0021107
84 | 0.0045221 | 0.0011333

## dtypes
| element | column | dtype
0 | bus | name | object
1 | bus | vn_kv | float64
2 | bus | type | object
3 | bus | zone | object
4 | bus | in_service | bool
5 | load | name | object
6 | load | bus | uint32
7 | load | p_mw | float64
8 | load | q_mvar | float64
9 | load | const_z_percent | float64
10 | load | const_i_percent | float64
11 | load | sn_mva | float64
12 | load | scaling | float64
13 | load | in_service | bool
14 | load | type | object
15 | ext_grid | name | object
16 | ext_grid | bus | uint32
17 | ext_grid | vm_pu | float64
18 | ext_grid | va_degree | float64
19 | ext_grid | slack_weight | float64
20 | ext_grid | in_service | bool
21 | line | name | object
22 | line | std_type | object
23 | line | from_bus | uint32
24 | line | to_bus | uint32
25 | line | length_km | float64
26 | line | r_ohm_per_km | float64
27 | line | x_ohm_per_km | float64
28 | line | c_nf_per_km | float64
29 | line | g_us_per_km | float64
30 | line | max_i_ka | float64
31 | line | df | float64
32 | line | parallel | uint32
33 | line | type | object
34 | line | in_service | bool
35 | trafo | name | object
36 | trafo | std_type | object
37 | trafo | hv_bus | uint32
38 | trafo | lv_bus | uint32
39 | trafo | sn_mva | float64
40 | trafo | vn_hv_kv | float64
41 | trafo | vn_lv_kv | float64
42 | trafo | vk_percent | float64
43 | trafo | vkr_percent | float64
44 | trafo | pfe_kw | float64
45 | trafo | i0_percent | float64
46 | trafo | shift_degree | float64
47 | trafo | tap_side | object
48 | trafo | tap_neutral | int32
49 | trafo | tap_min | int32
50 | trafo | tap_max | int32
51 | trafo | tap_step_percent | float64
52 | trafo | tap_step_degree | float64
53 | trafo | tap_pos | int32
54 | trafo | tap_phase_shifter | bool
55 | trafo | parallel | uint32
56 | trafo | df | float64
57 | trafo | in_service | bool
58 | line_geodata | coords | object
59 | bus_geodata | x | float64
60 | bus_geodata | y | float64
61 | bus_geodata | coords | object
62 | res_bus | vm_pu | float64
63 | res_bus | va_degree | float64
64 | res_bus | p_mw | float64
65 | res_bus | q_mvar | float64
66 | res_line | p_from_mw | float64
67 | res_line | q_from_mvar | float64
68 | res_line | p_to_mw | float64
69 | res_line | q_to_mvar | float64
70 | res_line | pl_mw | float64
71 | res_line | ql_mvar | float64
72 | res_line | i_from_ka | float64
73 | res_line | i_to_ka | float64
74 | res_line | i_ka | float64
75 | res_line | vm_from_pu | float64
76 | res_line | va_from_degree | float64
77 | res_line | vm_to_pu | float64
78 | res_line | va_to_degree | float64
79 | res_line | loading_percent | float64
80 | res_trafo | p_hv_mw | float64
81 | res_trafo | q_hv_mvar | float64
82 | res_trafo | p_lv_mw | float64
83 | res_trafo | q_lv_mvar | float64
84 | res_trafo | pl_mw | float64
85 | res_trafo | ql_mvar | float64
86 | res_trafo | i_hv_ka | float64
87 | res_trafo | i_lv_ka | float64
88 | res_trafo | vm_hv_pu | float64
89 | res_trafo | va_hv_degree | float64
90 | res_trafo | vm_lv_pu | float64
91 | res_trafo | va_lv_degree | float64
92 | res_trafo | loading_percent | float64
93 | res_ext_grid | p_mw | float64
94 | res_ext_grid | q_mvar | float64
95 | res_load | p_mw | float64
96 | res_load | q_mvar | float64

## parameters
| version | format_version | converged | OPF_converged | name | f_hz | sn_mva
0 | 2.14.6 | 2.14.0 | TRUE | FALSE |  | 50 | 1