## bus
| name | vn_kv | type | zone | in_service
0 | bus_LV_261-18_0_4_node_0 | 0.4 | n |  | TRUE
1 | bus_LV_261-18_0_4_node_1 | 0.4 | n |  | TRUE
2 | bus_LV_261-18_0_4_node_2 | 0.4 | n |  | TRUE
3 | bus_LV_261-18_0_4_node_3 | 0.4 | n |  | TRUE
4 | bus_LV_261-18_0_4_node_138 | 0.4 | n |  | TRUE
5 | bus_LV_261-18_0_4_node_137 | 0.4 | n |  | TRUE
6 | bus_LV_261-18_0_4_node_75 | 0.4 | n |  | TRUE
7 | bus_LV_261-18_0_4_node_4 | 0.4 | n |  | TRUE
8 | bus_LV_261-18_0_4_node_5 | 0.4 | n |  | TRUE
9 | bus_LV_261-18_0_4_node_7 | 0.4 | n |  | TRUE
10 | bus_LV_261-18_0_4_node_8 | 0.4 | n |  | TRUE
11 | bus_LV_261-18_0_4_node_9 | 0.4 | n |  | TRUE
12 | bus_LV_261-18_0_4_node_32 | 0.4 | n |  | TRUE
13 | bus_LV_261-18_0_4_node_29 | 0.4 | n |  | TRUE
14 | bus_LV_261-18_0_4_node_10 | 0.4 | n |  | TRUE
15 | bus_LV_261-18_0_4_node_11 | 0.4 | n |  | TRUE
16 | bus_LV_261-18_0_4_node_77 | 0.4 | n |  | TRUE
17 | bus_LV_261-18_0_4_node_30 | 0.4 | n |  | TRUE
18 | bus_LV_261-18_0_4_node_68 | 0.4 | n |  | TRUE
19 | bus_LV_261-18_0_4_node_12 | 0.4 | n |  | TRUE
20 | bus_LV_261-18_0_4_node_16 | 0.4 | n |  | TRUE
21 | bus_LV_261-18_0_4_node_26 | 0.4 | n |  | TRUE
22 | bus_LV_261-18_0_4_node_69 | 0.4 | n |  | TRUE
23 | bus_LV_261-18_0_4_node_13 | 0.4 | n |  | TRUE
24 | bus_LV_261-18_0_4_node_41 | 0.4 | n |  | TRUE
25 | bus_LV_261-18_0_4_node_27 | 0.4 | n |  | TRUE
26 | bus_LV_261-18_0_4_node_28 | 0.4 | n |  | TRUE
27 | bus_LV_261-18_0_4_node_14 | 0.4 | n |  | TRUE
28 | bus_LV_261-18_0_4_node_15 | 0.4 | n |  | TRUE
29 | bus_LV_261-18_0_4_node_17 | 0.4 | n |  | TRUE
30 | bus_LV_261-18_0_4_node_63 | 0.4 | n |  | TRUE
31 | bus_LV_261-18_0_4_node_62 | 0.4 | n |  | TRUE
32 | bus_LV_261-18_0_4_node_23 | 0.4 | n |  | TRUE
33 | bus_LV_261-18_0_4_node_61 | 0.4 | n |  | TRUE
34 | bus_LV_261-18_0_4_node_39 | 0.4 | n |  | TRUE
35 | bus_LV_261-18_0_4_node_46 | 0.4 | n |  | TRUE
36 | bus_LV_261-18_0_4_node_42 | 0.4 | n |  | TRUE
37 | bus_LV_261-18_0_4_node_58 | 0.4 | n |  | TRUE
38 | bus_LV_261-18_0_4_node_38 | 0.4 | n |  | TRUE
39 | bus_LV_261-18_0_4_node_24 | 0.4 | n |  | TRUE
40 | bus_LV_261-18_0_4_node_18 | 0.4 | n |  | TRUE
41 | bus_LV_261-18_0_4_node_19 | 0.4 | n |  | TRUE
42 | bus_LV_261-18_0_4_node_20 | 0.4 | n |  | TRUE
43 | bus_LV_261-18_0_4_node_21 | 0.4 | n |  | TRUE
44 | bus_LV_261-18_0_4_node_40 | 0.4 | n |  | TRUE
45 | bus_LV_261-18_0_4_node_35 | 0.4 | n |  | TRUE
46 | bus_LV_261-18_0_4_node_36 | 0.4 | n |  | TRUE
47 | bus_LV_261-18_0_4_node_33 | 0.4 | n |  | TRUE
48 | bus_LV_261-18_0_4_node_57 | 0.4 | n |  | TRUE
49 | bus_LV_261-18_0_4_node_43 | 0.4 | n |  | TRUE
50 | bus_LV_261-18_0_4_node_55 | 0.4 | n |  | TRUE
51 | bus_LV_261-18_0_4_node_64 | 0.4 | n |  | TRUE
52 | bus_LV_261-18_0_4_node_37 | 0.4 | n |  | TRUE
53 | bus_LV_261-18_0_4_node_31 | 0.4 | n |  | TRUE
54 | bus_LV_261-18_0_4_node_154 | 0.4 | n |  | TRUE
55 | bus_LV_261-18_0_4_node_151 | 0.4 | n |  | TRUE
56 | bus_LV_261-18_0_4_node_155 | 0.4 | n |  | TRUE
57 | bus_LV_261-18_0_4_node_99 | 0.4 | n |  | TRUE
58 | bus_LV_261-18_0_4_node_150 | 0.4 | n |  | TRUE
59 | bus_LV_261-18_0_4_node_136 | 0.4 | n |  | TRUE
60 | bus_LV_261-18_0_4_node_60 | 0.4 | n |  | TRUE
61 | bus_LV_261-18_0_4_node_44 | 0.4 | n |  | TRUE
62 | bus_LV_261-18_0_4_node_45 | 0.4 | n |  | TRUE
63 | bus_LV_261-18_0_4_node_53 | 0.4 | n |  | TRUE
64 | bus_LV_261-18_0_4_node_51 | 0.4 | n |  | TRUE
65 | bus_LV_261-18_0_4_node_134 | 0.4 | n |  | TRUE
66 | bus_LV_261-18_0_4_node_50 | 0.4 | n |  | TRUE
67 | bus_LV_261-18_0_4_node_135 | 0.4 | n |  | TRUE
68 | bus_LV_261-18_0_4_node_47 | 0.4 | n |  | TRUE
69 | bus_LV_261-18_0_4_node_48 | 0.4 | n |  | TRUE
70 | bus_LV_261-18_0_4_node_49 | 0.4 | n |  | TRUE
71 | bus_LV_261-18_0_4_node_52 | 0.4 | n |  | TRUE
72 | bus_LV_261-18_0_4_node_54 | 0.4 | n |  | TRUE
73 | bus_LV_261-18_0_4_node_56 | 0.4 | n |  | TRUE
74 | bus_LV_261-18_0_4_node_70 | 0.4 | n |  | TRUE
75 | bus_LV_261-18_0_4_node_71 | 0.4 | n |  | TRUE
76 | bus_LV_261-18_0_4_node_141 | 0.4 | n |  | TRUE
77 | bus_LV_261-18_0_4_node_142 | 0.4 | n |  | TRUE
78 | bus_LV_261-18_0_4_node_157 | 0.4 | n |  | TRUE
79 | bus_LV_261-18_0_4_node_156 | 0.4 | n |  | TRUE
80 | bus_LV_261-18_0_4_node_66 | 0.4 | n |  | TRUE
81 | bus_LV_261-18_0_4_node_140 | 0.4 | n |  | TRUE
82 | bus_LV_261-18_0_4_node_72 | 0.4 | n |  | TRUE
83 | bus_LV_261-18_0_4_node_73 | 0.4 | n |  | TRUE
84 | bus_LV_261-18_0_4_node_74 | 0.4 | n |  | TRUE
85 | bus_LV_261-18_0_4_node_76 | 0.4 | n |  | TRUE
86 | bus_LV_261-18_0_4_node_139 | 0.4 | n |  | TRUE
87 | bus_LV_261-18_0_4_node_78 | 0.4 | n |  | TRUE
88 | bus_LV_261-18_0_4_node_79 | 0.4 | n |  | TRUE
89 | bus_LV_261-18_0_4_node_82 | 0.4 | n |  | TRUE
90 | bus_LV_261-18_0_4_node_105 | 0.4 | n |  | TRUE
91 | bus_LV_261-18_0_4_node_83 | 0.4 | n |  | TRUE
92 | bus_LV_261-18_0_4_node_143 | 0.4 | n |  | TRUE
93 | bus_LV_261-18_0_4_node_95 | 0.4 | n |  | TRUE
94 | bus_LV_261-18_0_4_node_93 | 0.4 | n |  | TRUE
95 | bus_LV_261-18_0_4_node_104 | 0.4 | n |  | TRUE
96 | bus_LV_261-18_0_4_node_112 | 0.4 | n |  | TRUE
97 | bus_LV_261-18_0_4_node_159 | 0.4 | n |  | TRUE
98 | bus_LV_261-18_0_4_node_100 | 0.4 | n |  | TRUE
99 | bus_LV_261-18_0_4_node_160 | 0.4 | n |  | TRUE
100 | bus_LV_261-18_0_4_node_110 | 0.4 | n |  | TRUE
101 | bus_LV_261-18_0_4_node_97 | 0.4 | n |  | TRUE
102 | bus_LV_261-18_0_4_node_98 | 0.4 | n |  | TRUE
103 | bus_LV_261-18_0_4_node_86 | 0.4 | n |  | TRUE
104 | bus_LV_261-18_0_4_node_87 | 0.4 | n |  | TRUE
105 | bus_LV_261-18_0_4_node_88 | 0.4 | n |  | TRUE
106 | bus_LV_261-18_0_4_node_89 | 0.4 | n |  | TRUE
107 | bus_LV_261-18_0_4_node_90 | 0.4 | n |  | TRUE
108 | bus_LV_261-18_0_4_node_103 | 0.4 | n |  | TRUE
109 | bus_LV_261-18_0_4_node_121 | 0.4 | n |  | TRUE
110 | bus_LV_261-18_0_4_node_116 | 0.4 | n |  | TRUE
111 | bus_LV_261-18_0_4_node_91 | 0.4 | n |  | TRUE
112 | bus_LV_261-18_0_4_node_96 | 0.4 | n |  | TRUE
113 | bus_LV_261-18_0_4_node_94 | 0.4 | n |  | TRUE
114 | bus_LV_261-18_0_4_node_120 | 0.4 | n |  | TRUE
115 | bus_LV_261-18_0_4_node_92 | 0.4 | n |  | TRUE
116 | bus_LV_261-18_0_4_node_102 | 0.4 | n |  | TRUE
117 | bus_LV_261-18_0_4_node_161 | 0.4 | n |  | TRUE
118 | bus_LV_261-18_0_4_node_115 | 0.4 | n |  | TRUE
119 | bus_LV_261-18_0_4_node_131 | 0.4 | n |  | TRUE
120 | bus_LV_261-18_0_4_node_114 | 0.4 | n |  | TRUE
121 | bus_LV_261-18_0_4_node_129 | 0.4 | n |  | TRUE
122 | bus_LV_261-18_0_4_node_108 | 0.4 | n |  | TRUE
123 | bus_LV_261-18_0_4_node_149 | 0.4 | n |  | TRUE
124 | bus_LV_261-18_0_4_node_117 | 0.4 | n |  | TRUE
125 | bus_LV_261-18_0_4_node_106 | 0.4 | n |  | TRUE
126 | bus_LV_261-18_0_4_node_107 | 0.4 | n |  | TRUE
127 | bus_LV_261-18_0_4_node_144 | 0.4 | n |  | TRUE
128 | bus_LV_261-18_0_4_node_118 | 0.4 | n |  | TRUE
129 | bus_LV_261-18_0_4_node_153 | 0.4 | n |  | TRUE
130 | bus_LV_261-18_0_4_node_109 | 0.4 | n |  | TRUE
131 | bus_LV_261-18_0_4_node_111 | 0.4 | n |  | TRUE
132 | bus_LV_261-18_0_4_node_113 | 0.4 | n |  | TRUE
133 | bus_LV_261-18_0_4_node_119 | 0.4 | n |  | TRUE
134 | bus_LV_261-18_0_4_node_148 | 0.4 | n |  | TRUE
135 | bus_LV_261-18_0_4_node_147 | 0.4 | n |  | TRUE
136 | bus_LV_261-18_0_4_node_122 | 0.4 | n |  | TRUE
137 | bus_LV_261-18_0_4_node_123 | 0.4 | n |  | TRUE
138 | bus_LV_261-18_0_4_node_128 | 0.4 | n |  | TRUE
139 | bus_LV_261-18_0_4_node_126 | 0.4 | n |  | TRUE
140 | bus_LV_261-18_0_4_node_124 | 0.4 | n |  | TRUE
141 | bus_LV_261-18_0_4_node_125 | 0.4 | n |  | TRUE
142 | bus_LV_261-18_0_4_node_127 | 0.4 | n |  | TRUE
143 | bus_LV_261-18_0_4_node_158 | 0.4 | n |  | TRUE
144 | bus_LV_261-18_0_4_node_130 | 0.4 | n |  | TRUE
145 | bus_LV_261-18_0_4_node_133 | 0.4 | n |  | TRUE
146 | bus_LV_261-18_0_4_node_152 | 0.4 | n |  | TRUE
147 | bus_LV_261-18_0_4_node_145 | 0.4 | n |  | TRUE
148 | bus_LV_261-18_0_4_node_146 | 0.4 | n |  | TRUE
149 | bus_MV_542_0_node_7 | 20 | n |  | TRUE

## load
| name | bus | p_mw | q_mvar | const_z_percent | const_i_percent | sn_mva | scaling | in_service | type
0 | LV_261-18_0_4_load_0 | 0 | 0.0046256 | 0.0011593 | 0 | 0 |  | 1 | TRUE | wye
1 | LV_261-18_0_4_load_2 | 2 | 0.0021676 | 0.00054325 | 0 | 0 |  | 1 | TRUE | wye
2 | LV_261-18_0_4_load_3 | 3 | 0.0021674 | 0.00054319 | 0 | 0 |  | 1 | TRUE | wye
3 | LV_261-18_0_4_load_137 | 5 | 0.0023572 | 0.00059077 | 0 | 0 |  | 1 | TRUE | wye
4 | LV_261-18_0_4_load_75 | 6 | 0.0018959 | 0.00047517 | 0 | 0 |  | 1 | TRUE | wye
5 | LV_261-18_0_4_load_4 | 7 | 0.0095462 | 0.0023925 | 0 | 0 |  | 1 | TRUE | wye
6 | LV_261-18_0_4_load_5 | 8 | 0.006154 | 0.0015423 | 0 | 0 |  | 1 | TRUE | wye
7 | LV_261-18_0_4_load_7 | 9 | 0.0083303 | 0.0020878 | 0 | 0 |  | 1 | TRUE | wye
8 | LV_261-18_0_4_load_32 | 12 | 0.0083468 | 0.0020919 | 0 | 0 |  | 1 | TRUE | wye
9 | LV_261-18_0_4_load_29 | 13 | 0.0076179 | 0.0019092 | 0 | 0 |  | 1 | TRUE | wye
10 | LV_261-18_0_4_load_77 | 16 | 0.0053842 | 0.0013494 | 0 | 0 |  | 1 | TRUE | wye
11 | LV_261-18_0_4_load_68 | 18 | 0.0045111 | 0.0011306 | 0 | 0 |  | 1 | TRUE | wye
12 | LV_261-18_0_4_load_69 | 22 | 0.0070476 | 0.0017663 | 0 | 0 |  | 1 | TRUE | wye
13 | LV_261-18_0_4_load_41 | 24 | 0.0094697 | 0.0023733 | 0 | 0 |  | 1 | TRUE | wye
14 | LV_261-18_0_4_load_63 | 30 | 0.010472 | 0.0026247 | 0 | 0 |  | 1 | TRUE | wye
15 | LV_261-18_0_4_load_62 | 31 | 0.0074996 | 0.0018796 | 0 | 0 |  | 1 | TRUE | wye
16 | LV_261-18_0_4_load_23 | 32 | 0.0049572 | 0.0012424 | 0 | 0 |  | 1 | TRUE | wye
17 | LV_261-18_0_4_load_46 | 35 | 0.0058496 | 0.0014661 | 0 | 0 |  | 1 | TRUE | wye
18 | LV_261-18_0_4_load_42 | 36 | 0.0061418 | 0.0015393 | 0 | 0 |  | 1 | TRUE | wye
19 | LV_261-18_0_4_load_58 | 37 | 0.0040721 | 0.0010206 | 0 | 0 |  | 1 | TRUE | wye
20 | LV_261-18_0_4_load_24 | 39 | 0.0047736 | 0.0011964 | 0 | 0 |  | 1 | TRUE | wye
21 | LV_261-18_0_4_load_18 | 40 | 0.0095131 | 0.0023842 | 0 | 0 |  | 1 | TRUE | wye
22 | LV_261-18_0_4_load_19 | 41 | 0.0095033 | 0.0023818 | 0 | 0 |  | 1 | TRUE | wye
23 | LV_261-18_0_4_load_20 | 42 | 0.0093996 | 0.0023558 | 0 | 0 |  | 1 | TRUE | wye
24 | LV_261-18_0_4_load_21 | 43 | 0.0049538 | 0.0012415 | 0 | 0 |  | 1 | TRUE | wye
25 | LV_261-18_0_4_load_40 | 44 | 0.0091078 | 0.0022826 | 0 | 0 |  | 1 | TRUE | wye
26 | LV_261-18_0_4_load_36 | 46 | 0.0057657 | 0.001445 | 0 | 0 |  | 1 | TRUE | wye
27 | LV_261-18_0_4_load_33 | 47 | 0.012786 | 0.0032044 | 0 | 0 |  | 1 | TRUE | wye
28 | LV_261-18_0_4_load_57 | 48 | 0.0038674 | 0.00096926 | 0 | 0 |  | 1 | TRUE | wye
29 | LV_261-18_0_4_load_55 | 50 | 0.0043584 | 0.0010923 | 0 | 0 |  | 1 | TRUE | wye
30 | LV_261-18_0_4_load_64 | 51 | 0.0044476 | 0.0011147 | 0 | 0 |  | 1 | TRUE | wye
31 | LV_261-18_0_4_load_37 | 52 | 0.006657 | 0.0016684 | 0 | 0 |  | 1 | TRUE | wye
32 | LV_261-18_0_4_load_151 | 55 | 0.0064411 | 0.0016143 | 0 | 0 |  | 1 | TRUE | wye
33 | LV_261-18_0_4_load_155 | 56 | 0.0063296 | 0.0015864 | 0 | 0 |  | 1 | TRUE | wye
34 | LV_261-18_0_4_load_150 | 58 | 0.0049538 | 0.0012416 | 0 | 0 |  | 1 | TRUE | wye
35 | LV_261-18_0_4_load_60 | 60 | 0.0047692 | 0.0011953 | 0 | 0 |  | 1 | TRUE | wye
36 | LV_261-18_0_4_load_44 | 61 | 0.0029642 | 0.00074289 | 0 | 0 |  | 1 | TRUE | wye
37 | LV_261-18_0_4_load_45 | 62 | 0.0029742 | 0.00074541 | 0 | 0 |  | 1 | TRUE | wye
38 | LV_261-18_0_4_load_53 | 63 | 0.002115 | 0.00053007 | 0 | 0 |  | 1 | TRUE | wye
39 | LV_261-18_0_4_load_51 | 64 | 0.028928 | 0.00725 | 0 | 0 |  | 1 | TRUE | wye
40 | LV_261-18_0_4_load_134 | 65 | 0.003362 | 0.0008426 | 0 | 0 |  | 1 | TRUE | wye
41 | LV_261-18_0_4_load_135 | 67 | 0.0033679 | 0.00084407 | 0 | 0 |  | 1 | TRUE | wye
42 | LV_261-18_0_4_load_47 | 68 | 0.0025618 | 0.00064205 | 0 | 0 |  | 1 | TRUE | wye
43 | LV_261-18_0_4_load_48 | 69 | 0.0044057 | 0.0011042 | 0 | 0 |  | 1 | TRUE | wye
44 | LV_261-18_0_4_load_49 | 70 | 0.010253 | 0.0025697 | 0 | 0 |  | 1 | TRUE | wye
45 | LV_261-18_0_4_load_52 | 71 | 0.0095146 | 0.0023846 | 0 | 0 |  | 1 | TRUE | wye
46 | LV_261-18_0_4_load_54 | 72 | 0.0022382 | 0.00056094 | 0 | 0 |  | 1 | TRUE | wye
47 | LV_261-18_0_4_load_70 | 74 | 0.0018941 | 0.00047471 | 0 | 0 |  | 1 | TRUE | wye
48 | LV_261-18_0_4_load_71 | 75 | 0.0020989 | 0.00052603 | 0 | 0 |  | 1 | TRUE | wye
49 | LV_261-18_0_4_load_142 | 77 | 0.0022793 | 0.00057124 | 0 | 0 |  | 1 | TRUE | wye
50 | LV_261-18_0_4_load_157 | 78 | 0.0053563 | 0.0013424 | 0 | 0 |  | 1 | TRUE | wye
51 | LV_261-18_0_4_load_156 | 79 | 0.0045923 | 0.0011509 | 0 | 0 |  | 1 | TRUE | wye
52 | LV_261-18_0_4_load_66 | 80 | 0.0033344 | 0.00083567 | 0 | 0 |  | 1 | TRUE | wye
53 | LV_261-18_0_4_load_140 | 81 | 0.0017885 | 0.00044825 | 0 | 0 |  | 1 | TRUE | wye
54 | LV_261-18_0_4_load_72 | 82 | 0.0047741 | 0.0011965 | 0 | 0 |  | 1 | TRUE | wye
55 | LV_261-18_0_4_load_73 | 83 | 0.0017245 | 0.0004322 | 0 | 0 |  | 1 | TRUE | wye
56 | LV_261-18_0_4_load_74 | 84 | 0.0033737 | 0.00084553 | 0 | 0 |  | 1 | TRUE | wye
57 | LV_261-18_0_4_load_76 | 85 | 0.0017392 | 0.00043587 | 0 | 0 |  | 1 | TRUE | wye
58 | LV_261-18_0_4_load_139 | 86 | 0.0015766 | 0.00039512 | 0 | 0 |  | 1 | TRUE | wye
59 | LV_261-18_0_4_load_78 | 87 | 0.0020994 | 0.00052615 | 0 | 0 |  | 1 | TRUE | wye
60 | LV_261-18_0_4_load_82 | 89 | 0.0063761 | 0.001598 | 0 | 0 |  | 1 | TRUE | wye
61 | LV_261-18_0_4_load_105 | 90 | 0.0044391 | 0.0011125 | 0 | 0 |  | 1 | TRUE | wye
62 | LV_261-18_0_4_load_83 | 91 | 0.0039743 | 0.00099606 | 0 | 0 |  | 1 | TRUE | wye
63 | LV_261-18_0_4_load_143 | 92 | 0.0040717 | 0.0010205 | 0 | 0 |  | 1 | TRUE | wye
64 | LV_261-18_0_4_load_95 | 93 | 0.0015805 | 0.00039611 | 0 | 0 |  | 1 | TRUE | wye
65 | LV_261-18_0_4_load_104 | 95 | 0.0040261 | 0.001009 | 0 | 0 |  | 1 | TRUE | wye
66 | LV_261-18_0_4_load_159 | 97 | 0.0043517 | 0.0010906 | 0 | 0 |  | 1 | TRUE | wye
67 | LV_261-18_0_4_load_160 | 99 | 0.0070067 | 0.001756 | 0 | 0 |  | 1 | TRUE | wye
68 | LV_261-18_0_4_load_97 | 101 | 0.0068031 | 0.001705 | 0 | 0 |  | 1 | TRUE | wye
69 | LV_261-18_0_4_load_86 | 103 | 0.0055481 | 0.0013905 | 0 | 0 |  | 1 | TRUE | wye
70 | LV_261-18_0_4_load_87 | 104 | 0.0025424 | 0.00063718 | 0 | 0 |  | 1 | TRUE | wye
71 | LV_261-18_0_4_load_88 | 105 | 0.0057758 | 0.0014475 | 0 | 0 |  | 1 | TRUE | wye
72 | LV_261-18_0_4_load_103 | 108 | 0.0024549 | 0.00061525 | 0 | 0 |  | 1 | TRUE | wye
73 | LV_261-18_0_4_load_116 | 110 | 0.0052269 | 0.00131 | 0 | 0 |  | 1 | TRUE | wye
74 | LV_261-18_0_4_load_91 | 111 | 0.0024852 | 0.00062284 | 0 | 0 |  | 1 | TRUE | wye
75 | LV_261-18_0_4_load_94 | 113 | 0.0057697 | 0.001446 | 0 | 0 |  | 1 | TRUE | wye
76 | LV_261-18_0_4_load_120 | 114 | 0.001586 | 0.00039749 | 0 | 0 |  | 1 | TRUE | wye
77 | LV_261-18_0_4_load_92 | 115 | 0.0033194 | 0.00083192 | 0 | 0 |  | 1 | TRUE | wye
78 | LV_261-18_0_4_load_161 | 117 | 0.017299 | 0.0043356 | 0 | 0 |  | 1 | TRUE | wye
79 | LV_261-18_0_4_load_114 | 120 | 0.0070601 | 0.0017694 | 0 | 0 |  | 1 | TRUE | wye
80 | LV_261-18_0_4_load_129 | 121 | 0.0022281 | 0.00055843 | 0 | 0 |  | 1 | TRUE | wye
81 | LV_261-18_0_4_load_108 | 122 | 0.0049912 | 0.0012509 | 0 | 0 |  | 1 | TRUE | wye
82 | LV_261-18_0_4_load_149 | 123 | 0.0064215 | 0.0016094 | 0 | 0 |  | 1 | TRUE | wye
83 | LV_261-18_0_4_load_106 | 125 | 0.0042686 | 0.0010698 | 0 | 0 |  | 1 | TRUE | wye
84 | LV_261-18_0_4_load_118 | 128 | 0.005239 | 0.001313 | 0 | 0 |  | 1 | TRUE | wye
85 | LV_261-18_0_4_load_153 | 129 | 0.0050543 | 0.0012667 | 0 | 0 |  | 1 | TRUE | wye
86 | LV_261-18_0_4_load_113 | 132 | 0.0070368 | 0.0017636 | 0 | 0 |  | 1 | TRUE | wye
87 | LV_261-18_0_4_load_119 | 133 | 0.0050619 | 0.0012686 | 0 | 0 |  | 1 | TRUE | wye
88 | LV_261-18_0_4_load_123 | 137 | 0.0037543 | 0.00094091 | 0 | 0 |  | 1 | TRUE | wye
89 | LV_261-18_0_4_load_128 | 138 | 0.0039983 | 0.0010021 | 0 | 0 |  | 1 | TRUE | wye
90 | LV_261-18_0_4_load_126 | 139 | 0.0047081 | 0.0011799 | 0 | 0 |  | 1 | TRUE | wye
91 | LV_261-18_0_4_load_124 | 140 | 0.0015957 | 0.00039992 | 0 | 0 |  | 1 | TRUE | wye
92 | LV_261-18_0_4_load_125 | 141 | 0.0044835 | 0.0011237 | 0 | 0 |  | 1 | TRUE | wye
93 | LV_261-18_0_4_load_127 | 142 | 0.0041231 | 0.0010334 | 0 | 0 |  | 1 | TRUE | wye
94 | LV_261-18_0_4_load_158 | 143 | 0.0042099 | 0.0010551 | 0 | 0 |  | 1 | TRUE | wye
95 | LV_261-18_0_4_load_133 | 145 | 0.0068513 | 0.0017171 | 0 | 0 |  | 1 | TRUE | wye
96 | LV_261-18_0_4_load_152 | 146 | 0.0066974 | 0.0016785 | 0 | 0 |  | 1 | TRUE | wye
97 | LV_261-18_0_4_load_145 | 147 | 0.0057712 | 0.0014464 | 0 | 0 |  | 1 | TRUE | wye
98 | LV_261-18_0_4_load_146 | 148 | 0.0055446 | 0.0013896 | 0 | 0 |  | 1 | TRUE | wye

## ext_grid
| name | bus | vm_pu | va_degree | slack_weight | in_service
0 |  | 71 | 1 | 0 | 1 | TRUE

## line
| name | std_type | from_bus | to_bus | length_km | r_ohm_per_km | x_ohm_per_km | c_nf_per_km | g_us_per_km | max_i_ka | df | parallel | type | in_service
0 | LV_261-18_0_4_line_0 |  | 0 | 1 | 0.02117 | 0.125 | 0.08 | 261 | 0 | 0.364 | 1 | 1 | cs | TRUE
1 | LV_261-18_0_4_line_1 |  | 1 | 2 | 0.013435 | 0.125 | 0.08 | 261 | 0 | 0.364 | 1 | 1 | cs | TRUE
2 | LV_261-18_0_4_line_2 |  | 1 | 3 | 0.003971 | 0.125 | 0.08 | 261 | 0 | 0.364 | 1 | 1 | cs | TRUE
3 | LV_261-18_0_4_line_3 |  | 2 | 4 | 0.013042 | 0.125 | 0.08 | 261 | 0 | 0.364 | 1 | 1 | cs | TRUE
4 | LV_261-18_0_4_line_4 |  | 4 | 5 | 0.0031563 | 0.125 | 0.08 | 261 | 0 | 0.364 | 1 | 1 | cs | TRUE
5 | LV_261-18_0_4_line_5 |  | 4 | 6 | 0.0047 | 0.125 | 0.08 | 261 | 0 | 0.364 | 1 | 1 | cs | TRUE
6 | LV_261-18_0_4_line_6 |  | 5 | 46 | 0.032808 | 0.125 | 0.08 | 261 | 0 | 0.364 | 1 | 1 | cs | TRUE
7 | LV_261-18_0_4_line_7 |  | 6 | 83 | 0.007233 | 0.125 | 0.08 | 261 | 0 | 0.364 | 1 | 1 | cs | TRUE
8 | LV_261-18_0_4_line_8 |  | 7 | 8 | 0.016586 | 0.125 | 0.08 | 261 | 0 | 0.364 | 1 | 1 | cs | TRUE
9 | LV_261-18_0_4_line_9 |  | 8 | 9 | 0.013474 | 0.125 | 0.08 | 261 | 0 | 0.364 | 1 | 1 | cs | TRUE
10 | LV_261-18_0_4_line_10 |  | 9 | 10 | 0.036018 | 0.125 | 0.08 | 261 | 0 | 0.364 | 1 | 1 | cs | TRUE
11 | LV_261-18_0_4_line_11 |  | 10 | 11 | 0.004998 | 0.125 | 0.08 | 261 | 0 | 0.364 | 1 | 1 | cs | TRUE
12 | LV_261-18_0_4_line_12 |  | 11 | 12 | 0.02836 | 0.125 | 0.08 | 261 | 0 | 0.364 | 1 | 4 | cs | TRUE
13 | LV_261-18_0_4_line_13 |  | 11 | 13 | 0.011605 | 0.125 | 0.08 | 261 | 0 | 0.364 | 1 | 4 | cs | TRUE
14 | LV_261-18_0_4_line_14 |  | 12 | 33 | 0.0041063 | 0.125 | 0.08 | 261 | 0 | 0.364 | 1 | 4 | cs | TRUE
15 | LV_261-18_0_4_line_15 |  | 13 | 17 | 0.010207 | 0.125 | 0.08 | 261 | 0 | 0.364 | 1 | 4 | cs | TRUE
16 | LV_261-18_0_4_line_16 |  | 14 | 15 | 0.011483 | 0.125 | 0.08 | 261 | 0 | 0.364 | 1 | 1 | cs | TRUE
17 | LV_261-18_0_4_line_17 |  | 14 | 16 | 0.017033 | 0.125 | 0.08 | 261 | 0 | 0.364 | 1 | 1 | cs | TRUE
18 | LV_261-18_0_4_line_18 |  | 15 | 17 | 0.035942 | 0.125 | 0.08 | 261 | 0 | 0.364 | 1 | 4 | cs | TRUE
19 | LV_261-18_0_4_line_19 |  | 15 | 18 | 0.022404 | 0.125 | 0.08 | 261 | 0 | 0.364 | 1 | 4 | cs | TRUE
20 | LV_261-18_0_4_line_20 |  | 18 | 28 | 0.040395 | 0.125 | 0.08 | 261 | 0 | 0.364 | 1 | 4 | cs | TRUE
21 | LV_261-18_0_4_line_21 |  | 19 | 20 | 0.0060681 | 0.125 | 0.08 | 261 | 0 | 0.364 | 1 | 4 | cs | TRUE
22 | LV_261-18_0_4_line_22 |  | 19 | 21 | 0.011731 | 0.125 | 0.08 | 261 | 0 | 0.364 | 1 | 4 | cs | TRUE
23 | LV_261-18_0_4_line_23 |  | 19 | 22 | 0.0022141 | 0.125 | 0.08 | 261 | 0 | 0.364 | 1 | 1 | cs | TRUE
24 | LV_261-18_0_4_line_24 |  | 20 | 31 | 0.0079466 | 0.125 | 0.08 | 261 | 0 | 0.364 | 1 | 4 | cs | TRUE
25 | LV_261-18_0_4_line_25 |  | 21 | 37 | 0.021678 | 0.125 | 0.08 | 261 | 0 | 0.364 | 1 | 1 | cs | TRUE
26 | LV_261-18_0_4_line_26 |  | 21 | 29 | 0.002899 | 0.125 | 0.08 | 261 | 0 | 0.364 | 1 | 4 | cs | TRUE
27 | LV_261-18_0_4_line_27 |  | 23 | 24 | 0.033272 | 0.125 | 0.08 | 261 | 0 | 0.364 | 1 | 1 | cs | TRUE
28 | LV_261-18_0_4_line_28 |  | 23 | 25 | 0.014603 | 0.125 | 0.08 | 261 | 0 | 0.364 | 1 | 4 | cs | TRUE
29 | LV_261-18_0_4_line_29 |  | 23 | 26 | 0.0063189 | 0.125 | 0.08 | 261 | 0 | 0.364 | 1 | 4 | cs | TRUE
30 | LV_261-18_0_4_line_30 |  | 24 | 38 | 0.016032 | 0.125 | 0.08 | 261 | 0 | 0.364 | 1 | 1 | cs | TRUE
31 | LV_261-18_0_4_line_31 |  | 25 | 34 | 0.034949 | 0.125 | 0.08 | 261 | 0 | 0.364 | 1 | 2 | cs | TRUE
32 | LV_261-18_0_4_line_32 |  | 26 | 35 | 0.021735 | 0.125 | 0.08 | 261 | 0 | 0.364 | 1 | 4 | cs | TRUE
33 | LV_261-18_0_4_line_33 |  | 26 | 36 | 0.0056468 | 0.125 | 0.08 | 261 | 0 | 0.364 | 1 | 1 | cs | TRUE
34 | LV_261-18_0_4_line_34 |  | 27 | 28 | 0.0062458 | 0.125 | 0.08 | 261 | 0 | 0.364 | 1 | 4 | cs | TRUE
35 | LV_261-18_0_4_line_35 |  | 27 | 29 | 0.00885 | 0.125 | 0.08 | 261 | 0 | 0.364 | 1 | 4 | cs | TRUE
36 | LV_261-18_0_4_line_36 |  | 28 | 30 | 9.023e-05 | 0.125 | 0.08 | 261 | 0 | 0.364 | 1 | 1 | cs | TRUE
37 | LV_261-18_0_4_line_37 |  | 29 | 32 | 0.019857 | 0.125 | 0.08 | 261 | 0 | 0.364 | 1 | 1 | cs | TRUE
38 | LV_261-18_0_4_line_38 |  | 31 | 35 | 0.024429 | 0.125 | 0.08 | 261 | 0 | 0.364 | 1 | 4 | cs | TRUE
39 | LV_261-18_0_4_line_39 |  | 32 | 39 | 0.030619 | 0.125 | 0.08 | 261 | 0 | 0.364 | 1 | 1 | cs | TRUE
40 | LV_261-18_0_4_line_40 |  | 33 | 59 | 0.071924 | 0.125 | 0.08 | 261 | 0 | 0.364 | 1 | 4 | cs | TRUE
41 | LV_261-18_0_4_line_41 |  | 33 | 60 | 0.013515 | 0.125 | 0.08 | 261 | 0 | 0.364 | 1 | 4 | cs | TRUE
42 | LV_261-18_0_4_line_42 |  | 34 | 49 | 0.003839 | 0.125 | 0.08 | 261 | 0 | 0.364 | 1 | 1 | cs | TRUE
43 | LV_261-18_0_4_line_43 |  | 34 | 50 | 0.023069 | 0.125 | 0.08 | 261 | 0 | 0.364 | 1 | 1 | cs | TRUE
44 | LV_261-18_0_4_line_44 |  | 34 | 51 | 0.017211 | 0.125 | 0.08 | 261 | 0 | 0.364 | 1 | 1 | cs | TRUE
45 | LV_261-18_0_4_line_45 |  | 37 | 48 | 0.021965 | 0.125 | 0.08 | 261 | 0 | 0.364 | 1 | 1 | cs | TRUE
46 | LV_261-18_0_4_line_46 |  | 38 | 44 | 0.018894 | 0.125 | 0.08 | 261 | 0 | 0.364 | 1 | 1 | cs | TRUE
47 | LV_261-18_0_4_line_47 |  | 38 | 52 | 0.012172 | 0.125 | 0.08 | 261 | 0 | 0.364 | 1 | 1 | cs | TRUE
48 | LV_261-18_0_4_line_48 |  | 40 | 41 | 0.026445 | 0.125 | 0.08 | 261 | 0 | 0.364 | 1 | 1 | cs | TRUE
49 | LV_261-18_0_4_line_49 |  | 40 | 42 | 0.0047455 | 0.125 | 0.08 | 261 | 0 | 0.364 | 1 | 1 | cs | TRUE
50 | LV_261-18_0_4_line_50 |  | 41 | 43 | 0.030739 | 0.125 | 0.08 | 261 | 0 | 0.364 | 1 | 1 | cs | TRUE
51 | LV_261-18_0_4_line_51 |  | 43 | 44 | 0.00038713 | 0.125 | 0.08 | 261 | 0 | 0.364 | 1 | 1 | cs | TRUE
52 | LV_261-18_0_4_line_52 |  | 45 | 46 | 0.010107 | 0.125 | 0.08 | 261 | 0 | 0.364 | 1 | 1 | cs | TRUE
53 | LV_261-18_0_4_line_53 |  | 45 | 47 | 0.019412 | 0.125 | 0.08 | 261 | 0 | 0.364 | 1 | 1 | cs | TRUE
54 | LV_261-18_0_4_line_54 |  | 49 | 61 | 0.0092609 | 0.125 | 0.08 | 261 | 0 | 0.364 | 1 | 1 | cs | TRUE
55 | LV_261-18_0_4_line_55 |  | 49 | 62 | 0.019379 | 0.125 | 0.08 | 261 | 0 | 0.364 | 1 | 1 | cs | TRUE
56 | LV_261-18_0_4_line_56 |  | 50 | 63 | 0.021223 | 0.125 | 0.08 | 261 | 0 | 0.364 | 1 | 1 | cs | TRUE
57 | LV_261-18_0_4_line_57 |  | 53 | 54 | 0.004338 | 0.125 | 0.08 | 261 | 0 | 0.364 | 1 | 1 | cs | TRUE
58 | LV_261-18_0_4_line_58 |  | 53 | 55 | 0.017413 | 0.125 | 0.08 | 261 | 0 | 0.364 | 1 | 1 | cs | TRUE
59 | LV_261-18_0_4_line_59 |  | 54 | 56 | 0.012727 | 0.125 | 0.08 | 261 | 0 | 0.364 | 1 | 1 | cs | TRUE
60 | LV_261-18_0_4_line_60 |  | 54 | 57 | 0.035004 | 0.125 | 0.08 | 261 | 0 | 0.364 | 1 | 1 | cs | TRUE
61 | LV_261-18_0_4_line_61 |  | 55 | 58 | 0.017966 | 0.125 | 0.08 | 261 | 0 | 0.364 | 1 | 1 | cs | TRUE
62 | LV_261-18_0_4_line_62 |  | 56 | 79 | 0.01679 | 0.125 | 0.08 | 261 | 0 | 0.364 | 1 | 1 | cs | TRUE
63 | LV_261-18_0_4_line_63 |  | 57 | 99 | 0.0095251 | 0.125 | 0.08 | 261 | 0 | 0.364 | 1 | 1 | cs | TRUE
64 | LV_261-18_0_4_line_64 |  | 58 | 123 | 0.018885 | 0.125 | 0.08 | 261 | 0 | 0.364 | 1 | 1 | cs | TRUE
65 | LV_261-18_0_4_line_65 |  | 59 | 78 | 0.014107 | 0.125 | 0.08 | 261 | 0 | 0.364 | 1 | 4 | cs | TRUE
66 | LV_261-18_0_4_line_66 |  | 59 | 79 | 0.0019529 | 0.125 | 0.08 | 261 | 0 | 0.364 | 1 | 1 | cs | TRUE
67 | LV_261-18_0_4_line_67 |  | 60 | 71 | 0.02814 | 0.125 | 0.08 | 261 | 0 | 0.364 | 1 | 4 | cs | TRUE
68 | LV_261-18_0_4_line_68 |  | 61 | 64 | 0.013779 | 0.125 | 0.08 | 261 | 0 | 0.364 | 1 | 1 | cs | TRUE
69 | LV_261-18_0_4_line_69 |  | 62 | 65 | 0.018356 | 0.125 | 0.08 | 261 | 0 | 0.364 | 1 | 1 | cs | TRUE
70 | LV_261-18_0_4_line_70 |  | 63 | 72 | 5.0897e-05 | 0.125 | 0.08 | 261 | 0 | 0.364 | 1 | 1 | cs | TRUE
71 | LV_261-18_0_4_line_71 |  | 64 | 66 | 0.023862 | 0.125 | 0.08 | 261 | 0 | 0.364 | 1 | 1 | cs | TRUE
72 | LV_261-18_0_4_line_72 |  | 65 | 67 | 0.0093016 | 0.125 | 0.08 | 261 | 0 | 0.364 | 1 | 1 | cs | TRUE
73 | LV_261-18_0_4_line_73 |  | 66 | 70 | 0.018656 | 0.125 | 0.08 | 261 | 0 | 0.364 | 1 | 1 | cs | TRUE
74 | LV_261-18_0_4_line_74 |  | 67 | 80 | 0.018161 | 0.125 | 0.08 | 261 | 0 | 0.364 | 1 | 1 | cs | TRUE
75 | LV_261-18_0_4_line_75 |  | 68 | 69 | 0.025276 | 0.125 | 0.08 | 261 | 0 | 0.364 | 1 | 1 | cs | TRUE
76 | LV_261-18_0_4_line_76 |  | 68 | 70 | 0.023206 | 0.125 | 0.08 | 261 | 0 | 0.364 | 1 | 1 | cs | TRUE
77 | LV_261-18_0_4_line_77 |  | 72 | 73 | 0.010459 | 0.125 | 0.08 | 261 | 0 | 0.364 | 1 | 1 | cs | TRUE
78 | LV_261-18_0_4_line_78 |  | 73 | 74 | 0.014943 | 0.125 | 0.08 | 261 | 0 | 0.364 | 1 | 1 | cs | TRUE
79 | LV_261-18_0_4_line_79 |  | 73 | 75 | 0.017182 | 0.125 | 0.08 | 261 | 0 | 0.364 | 1 | 1 | cs | TRUE
80 | LV_261-18_0_4_line_80 |  | 74 | 76 | 0.014714 | 0.125 | 0.08 | 261 | 0 | 0.364 | 1 | 1 | cs | TRUE
81 | LV_261-18_0_4_line_81 |  | 75 | 77 | 0.018466 | 0.125 | 0.08 | 261 | 0 | 0.364 | 1 | 1 | cs | TRUE
82 | LV_261-18_0_4_line_82 |  | 76 | 81 | 0.0032472 | 0.125 | 0.08 | 261 | 0 | 0.364 | 1 | 1 | cs | TRUE
83 | LV_261-18_0_4_line_83 |  | 78 | 143 | 0.03307 | 0.125 | 0.08 | 261 | 0 | 0.364 | 1 | 4 | cs | TRUE
84 | LV_261-18_0_4_line_84 |  | 81 | 86 | 0.0068066 | 0.125 | 0.08 | 261 | 0 | 0.364 | 1 | 1 | cs | TRUE
85 | LV_261-18_0_4_line_85 |  | 82 | 83 | 0.00064538 | 0.125 | 0.08 | 261 | 0 | 0.364 | 1 | 1 | cs | TRUE
86 | LV_261-18_0_4_line_86 |  | 82 | 84 | 0.0078817 | 0.125 | 0.08 | 261 | 0 | 0.364 | 1 | 1 | cs | TRUE
87 | LV_261-18_0_4_line_87 |  | 84 | 85 | 0.017544 | 0.125 | 0.08 | 261 | 0 | 0.364 | 1 | 1 | cs | TRUE
88 | LV_261-18_0_4_line_88 |  | 85 | 86 | 0.0067374 | 0.125 | 0.08 | 261 | 0 | 0.364 | 1 | 1 | cs | TRUE
89 | LV_261-18_0_4_line_89 |  | 87 | 88 | 0.023196 | 0.125 | 0.08 | 261 | 0 | 0.364 | 1 | 1 | cs | TRUE
90 | LV_261-18_0_4_line_90 |  | 88 | 89 | 0.018895 | 0.125 | 0.08 | 261 | 0 | 0.364 | 1 | 1 | cs | TRUE
91 | LV_261-18_0_4_line_91 |  | 89 | 90 | 0.00057812 | 0.125 | 0.08 | 261 | 0 | 0.364 | 1 | 1 | cs | TRUE
92 | LV_261-18_0_4_line_92 |  | 90 | 95 | 0.013467 | 0.125 | 0.08 | 261 | 0 | 0.364 | 1 | 1 | cs | TRUE
93 | LV_261-18_0_4_line_93 |  | 91 | 92 | 0.015994 | 0.125 | 0.08 | 261 | 0 | 0.364 | 1 | 1 | cs | TRUE
94 | LV_261-18_0_4_line_94 |  | 92 | 96 | 0.023429 | 0.125 | 0.08 | 261 | 0 | 0.364 | 1 | 1 | cs | TRUE
95 | LV_261-18_0_4_line_95 |  | 93 | 94 | 0.034775 | 0.125 | 0.08 | 261 | 0 | 0.364 | 1 | 1 | cs | TRUE
96 | LV_261-18_0_4_line_96 |  | 94 | 111 | 0.022293 | 0.125 | 0.08 | 261 | 0 | 0.364 | 1 | 1 | cs | TRUE
97 | LV_261-18_0_4_line_97 |  | 95 | 125 | 0.013748 | 0.125 | 0.08 | 261 | 0 | 0.364 | 1 | 1 | cs | TRUE
98 | LV_261-18_0_4_line_98 |  | 96 | 100 | 0.003257 | 0.125 | 0.08 | 261 | 0 | 0.364 | 1 | 1 | cs | TRUE
99 | LV_261-18_0_4_line_99 |  | 97 | 98 | 0.012313 | 0.125 | 0.08 | 261 | 0 | 0.364 | 1 | 1 | cs | TRUE
100 | LV_261-18_0_4_line_100 |  | 98 | 100 | 0.018361 | 0.125 | 0.08 | 261 | 0 | 0.364 | 1 | 1 | cs | TRUE
101 | LV_261-18_0_4_line_101 |  | 99 | 117 | 0.041314 | 0.125 | 0.08 | 261 | 0 | 0.364 | 1 | 1 | cs | TRUE
102 | LV_261-18_0_4_line_102 |  | 100 | 122 | 0.021385 | 0.125 | 0.08 | 261 | 0 | 0.364 | 1 | 1 | cs | TRUE
103 | LV_261-18_0_4_line_103 |  | 101 | 102 | 0.023701 | 0.125 | 0.08 | 261 | 0 | 0.364 | 1 | 1 | cs | TRUE
104 | LV_261-18_0_4_line_104 |  | 102 | 116 | 0.0065378 | 0.125 | 0.08 | 261 | 0 | 0.364 | 1 | 1 | cs | TRUE
105 | LV_261-18_0_4_line_105 |  | 103 | 104 | 0.023168 | 0.125 | 0.08 | 261 | 0 | 0.364 | 1 | 4 | cs | TRUE
106 | LV_261-18_0_4_line_106 |  | 103 | 105 | 0.01767 | 0.125 | 0.08 | 261 | 0 | 0.364 | 1 | 4 | cs | TRUE
107 | LV_261-18_0_4_line_107 |  | 104 | 106 | 0.017582 | 0.125 | 0.08 | 261 | 0 | 0.364 | 1 | 2 | cs | TRUE
108 | LV_261-18_0_4_line_108 |  | 105 | 107 | 0.013647 | 0.125 | 0.08 | 261 | 0 | 0.364 | 1 | 4 | cs | TRUE
109 | LV_261-18_0_4_line_109 |  | 106 | 108 | 0.013385 | 0.125 | 0.08 | 261 | 0 | 0.364 | 1 | 1 | cs | TRUE
110 | LV_261-18_0_4_line_110 |  | 107 | 109 | 0.030056 | 0.125 | 0.08 | 261 | 0 | 0.364 | 1 | 4 | cs | TRUE
111 | LV_261-18_0_4_line_111 |  | 108 | 110 | 0.019381 | 0.125 | 0.08 | 261 | 0 | 0.364 | 1 | 1 | cs | TRUE
112 | LV_261-18_0_4_line_112 |  | 109 | 114 | 0.005429 | 0.125 | 0.08 | 261 | 0 | 0.364 | 1 | 4 | cs | TRUE
113 | LV_261-18_0_4_line_113 |  | 109 | 112 | 0.010007 | 0.125 | 0.08 | 261 | 0 | 0.364 | 1 | 1 | cs | TRUE
114 | LV_261-18_0_4_line_114 |  | 110 | 124 | 0.0033615 | 0.125 | 0.08 | 261 | 0 | 0.364 | 1 | 1 | cs | TRUE
115 | LV_261-18_0_4_line_115 |  | 111 | 115 | 0.018118 | 0.125 | 0.08 | 261 | 0 | 0.364 | 1 | 1 | cs | TRUE
116 | LV_261-18_0_4_line_116 |  | 112 | 113 | 0.014017 | 0.125 | 0.08 | 261 | 0 | 0.364 | 1 | 1 | cs | TRUE
117 | LV_261-18_0_4_line_117 |  | 113 | 115 | 0.019458 | 0.125 | 0.08 | 261 | 0 | 0.364 | 1 | 1 | cs | TRUE
118 | LV_261-18_0_4_line_118 |  | 114 | 136 | 0.015003 | 0.125 | 0.08 | 261 | 0 | 0.364 | 1 | 4 | cs | TRUE
119 | LV_261-18_0_4_line_119 |  | 116 | 117 | 0.001371 | 0.125 | 0.08 | 261 | 0 | 0.364 | 1 | 1 | cs | TRUE
120 | LV_261-18_0_4_line_120 |  | 118 | 119 | 0.009484 | 0.125 | 0.08 | 261 | 0 | 0.364 | 1 | 1 | cs | TRUE
121 | LV_261-18_0_4_line_121 |  | 118 | 120 | 0.0080739 | 0.125 | 0.08 | 261 | 0 | 0.364 | 1 | 1 | cs | TRUE
122 | LV_261-18_0_4_line_122 |  | 119 | 121 | 0.024603 | 0.125 | 0.08 | 261 | 0 | 0.364 | 1 | 1 | cs | TRUE
123 | LV_261-18_0_4_line_123 |  | 120 | 132 | 0.012712 | 0.125 | 0.08 | 261 | 0 | 0.364 | 1 | 1 | cs | TRUE
124 | LV_261-18_0_4_line_124 |  | 121 | 144 | 0.013714 | 0.125 | 0.08 | 261 | 0 | 0.364 | 1 | 1 | cs | TRUE
125 | LV_261-18_0_4_line_125 |  | 122 | 130 | 0.0034694 | 0.125 | 0.08 | 261 | 0 | 0.364 | 1 | 1 | cs | TRUE
126 | LV_261-18_0_4_line_126 |  | 124 | 133 | 0.018956 | 0.125 | 0.08 | 261 | 0 | 0.364 | 1 | 1 | cs | TRUE
127 | LV_261-18_0_4_line_127 |  | 124 | 128 | 0.014025 | 0.125 | 0.08 | 261 | 0 | 0.364 | 1 | 1 | cs | TRUE
128 | LV_261-18_0_4_line_128 |  | 125 | 126 | 0.021755 | 0.125 | 0.08 | 261 | 0 | 0.364 | 1 | 1 | cs | TRUE
129 | LV_261-18_0_4_line_129 |  | 126 | 127 | 0.01157 | 0.125 | 0.08 | 261 | 0 | 0.364 | 1 | 1 | cs | TRUE
130 | LV_261-18_0_4_line_130 |  | 126 | 128 | 0.014662 | 0.125 | 0.08 | 261 | 0 | 0.364 | 1 | 1 | cs | TRUE
131 | LV_261-18_0_4_line_131 |  | 127 | 129 | 0.014696 | 0.125 | 0.08 | 261 | 0 | 0.364 | 1 | 1 | cs | TRUE
132 | LV_261-18_0_4_line_132 |  | 129 | 146 | 0.019758 | 0.125 | 0.08 | 261 | 0 | 0.364 | 1 | 1 | cs | TRUE
133 | LV_261-18_0_4_line_133 |  | 130 | 131 | 0.014216 | 0.125 | 0.08 | 261 | 0 | 0.364 | 1 | 1 | cs | TRUE
134 | LV_261-18_0_4_line_134 |  | 131 | 132 | 0.0031211 | 0.125 | 0.08 | 261 | 0 | 0.364 | 1 | 1 | cs | TRUE
135 | LV_261-18_0_4_line_135 |  | 133 | 134 | 0.0019603 | 0.125 | 0.08 | 261 | 0 | 0.364 | 1 | 1 | cs | TRUE
136 | LV_261-18_0_4_line_136 |  | 134 | 135 | 0.017876 | 0.125 | 0.08 | 261 | 0 | 0.364 | 1 | 1 | cs | TRUE
137 | LV_261-18_0_4_line_137 |  | 135 | 148 | 0.0026671 | 0.125 | 0.08 | 261 | 0 | 0.364 | 1 | 1 | cs | TRUE
138 | LV_261-18_0_4_line_138 |  | 136 | 137 | 0.011753 | 0.125 | 0.08 | 261 | 0 | 0.364 | 1 | 4 | cs | TRUE
139 | LV_261-18_0_4_line_139 |  | 137 | 138 | 0.017752 | 0.125 | 0.08 | 261 | 0 | 0.364 | 1 | 4 | cs | TRUE
140 | LV_261-18_0_4_line_140 |  | 138 | 139 | 0.016108 | 0.125 | 0.08 | 261 | 0 | 0.364 | 1 | 4 | cs | TRUE
141 | LV_261-18_0_4_line_141 |  | 139 | 140 | 0.021801 | 0.125 | 0.08 | 261 | 0 | 0.364 | 1 | 4 | cs | TRUE
142 | LV_261-18_0_4_line_142 |  | 140 | 141 | 0.011245 | 0.125 | 0.08 | 261 | 0 | 0.364 | 1 | 4 | cs | TRUE
143 | LV_261-18_0_4_line_143 |  | 141 | 142 | 0.01657 | 0.125 | 0.08 | 261 | 0 | 0.364 | 1 | 4 | cs | TRUE
144 | LV_261-18_0_4_line_144 |  | 142 | 143 | 0.01599 | 0.125 | 0.08 | 261 | 0 | 0.364 | 1 | 4 | cs | TRUE
145 | LV_261-18_0_4_line_145 |  | 144 | 145 | 0.017476 | 0.125 | 0.08 | 261 | 0 | 0.364 | 1 | 1 | cs | TRUE
146 | LV_261-18_0_4_line_146 |  | 145 | 146 | 0.019163 | 0.125 | 0.08 | 261 | 0 | 0.364 | 1 | 1 | cs | TRUE
147 | LV_261-18_0_4_line_147 |  | 147 | 148 | 0.017639 | 0.125 | 0.08 | 261 | 0 | 0.364 | 1 | 1 | cs | TRUE

## trafo
| name | std_type | hv_bus | lv_bus | sn_mva | vn_hv_kv | vn_lv_kv | vk_percent | vkr_percent | pfe_kw | i0_percent | shift_degree | tap_side | tap_neutral | tap_min | tap_max | tap_step_percent | tap_step_degree | tap_pos | tap_phase_shifter | parallel | df | in_service
0 | LV_261-18_0_4_trafo_52 | 0.63 MVA 20/0.4 kV | 149 | 71 | 0.63 | 20 | 0.4 | 6 | 1.206 | 1.65 | 0.2619 | 150 | hv | 0 | -2 | 2 | 2.5 | 0 | 0 | FALSE | 1 | 1 | TRUE

## line_geodata
| x0 | y0 | x1 | y1 | x2 | y2 | x3 | y3 | x4 | y4 | x5 | y5 | x6 | y6 | x7 | y7 | x8 | y8 | x9 | y9 | x10 | y10
0 | 2684126.02 | 1250951.3291 | 2684123.8158 | 1250947.0613 | 2684122.839 | 1250944.6123 | 2684119.3321 | 1250945.9635 | 2684117.5726 | 1250946.539 | 2684114.8322 | 1250938.895
1 | 2684126.02 | 1250951.3291 | 2684126.3034 | 1250955.8254 | 2684129.4769 | 1250964.1722
2 | 2684125.7667 | 1250947.367 | 2684126.02 | 1250951.3291
3 | 2684134.1118 | 1250976.3627 | 2684129.4769 | 1250964.1722
4 | 2684134.1118 | 1250976.3627 | 2684131.1629 | 1250977.4879
5 | 2684134.1118 | 1250976.3627 | 2684138.5772 | 1250974.8963
6 | 2684100.5107 | 1250989.1833 | 2684131.1629 | 1250977.4879
7 | 2684138.5772 | 1250974.8963 | 2684145.4492 | 1250972.6397
8 | 2684065.8031 | 1250751.7882 | 2684068.5632 | 1250752.9655 | 2684081.2147 | 1250757.914
9 | 2684092.8829 | 1250764.6075 | 2684091.901 | 1250763.9493 | 2684082.7227 | 1250758.5039 | 2684081.2147 | 1250757.914
10 | 2684121.1014 | 1250786.3137 | 2684118.2605 | 1250781.6921 | 2684113.2886 | 1250778.2857 | 2684092.8829 | 1250764.6075
11 | 2684124.2318 | 1250790.2166 | 2684121.1014 | 1250786.3137
12 | 2684124.2318 | 1250790.2166 | 2684130.373 | 1250791.0265 | 2684135.4477 | 1250792.5108 | 2684140.5321 | 1250795.4407 | 2684149.6828 | 1250801.564
13 | 2684124.2318 | 1250790.2166 | 2684124.2936 | 1250792.7749 | 2684123.5199 | 1250793.0308 | 2684120.2251 | 1250793.262 | 2684118.9398 | 1250793.3994 | 2684115.6058 | 1250793.7301 | 2684115.3216 | 1250793.7523
14 | 2684153.0955 | 1250803.8476 | 2684149.6828 | 1250801.564
15 | 2684105.1459 | 1250794.5489 | 2684115.3216 | 1250793.7523
16 | 2684069.4695 | 1250798.6792 | 2684062.3358 | 1250800.2459 | 2684058.5145 | 1250801.9374
17 | 2684058.5145 | 1250801.9374 | 2684060.7172 | 1250802.5914 | 2684067.7991 | 1250810.52 | 2684070.6189 | 1250813.5018
18 | 2684105.1459 | 1250794.5489 | 2684098.7219 | 1250795.0471 | 2684073.3813 | 1250799.1239 | 2684069.4695 | 1250798.6792
19 | 2684069.4695 | 1250798.6792 | 2684069.1136 | 1250800.3532 | 2684070.0297 | 1250803.3574 | 2684072.286 | 1250806.614 | 2684078.8809 | 1250813.2236 | 2684081.9002 | 1250816.2196
20 | 2684112.4589 | 1250842.5553 | 2684106.5112 | 1250838.2232 | 2684089.988 | 1250824.245 | 2684081.9002 | 1250816.2196
21 | 2684128.3235 | 1250853.4664 | 2684126.1513 | 1250856.5156 | 2684124.8032 | 1250858.409
22 | 2684113.3639 | 1250858.0353 | 2684117.5064 | 1250857.1156 | 2684121.4916 | 1250857.1722 | 2684124.8032 | 1250858.409
23 | 2684124.8032 | 1250858.409 | 2684126.68 | 1250859.5838
24 | 2684128.3235 | 1250853.4664 | 2684135.0962 | 1250857.6231
25 | 2684113.3639 | 1250858.0353 | 2684093.0885 | 1250865.7066
26 | 2684111.8743 | 1250855.5456 | 2684113.3639 | 1250858.0353
27 | 2684173.5509 | 1250884.2871 | 2684177.2903 | 1250886.7643 | 2684178.2176 | 1250891.1029 | 2684176.6439 | 1250894.005 | 2684173.5335 | 1250895.6064 | 2684156.584 | 1250900.1598
28 | 2684185.639 | 1250886.8162 | 2684174.6866 | 1250881.9348 | 2684173.5509 | 1250884.2871
29 | 2684176.1542 | 1250878.5309 | 2684174.6866 | 1250881.9348 | 2684173.5509 | 1250884.2871
30 | 2684145.7669 | 1250906.8094 | 2684144.6002 | 1250903.3792 | 2684156.584 | 1250900.1598
31 | 2684185.639 | 1250886.8162 | 2684218.2193 | 1250899.7109
32 | 2684176.1542 | 1250878.5309 | 2684163.1839 | 1250873.265 | 2684156.3373 | 1250869.6615
33 | 2684176.1542 | 1250878.5309 | 2684181.3895 | 1250880.6471
34 | 2684112.4589 | 1250842.5553 | 2684110.1016 | 1250845.3461 | 2684108.48 | 1250847.3691
35 | 2684111.8743 | 1250855.5456 | 2684110.4819 | 1250852.0566 | 2684108.48 | 1250847.3691
36 | 2684112.5318 | 1250842.6084 | 2684112.4589 | 1250842.5553
37 | 2684111.8743 | 1250855.5456 | 2684093.2574 | 1250862.4537
38 | 2684135.0962 | 1250857.6231 | 2684144.923 | 1250863.6541 | 2684156.3373 | 1250869.6615
39 | 2684064.5514 | 1250873.1055 | 2684093.2574 | 1250862.4537
40 | 2684153.0955 | 1250803.8476 | 2684157.3059 | 1250805.0638 | 2684173.2698 | 1250815.8875 | 2684188.9185 | 1250794.7161 | 2684172.3117 | 1250783.9722 | 2684171.2531 | 1250781.9668
41 | 2684153.0955 | 1250803.8476 | 2684164.3325 | 1250811.357
42 | 2684218.2193 | 1250899.7109 | 2684219.659 | 1250896.151
43 | 2684218.2193 | 1250899.7109 | 2684209.4592 | 1250921.0517
44 | 2684218.2193 | 1250899.7109 | 2684234.072 | 1250906.413
45 | 2684072.4851 | 1250873.3203 | 2684085.888 | 1250868.431 | 2684093.0885 | 1250865.7066
46 | 2684145.7669 | 1250906.8094 | 2684142.6509 | 1250907.7437 | 2684127.9951 | 1250913.2064
47 | 2684145.7669 | 1250906.8094 | 2684157.424 | 1250903.3062
48 | 2684074.1853 | 1250933.6711 | 2684098.8377 | 1250924.1004
49 | 2684074.1853 | 1250933.6711 | 2684069.7615 | 1250935.3885
50 | 2684127.6324 | 1250913.3416 | 2684100.5223 | 1250923.4464 | 2684098.8377 | 1250924.1004
51 | 2684127.6324 | 1250913.3416 | 2684127.9951 | 1250913.2064
52 | 2684091.0677 | 1250992.7864 | 2684100.5107 | 1250989.1833
53 | 2684091.0677 | 1250992.7864 | 2684097.3768 | 1251011.1441
54 | 2684219.659 | 1250896.151 | 2684223.1349 | 1250887.5672
55 | 2684219.659 | 1250896.151 | 2684224.3075 | 1250898.9302 | 2684237.2926 | 1250904.0648
56 | 2684212.9887 | 1250941.8487 | 2684209.148 | 1250921.8097 | 2684209.4592 | 1250921.0517
57 | 2684141.6052 | 1250761.8864 | 2684145.194 | 1250764.3392
58 | 2684141.6052 | 1250761.8864 | 2684129.3354 | 1250754.5846 | 2684126.7084 | 1250752.8738
59 | 2684145.194 | 1250764.3392 | 2684155.0803 | 1250771.4849 | 2684155.5243 | 1250771.7727
60 | 2684158.7285 | 1250736.2882 | 2684149.5759 | 1250750.8246 | 2684153.0112 | 1250752.9305 | 2684145.194 | 1250764.3392
61 | 2684111.6536 | 1250743.0699 | 2684126.7084 | 1250752.8738
62 | 2684155.5243 | 1250771.7727 | 2684169.6143 | 1250780.9047
63 | 2684158.7285 | 1250736.2882 | 2684156.409 | 1250735.3545 | 2684151.9155 | 1250734.4011 | 2684149.4972 | 1250734.1511
64 | 2684096.3665 | 1250732.0237 | 2684103.3791 | 1250737.6814 | 2684111.6536 | 1250743.0699
65 | 2684171.2531 | 1250781.9668 | 2684183.1092 | 1250789.612
66 | 2684171.2531 | 1250781.9668 | 2684169.6143 | 1250780.9047
67 | 2684187.766 | 1250826.9338 | 2684186.8077 | 1250826.3765 | 2684164.3325 | 1250811.357
68 | 2684228.2992 | 1250874.7922 | 2684226.7086 | 1250878.727 | 2684223.7509 | 1250886.046 | 2684223.1349 | 1250887.5672
69 | 2684237.2926 | 1250904.0648 | 2684253.3896 | 1250910.4299 | 2684254.3302 | 1250910.8888
70 | 2684212.9983 | 1250941.8986 | 2684212.9887 | 1250941.8487
71 | 2684237.2405 | 1250852.6683 | 2684236.8415 | 1250853.6522 | 2684233.7429 | 1250861.325 | 2684228.2992 | 1250874.7922
72 | 2684254.3302 | 1250910.8888 | 2684262.69 | 1250914.9672
73 | 2684237.2405 | 1250852.6683 | 2684254.3292 | 1250860.1528
74 | 2684262.69 | 1250914.9672 | 2684264.2829 | 1250915.7443 | 2684273.0779 | 1250921.04 | 2684278.0443 | 1250924.6195
75 | 2684299.252 | 1250878.1892 | 2684296.4549 | 1250876.6836 | 2684285.3128 | 1250871.866 | 2684275.833 | 1250868.8102
76 | 2684254.3292 | 1250860.1528 | 2684269.2537 | 1250866.6894 | 2684275.833 | 1250868.8102
77 | 2684214.967 | 1250952.1707 | 2684212.9983 | 1250941.8986
78 | 2684214.967 | 1250952.1707 | 2684200.4584 | 1250955.7462
79 | 2684214.967 | 1250952.1707 | 2684231.9426 | 1250949.5126
80 | 2684186.1719 | 1250959.2669 | 2684200.4584 | 1250955.7462
81 | 2684231.9426 | 1250949.5126 | 2684250.1867 | 1250946.6559
82 | 2684186.1719 | 1250959.2669 | 2684183.0867 | 1250960.28
83 | 2684183.1092 | 1250789.612 | 2684197.0318 | 1250798.5898 | 2684211.1255 | 1250807.1761
84 | 2684176.6199 | 1250962.4036 | 2684183.0867 | 1250960.28
85 | 2684146.0624 | 1250972.4383 | 2684145.4492 | 1250972.6397
86 | 2684146.0624 | 1250972.4383 | 2684153.5507 | 1250969.9792
87 | 2684170.2188 | 1250964.5057 | 2684153.5507 | 1250969.9792
88 | 2684170.2188 | 1250964.5057 | 2684176.6199 | 1250962.4036
89 | 2684304.3262 | 1250673.7215 | 2684291.5083 | 1250654.3883
90 | 2684304.3262 | 1250673.7215 | 2684288.3069 | 1250683.7407
91 | 2684288.3069 | 1250683.7407 | 2684287.8168 | 1250684.0473
92 | 2684277.233 | 1250692.161 | 2684280.0423 | 1250688.9098 | 2684287.8168 | 1250684.0473
93 | 2684239.1426 | 1250681.4694 | 2684249.9943 | 1250669.7194
94 | 2684225.82 | 1250700.7257 | 2684238.2729 | 1250682.4111 | 2684239.1426 | 1250681.4694
95 | 2684359.1234 | 1250757.2637 | 2684339.8254 | 1250728.3345
96 | 2684359.1234 | 1250757.2637 | 2684350.3672 | 1250777.7652
97 | 2684277.233 | 1250692.161 | 2684268.2445 | 1250702.5634 | 2684268.2445 | 1250702.5634
98 | 2684223.0049 | 1250699.0733 | 2684225.82 | 1250700.7257
99 | 2684205.865 | 1250692.3581 | 2684211.3502 | 1250681.3345
100 | 2684205.865 | 1250692.3581 | 2684223.0049 | 1250699.0733
101 | 2684128.521 | 1250704.5578 | 2684127.1376 | 1250706.8177 | 2684128.125 | 1250716.4945 | 2684131.9154 | 1250722.2971 | 2684141.479 | 1250731.9734 | 2684145.6813 | 1250733.7566 | 2684149.4972 | 1250734.1511
102 | 2684223.0049 | 1250699.0733 | 2684212.8176 | 1250717.876
103 | 2684133.0669 | 1250698.1064 | 2684137.6192 | 1250694.9131 | 2684144.7763 | 1250694.3698 | 2684151.6264 | 1250693.6443 | 2684155.4665 | 1250692.2825
104 | 2684129.2397 | 1250703.3894 | 2684132.2239 | 1250698.984 | 2684133.0669 | 1250698.1064
105 | 2684305.739 | 1250782.8889 | 2684306.6608 | 1250780.201 | 2684309.5985 | 1250779.0753 | 2684311.8604 | 1250778.218 | 2684314.0846 | 1250777.3601 | 2684314.6875 | 1250775.3116 | 2684313.875 | 1250771.9308 | 2684313.3118 | 1250769.5988 | 2684313.0053 | 1250768.3269 | 2684313.0488 | 1250765.2696
106 | 2684305.739 | 1250782.8889 | 2684300.0067 | 1250799.6032
107 | 2684318.7513 | 1250748.6383 | 2684313.0488 | 1250765.2696
108 | 2684298.1905 | 1250813.083 | 2684299.3517 | 1250801.513 | 2684300.0067 | 1250799.6032
109 | 2684318.7513 | 1250748.6383 | 2684317.0985 | 1250748.0699 | 2684306.2575 | 1250743.8395
110 | 2684321.3597 | 1250828.9688 | 2684318.4787 | 1250821.3444 | 2684298.1905 | 1250813.083
111 | 2684306.2575 | 1250743.8395 | 2684288.2022 | 1250736.7937
112 | 2684321.3597 | 1250828.9688 | 2684319.3602 | 1250834.0162
113 | 2684321.3597 | 1250828.9688 | 2684327.6164 | 1250824.8437 | 2684330.1024 | 1250825.2126
114 | 2684285.0706 | 1250735.5717 | 2684288.2022 | 1250736.7937
115 | 2684350.3672 | 1250777.7652 | 2684343.2508 | 1250794.4273
116 | 2684330.1024 | 1250825.2126 | 2684335.6081 | 1250812.3218
117 | 2684343.2508 | 1250794.4273 | 2684335.6081 | 1250812.3218
118 | 2684313.8344 | 1250847.9649 | 2684319.3602 | 1250834.0162
119 | 2684128.521 | 1250704.5578 | 2684129.2397 | 1250703.3894
120 | 2684193.5472 | 1250752.6949 | 2684195.2415 | 1250762.0259
121 | 2684193.5472 | 1250752.6949 | 2684194.793 | 1250744.7177
122 | 2684195.2415 | 1250762.0259 | 2684213.9764 | 1250773.3672 | 2684216.2436 | 1250774.8384
123 | 2684200.4283 | 1250733.3226 | 2684194.793 | 1250744.7177
124 | 2684227.7477 | 1250782.3029 | 2684216.2436 | 1250774.8384
125 | 2684211.7064 | 1250721.1626 | 2684212.8176 | 1250717.876
126 | 2684285.0706 | 1250735.5717 | 2684277.2528 | 1250752.8401
127 | 2684285.0706 | 1250735.5717 | 2684272.5868 | 1250729.1805
128 | 2684259.5357 | 1250722.4989 | 2684268.2445 | 1250702.5634
129 | 2684249.5409 | 1250716.6191 | 2684259.5357 | 1250722.4989
130 | 2684259.5357 | 1250722.4989 | 2684272.5868 | 1250729.1805
131 | 2684249.5409 | 1250716.6191 | 2684244.3971 | 1250730.3852
132 | 2684235.9164 | 1250747.2484 | 2684235.9164 | 1250747.2484 | 2684237.1196 | 1250745.9867 | 2684239.2116 | 1250743.8037 | 2684241.9012 | 1250741.0065 | 2684242.6168 | 1250739.5267 | 2684243.8769 | 1250736.9204 | 2684244.034 | 1250734.3652 | 2684244.1605 | 1250732.3766 | 2684244.259 | 1250730.7546 | 2684244.3971 | 1250730.3852
133 | 2684203.3722 | 1250732.2859 | 2684205.3678 | 1250731.0466 | 2684207.3031 | 1250728.7391 | 2684208.5387 | 1250727.3222 | 2684211.4873 | 1250722.2381 | 2684211.7064 | 1250721.1626
134 | 2684203.3722 | 1250732.2859 | 2684200.4283 | 1250733.3226
135 | 2684278.1414 | 1250754.5874 | 2684277.2528 | 1250752.8401
136 | 2684272.7486 | 1250766.9756 | 2684275.1956 | 1250765.8428 | 2684280.2947 | 1250763.4914 | 2684280.498 | 1250761.9375 | 2684280.7776 | 1250759.7955 | 2684279.0079 | 1250756.301 | 2684278.1414 | 1250754.5874
137 | 2684272.7486 | 1250766.9756 | 2684270.7956 | 1250767.8707 | 2684270.6489 | 1250768.3683
138 | 2684313.8344 | 1250847.9649 | 2684303.7626 | 1250845.3864 | 2684302.4296 | 1250845.1329
139 | 2684285.0935 | 1250841.4501 | 2684287.1463 | 1250842.2255 | 2684294.9764 | 1250843.7157 | 2684302.4296 | 1250845.1329
140 | 2684270.0246 | 1250835.7581 | 2684285.0935 | 1250841.4501
141 | 2684249.8429 | 1250827.5132 | 2684269.7407 | 1250835.6508 | 2684270.0246 | 1250835.7581
142 | 2684249.8429 | 1250827.5132 | 2684248.5298 | 1250826.9762 | 2684239.5434 | 1250823.0001
143 | 2684224.8575 | 1250815.3656 | 2684234.1707 | 1250820.6229 | 2684239.5434 | 1250823.0001
144 | 2684211.1255 | 1250807.1761 | 2684220.9149 | 1250813.14 | 2684224.8575 | 1250815.3656
145 | 2684227.7477 | 1250782.3029 | 2684230.4319 | 1250769.7984 | 2684229.315 | 1250765.5238 | 2684229.4062 | 1250765.2711
146 | 2684229.4062 | 1250765.2711 | 2684235.9164 | 1250747.2484
147 | 2684265.6596 | 1250785.2874 | 2684270.6489 | 1250768.3683

## bus_geodata
| x | y | coords
0 | 2684114.8322 | 1250938.895
1 | 2684126.02 | 1250951.3291
2 | 2684129.4769 | 1250964.1722
3 | 2684125.7667 | 1250947.367
4 | 2684134.1118 | 1250976.3627
5 | 2684131.1629 | 1250977.4879
6 | 2684138.5772 | 1250974.8963
7 | 2684065.8031 | 1250751.7882
8 | 2684081.2147 | 1250757.914
9 | 2684092.8829 | 1250764.6075
10 | 2684121.1014 | 1250786.3137
11 | 2684124.2318 | 1250790.2166
12 | 2684149.6828 | 1250801.564
13 | 2684115.3216 | 1250793.7523
14 | 2684058.5145 | 1250801.9374
15 | 2684069.4695 | 1250798.6792
16 | 2684070.6189 | 1250813.5018
17 | 2684105.1459 | 1250794.5489
18 | 2684081.9002 | 1250816.2196
19 | 2684124.8032 | 1250858.409
20 | 2684128.3235 | 1250853.4664
21 | 2684113.3639 | 1250858.0353
22 | 2684126.68 | 1250859.5838
23 | 2684173.5509 | 1250884.2871
24 | 2684156.584 | 1250900.1598
25 | 2684185.639 | 1250886.8162
26 | 2684176.1542 | 1250878.5309
27 | 2684108.48 | 1250847.3691
28 | 2684112.4589 | 1250842.5553
29 | 2684111.8743 | 1250855.5456
30 | 2684112.5318 | 1250842.6084
31 | 2684135.0962 | 1250857.6231
32 | 2684093.2574 | 1250862.4537
33 | 2684153.0955 | 1250803.8476
34 | 2684218.2193 | 1250899.7109
35 | 2684156.3373 | 1250869.6615
36 | 2684181.3895 | 1250880.6471
37 | 2684093.0885 | 1250865.7066
38 | 2684145.7669 | 1250906.8094
39 | 2684064.5514 | 1250873.1055
40 | 2684074.1853 | 1250933.6711
41 | 2684098.8377 | 1250924.1004
42 | 2684069.7615 | 1250935.3885
43 | 2684127.6324 | 1250913.3416
44 | 2684127.9951 | 1250913.2064
45 | 2684091.0677 | 1250992.7864
46 | 2684100.5107 | 1250989.1833
47 | 2684097.3768 | 1251011.1441
48 | 2684072.4851 | 1250873.3203
49 | 2684219.659 | 1250896.151
50 | 2684209.4592 | 1250921.0517
51 | 2684234.072 | 1250906.413
52 | 2684157.424 | 1250903.3062
53 | 2684141.6052 | 1250761.8864
54 | 2684145.194 | 1250764.3392
55 | 2684126.7084 | 1250752.8738
56 | 2684155.5243 | 1250771.7727
57 | 2684158.7285 | 1250736.2882
58 | 2684111.6536 | 1250743.0699
59 | 2684171.2531 | 1250781.9668
60 | 2684164.3325 | 1250811.357
61 | 2684223.1349 | 1250887.5672
62 | 2684237.2926 | 1250904.0648
63 | 2684212.9887 | 1250941.8487
64 | 2684228.2992 | 1250874.7922
65 | 2684254.3302 | 1250910.8888
66 | 2684237.2405 | 1250852.6683
67 | 2684262.69 | 1250914.9672
68 | 2684275.833 | 1250868.8102
69 | 2684299.252 | 1250878.1892
70 | 2684254.3292 | 1250860.1528
71 | 2684187.766 | 1250826.9338
72 | 2684212.9983 | 1250941.8986
73 | 2684214.967 | 1250952.1707
74 | 2684200.4584 | 1250955.7462
75 | 2684231.9426 | 1250949.5126
76 | 2684186.1719 | 1250959.2669
77 | 2684250.1867 | 1250946.6559
78 | 2684183.1092 | 1250789.612
79 | 2684169.6143 | 1250780.9047
80 | 2684278.0443 | 1250924.6195
81 | 2684183.0867 | 1250960.28
82 | 2684146.0624 | 1250972.4383
83 | 2684145.4492 | 1250972.6397
84 | 2684153.5507 | 1250969.9792
85 | 2684170.2188 | 1250964.5057
86 | 2684176.6199 | 1250962.4036
87 | 2684291.5083 | 1250654.3883
88 | 2684304.3262 | 1250673.7215
89 | 2684288.3069 | 1250683.7407
90 | 2684287.8168 | 1250684.0473
91 | 2684249.9943 | 1250669.7194
92 | 2684239.1426 | 1250681.4694
93 | 2684339.8254 | 1250728.3345
94 | 2684359.1234 | 1250757.2637
95 | 2684277.233 | 1250692.161
96 | 2684225.82 | 1250700.7257
97 | 2684211.3502 | 1250681.3345
98 | 2684205.865 | 1250692.3581
99 | 2684149.4972 | 1250734.1511
100 | 2684223.0049 | 1250699.0733
101 | 2684155.4665 | 1250692.2825
102 | 2684133.0669 | 1250698.1064
103 | 2684305.739 | 1250782.8889
104 | 2684313.0488 | 1250765.2696
105 | 2684300.0067 | 1250799.6032
106 | 2684318.7513 | 1250748.6383
107 | 2684298.1905 | 1250813.083
108 | 2684306.2575 | 1250743.8395
109 | 2684321.3597 | 1250828.9688
110 | 2684288.2022 | 1250736.7937
111 | 2684350.3672 | 1250777.7652
112 | 2684330.1024 | 1250825.2126
113 | 2684335.6081 | 1250812.3218
114 | 2684319.3602 | 1250834.0162
115 | 2684343.2508 | 1250794.4273
116 | 2684129.2397 | 1250703.3894
117 | 2684128.521 | 1250704.5578
118 | 2684193.5472 | 1250752.6949
119 | 2684195.2415 | 1250762.0259
120 | 2684194.793 | 1250744.7177
121 | 2684216.2436 | 1250774.8384
122 | 2684212.8176 | 1250717.876
123 | 2684096.3665 | 1250732.0237
124 | 2684285.0706 | 1250735.5717
125 | 2684268.2445 | 1250702.5634
126 | 2684259.5357 | 1250722.4989
127 | 2684249.5409 | 1250716.6191
128 | 2684272.5868 | 1250729.1805
129 | 2684244.3971 | 1250730.3852
130 | 2684211.7064 | 1250721.1626
131 | 2684203.3722 | 1250732.2859
132 | 2684200.4283 | 1250733.3226
133 | 2684277.2528 | 1250752.8401
134 | 2684278.1414 | 1250754.5874
135 | 2684272.7486 | 1250766.9756
136 | 2684313.8344 | 1250847.9649
137 | 2684302.4296 | 1250845.1329
138 | 2684285.0935 | 1250841.4501
139 | 2684270.0246 | 1250835.7581
140 | 2684249.8429 | 1250827.5132
141 | 2684239.5434 | 1250823.0001
142 | 2684224.8575 | 1250815.3656
143 | 2684211.1255 | 1250807.1761
144 | 2684227.7477 | 1250782.3029
145 | 2684229.4062 | 1250765.2711
146 | 2684235.9164 | 1250747.2484
147 | 2684265.6596 | 1250785.2874
148 | 2684270.6489 | 1250768.3683
149 | 2684153.0955 | 1250803.8476

## line_std_types
| c_nf_per_km | r_ohm_per_km | x_ohm_per_km | max_i_ka | type | q_mm2 | alpha | voltage_rating
NAYY 4x50 SE | 210 | 0.642 | 0.083 | 0.142 | cs | 50 | 0.00403 | LV
NAYY 4x120 SE | 264 | 0.225 | 0.08 | 0.242 | cs | 120 | 0.00403 | LV
NAYY 4x150 SE | 261 | 0.208 | 0.08 | 0.27 | cs | 150 | 0.00403 | LV
NA2XS2Y 1x95 RM/25 12/20 kV | 216 | 0.313 | 0.132 | 0.252 | cs | 95 | 0.00403 | MV
NA2XS2Y 1x185 RM/25 12/20 kV | 273 | 0.161 | 0.117 | 0.362 | cs | 185 | 0.00403 | MV
NA2XS2Y 1x240 RM/25 12/20 kV | 304 | 0.122 | 0.112 | 0.421 | cs | 240 | 0.00403 | MV
NA2XS2Y 1x95 RM/25 6/10 kV | 315 | 0.313 | 0.123 | 0.249 | cs | 95 | 0.00403 | MV
NA2XS2Y 1x185 RM/25 6/10 kV | 406 | 0.161 | 0.11 | 0.358 | cs | 185 | 0.00403 | MV
NA2XS2Y 1x240 RM/25 6/10 kV | 456 | 0.122 | 0.105 | 0.416 | cs | 240 | 0.00403 | MV
NA2XS2Y 1x150 RM/25 12/20 kV | 250 | 0.206 | 0.116 | 0.319 | cs | 150 | 0.00403 | MV
NA2XS2Y 1x120 RM/25 12/20 kV | 230 | 0.253 | 0.119 | 0.283 | cs | 120 | 0.00403 | MV
NA2XS2Y 1x70 RM/25 12/20 kV | 190 | 0.443 | 0.132 | 0.22 | cs | 70 | 0.00403 | MV
NA2XS2Y 1x150 RM/25 6/10 kV | 360 | 0.206 | 0.11 | 0.315 | cs | 150 | 0.00403 | MV
NA2XS2Y 1x120 RM/25 6/10 kV | 340 | 0.253 | 0.113 | 0.28 | cs | 120 | 0.00403 | MV
NA2XS2Y 1x70 RM/25 6/10 kV | 280 | 0.443 | 0.123 | 0.217 | cs | 70 | 0.00403 | MV
N2XS(FL)2Y 1x120 RM/35 64/110 kV | 112 | 0.153 | 0.166 | 0.366 | cs | 120 | 0.00393 | HV
N2XS(FL)2Y 1x185 RM/35 64/110 kV | 125 | 0.099 | 0.156 | 0.457 | cs | 185 | 0.00393 | HV
N2XS(FL)2Y 1x240 RM/35 64/110 kV | 135 | 0.075 | 0.149 | 0.526 | cs | 240 | 0.00393 | HV
N2XS(FL)2Y 1x300 RM/35 64/110 kV | 144 | 0.06 | 0.144 | 0.588 | cs | 300 | 0.00393 | HV
15-AL1/3-ST1A 0.4 | 11 | 1.8769 | 0.35 | 0.105 | ol | 16 | 0.00403 | LV
24-AL1/4-ST1A 0.4 | 11.25 | 1.2012 | 0.335 | 0.14 | ol | 24 | 0.00403 | LV
48-AL1/8-ST1A 0.4 | 12.2 | 0.5939 | 0.3 | 0.21 | ol | 48 | 0.00403 | LV
94-AL1/15-ST1A 0.4 | 13.2 | 0.306 | 0.29 | 0.35 | ol | 94 | 0.00403 | LV
34-AL1/6-ST1A 10.0 | 9.7 | 0.8342 | 0.36 | 0.17 | ol | 34 | 0.00403 | MV
48-AL1/8-ST1A 10.0 | 10.1 | 0.5939 | 0.35 | 0.21 | ol | 48 | 0.00403 | MV
70-AL1/11-ST1A 10.0 | 10.4 | 0.4132 | 0.339 | 0.29 | ol | 70 | 0.00403 | MV
94-AL1/15-ST1A 10.0 | 10.75 | 0.306 | 0.33 | 0.35 | ol | 94 | 0.00403 | MV
122-AL1/20-ST1A 10.0 | 11.1 | 0.2376 | 0.323 | 0.41 | ol | 122 | 0.00403 | MV
149-AL1/24-ST1A 10.0 | 11.25 | 0.194 | 0.315 | 0.47 | ol | 149 | 0.00403 | MV
34-AL1/6-ST1A 20.0 | 9.15 | 0.8342 | 0.382 | 0.17 | ol | 34 | 0.00403 | MV
48-AL1/8-ST1A 20.0 | 9.5 | 0.5939 | 0.372 | 0.21 | ol | 48 | 0.00403 | MV
70-AL1/11-ST1A 20.0 | 9.7 | 0.4132 | 0.36 | 0.29 | ol | 70 | 0.00403 | MV
94-AL1/15-ST1A 20.0 | 10 | 0.306 | 0.35 | 0.35 | ol | 94 | 0.00403 | MV
122-AL1/20-ST1A 20.0 | 10.3 | 0.2376 | 0.344 | 0.41 | ol | 122 | 0.00403 | MV
149-AL1/24-ST1A 20.0 | 10.5 | 0.194 | 0.337 | 0.47 | ol | 149 | 0.00403 | MV
184-AL1/30-ST1A 20.0 | 10.75 | 0.1571 | 0.33 | 0.535 | ol | 184 | 0.00403 | MV
243-AL1/39-ST1A 20.0 | 11 | 0.1188 | 0.32 | 0.645 | ol | 243 | 0.00403 | MV
48-AL1/8-ST1A 110.0 | 8 | 0.5939 | 0.46 | 0.21 | ol | 48 | 0.00403 | HV
70-AL1/11-ST1A 110.0 | 8.4 | 0.4132 | 0.45 | 0.29 | ol | 70 | 0.00403 | HV
94-AL1/15-ST1A 110.0 | 8.65 | 0.306 | 0.44 | 0.35 | ol | 94 | 0.00403 | HV
122-AL1/20-ST1A 110.0 | 8.5 | 0.2376 | 0.43 | 0.41 | ol | 122 | 0.00403 | HV
149-AL1/24-ST1A 110.0 | 8.75 | 0.194 | 0.41 | 0.47 | ol | 149 | 0.00403 | HV
184-AL1/30-ST1A 110.0 | 8.8 | 0.1571 | 0.4 | 0.535 | ol | 184 | 0.00403 | HV
243-AL1/39-ST1A 110.0 | 9 | 0.1188 | 0.39 | 0.645 | ol | 243 | 0.00403 | HV
305-AL1/39-ST1A 110.0 | 9.2 | 0.0949 | 0.38 | 0.74 | ol | 305 | 0.00403 | HV
490-AL1/64-ST1A 110.0 | 9.75 | 0.059 | 0.37 | 0.96 | ol | 490 | 0.00403 | HV
679-AL1/86-ST1A 110.0 | 9.95 | 0.042 | 0.36 | 1.15 | ol | 679 | 0.00403 | HV
490-AL1/64-ST1A 220.0 | 10 | 0.059 | 0.285 | 0.96 | ol | 490 | 0.00403 | HV
679-AL1/86-ST1A 220.0 | 11.7 | 0.042 | 0.275 | 1.15 | ol | 679 | 0.00403 | HV
490-AL1/64-ST1A 380.0 | 11 | 0.059 | 0.253 | 0.96 | ol | 490 | 0.00403 | HV
679-AL1/86-ST1A 380.0 | 14.6 | 0.042 | 0.25 | 1.15 | ol | 679 | 0.00403 | HV

## trafo_std_types
| i0_percent | pfe_kw | vkr_percent | sn_mva | vn_lv_kv | vn_hv_kv | vk_percent | shift_degree | vector_group | tap_side | tap_neutral | tap_min | tap_max | tap_step_degree | tap_step_percent | tap_phase_shifter
160 MVA 380/110 kV | 0.06 | 60 | 0.25 | 160 | 110 | 380 | 12.2 | 0 | Yy0 | hv | 0 | -9 | 9 | 0 | 1.5 | FALSE
100 MVA 220/110 kV | 0.06 | 55 | 0.26 | 100 | 110 | 220 | 12 | 0 | Yy0 | hv | 0 | -9 | 9 | 0 | 1.5 | FALSE
63 MVA 110/20 kV | 0.04 | 22 | 0.32 | 63 | 20 | 110 | 18 | 150 | YNd5 | hv | 0 | -9 | 9 | 0 | 1.5 | FALSE
40 MVA 110/20 kV | 0.05 | 18 | 0.34 | 40 | 20 | 110 | 16.2 | 150 | YNd5 | hv | 0 | -9 | 9 | 0 | 1.5 | FALSE
25 MVA 110/20 kV | 0.07 | 14 | 0.41 | 25 | 20 | 110 | 12 | 150 | YNd5 | hv | 0 | -9 | 9 | 0 | 1.5 | FALSE
63 MVA 110/10 kV | 0.04 | 22 | 0.32 | 63 | 10 | 110 | 18 | 150 | YNd5 | hv | 0 | -9 | 9 | 0 | 1.5 | FALSE
40 MVA 110/10 kV | 0.05 | 18 | 0.34 | 40 | 10 | 110 | 16.2 | 150 | YNd5 | hv | 0 | -9 | 9 | 0 | 1.5 | FALSE
25 MVA 110/10 kV | 0.07 | 14 | 0.41 | 25 | 10 | 110 | 12 | 150 | YNd5 | hv | 0 | -9 | 9 | 0 | 1.5 | FALSE
0.25 MVA 20/0.4 kV | 0.32 | 0.8 | 1.44 | 0.25 | 0.4 | 20 | 6 | 150 | Yzn5 | hv | 0 | -2 | 2 | 0 | 2.5 | FALSE
0.4 MVA 20/0.4 kV | 0.3375 | 1.35 | 1.425 | 0.4 | 0.4 | 20 | 6 | 150 | Dyn5 | hv | 0 | -2 | 2 | 0 | 2.5 | FALSE
0.63 MVA 20/0.4 kV | 0.2619 | 1.65 | 1.206 | 0.63 | 0.4 | 20 | 6 | 150 | Dyn5 | hv | 0 | -2 | 2 | 0 | 2.5 | FALSE
0.25 MVA 10/0.4 kV | 0.24 | 0.6 | 1.2 | 0.25 | 0.4 | 10 | 4 | 150 | Dyn5 | hv | 0 | -2 | 2 | 0 | 2.5 | FALSE
0.4 MVA 10/0.4 kV | 0.2375 | 0.95 | 1.325 | 0.4 | 0.4 | 10 | 4 | 150 | Dyn5 | hv | 0 | -2 | 2 | 0 | 2.5 | FALSE
0.63 MVA 10/0.4 kV | 0.1873 | 1.18 | 1.0794 | 0.63 | 0.4 | 10 | 4 | 150 | Dyn5 | hv | 0 | -2 | 2 | 0 | 2.5 | FALSE

## trafo3w_std_types
| sn_hv_mva | sn_mv_mva | sn_lv_mva | vn_hv_kv | vn_mv_kv | vn_lv_kv | vk_hv_percent | vk_mv_percent | vk_lv_percent | vkr_hv_percent | vkr_mv_percent | vkr_lv_percent | pfe_kw | i0_percent | shift_mv_degree | shift_lv_degree | vector_group | tap_side | tap_neutral | tap_min | tap_max | tap_step_percent
63/25/38 MVA 110/20/10 kV | 63 | 25 | 38 | 110 | 20 | 10 | 10.4 | 10.4 | 10.4 | 0.28 | 0.32 | 0.35 | 35 | 0.89 | 0 | 0 | YN0yn0yn0 | hv | 0 | -10 | 10 | 1.2
63/25/38 MVA 110/10/10 kV | 63 | 25 | 38 | 110 | 10 | 10 | 10.4 | 10.4 | 10.4 | 0.28 | 0.32 | 0.35 | 35 | 0.89 | 0 | 0 | YN0yn0yn0 | hv | 0 | -10 | 10 | 1.2

## fuse_std_types
| fuse_type | i_rated_a | t_avg | t_min | t_total | x_avg | x_min | x_total
HV 100A | HV 100A | 100 | 0 | [10.0, 3.64, 0.854, 0.281, 0.1, 0.0531, 0.022, 0.01] | [10.0, 4.267, 1.21, 0.403, 0.1, 0.058, 0.022, 0.01] | 0 | [300.0, 350.0, 450.0, 550.0, 700.0, 850.0, 1200.0, 1752.0] | [600.0, 700.0, 900.0, 1150.0, 1665.0, 2000.0, 3000.0, 4313.0]
HV 10A | HV 10A | 10 | 0 | [10.0, 1675.0, 0.344, 0.156, 0.1, 0.0417, 0.0171, 0.01] | [10.0, 1.3, 0.3, 0.155, 0.1, 0.0555, 0.023, 0.01] | 0 | [30.0, 32.0, 35.0, 37.0, 39.0, 50.0, 70.0, 88.0] | [60.0, 70.0, 80.0, 87.0, 94.0, 110.0, 150.0, 216.0]
HV 125A | HV 125A | 125 | 0 | [10.0, 1.82, 0.344, 0.1, 0.0467, 0.0269, 0.01] | [10.0, 2.478, 0.426, 0.1, 0.0427, 0.0211, 0.01] | 0 | [375.0, 500.0, 700.0, 925.0, 1200.0, 1500.0, 2341.0] | [750.0, 1000.0, 1500.0, 2200.0, 3000.0, 4000.0, 5765.0]
HV 160A | HV 160A | 160 | 0 | [10.0, 4.15, 1.03, 0.198, 0.1, 0.051, 0.0172, 0.01] | [10.0, 2.3, 0.734, 0.274, 0.1, 0.046, 0.0177, 0.01] | 0 | [480.0, 550.0, 700.0, 1000.0, 1260.0, 1600.0, 2500.0, 3227.0] | [960.0, 1300.0, 1700.0, 2200.0, 2996.0, 4000.0, 6000.0, 7946.0]
HV 16A | HV 16A | 16 | 0 | [10.0, 0.352, 0.164, 0.1, 0.0649, 0.0342, 0.01] | [10.0, 2.34, 0.722, 0.181, 0.1, 0.055, 0.0296, 0.01] | 0 | [48.0, 60.0, 65.0, 71.0, 80.0, 100.0, 162.0] | [96.0, 110.0, 125.0, 150.0, 168.0, 200.0, 250.0, 398.0]
HV 200A | HV 200A | 200 | 0 | [10.0, 4.267, 1.21, 0.403, 0.1, 0.058, 0.022, 0.01] | [10.0, 3.73, 1.654, 0.328, 0.1, 0.0531, 0.019, 0.01] | 0 | [600.0, 700.0, 900.0, 1150.0, 1665.0, 2000.0, 3000.0, 4313.0] | [1200.0, 1500.0, 1800.0, 2700.0, 3960.0, 5000.0, 7500.0, 10620.0]
HV 20A | HV 20A | 20 | 0 | [10.0, 1.3, 0.3, 0.155, 0.1, 0.0555, 0.023, 0.01] | [10.0, 1.3, 0.161, 0.1, 0.0611, 0.0399, 0.0141, 0.01] | 0 | [60.0, 70.0, 80.0, 87.0, 94.0, 110.0, 150.0, 216.0] | [120.0, 150.0, 200.0, 223.0, 260.0, 300.0, 450.0, 532.0]
HV 25A | HV 25A | 25 | 0 | [10.0, 2.512, 0.833, 0.299, 0.1, 0.0372, 0.0223, 0.01] | [10.0, 3.125, 0.597, 0.198, 0.1, 0.0378, 0.022, 0.01] | 0 | [75.0, 82.0, 90.0, 100.0, 124.0, 170.0, 200.0, 289.0] | [150.0, 170.0, 210.0, 250.0, 294.0, 400.0, 500.0, 711.0]
HV 31.5A | HV 31.5A | 31.5 | 0 | [10.0, 2.34, 0.722, 0.181, 0.1, 0.055, 0.0296, 0.01] | [10.0, 2.84, 0.368, 0.164, 0.1, 0.0621, 0.0378, 0.0195, 0.01] | 0 | [95.0, 110.0, 125.0, 150.0, 165.0, 200.0, 250.0, 390.0] | [189.0, 220.0, 300.0, 350.0, 393.0, 450.0, 530.0, 700.0, 960.0]
HV 40A | HV 40A | 40 | 0 | [10.0, 1.3, 0.161, 0.1, 0.0611, 0.0399, 0.0141, 0.01] | [10.0, 2.05, 0.369, 0.198, 0.1, 0.051, 0.0298, 0.01] | 0 | [120.0, 150.0, 200.0, 223.0, 260.0, 300.0, 450.0, 532.0] | [240.0, 300.0, 400.0, 450.0, 530.0, 650.0, 800.0, 1311.0]
HV 50A | HV 50A | 50 | 0 | [10.0, 3.215, 0.597, 0.198, 0.1, 0.0378, 0.022, 0.01] | [10.0, 3.64, 0.854, 0.281, 0.1, 0.0531, 0.022, 0.01] | 0 | [150.0, 170.0, 210.0, 250.0, 294.0, 400.0, 500.0, 711.0] | [300.0, 350.0, 450.0, 550.0, 700.0, 850.0, 1200.0, 1752.0]
HV 6.3A | HV 6.3A | 6.3 | 0 | [10.0, 1.39, 0.344, 0.168, 0.1, 0.056, 0.0263, 0.01] | [10.0, 1.711, 0.516, 0.198, 0.1, 0.0634, 0.0303, 0.01] | 0 | [19.0, 19.5, 20.4, 20.8, 22.0, 25.0, 32.0, 48.0] | [38.0, 40.0, 43.0, 48.0, 53.0, 60.0, 75.0, 118.0]
HV 63A | HV 63A | 63 | 0 | [10.0, 2.84, 0.368, 0.164, 0.1, 0.0621, 0.0378, 0.0195, 0.01] | [10.0, 1.82, 0.344, 0.1, 0.0467, 0.0269, 0.01] | 0 | [189.0, 220.0, 300.0, 350.0, 393.0, 450.0, 530.0, 700.0, 961.0] | [378.0, 500.0, 700.0, 934.0, 1200.0, 1500.0, 2366.0]
HV 80A | HV 80A | 80 | 0 | [10.0, 2.05, 0.369, 0.198, 0.1, 0.051, 0.0298, 0.01] | [10.0, 4.15, 1.03, 0.198, 0.1, 0.051, 0.0172, 0.01] | 0 | [240.0, 300.0, 400.0, 450.0, 530.0, 650.0, 800.0, 1311.0] | [480.0, 550.0, 700.0, 1000.0, 1260.0, 1600.0, 2500.0, 3227.0]
Siemens NH-1-100 | Siemens NH-1-100 | 100 | [5400.0, 2000.0, 400.0, 20.0, 1.0, 0.2, 0.012, 0.004] | 0 | 0 | [150.0, 190.0, 250.0, 430.0, 900.0, 1250.0, 2700.0, 3600.0] | 0 | 0
Siemens NH-1-125 | Siemens NH-1-125 | 125 | [4800.0, 120.0, 7.0, 0.1, 0.004] | 0 | 0 | [180.0, 400.0, 740.0, 2000.0, 4250.0] | 0 | 0
Siemens NH-1-16 | Siemens NH-1-16 | 16 | [4000.0, 400.0, 2.0, 0.1, 0.04, 0.01] | 0 | 0 | [26.0, 35.0, 75.0, 150.0, 200.0, 300.0] | 0 | 0
Siemens NH-1-160 | Siemens NH-1-160 | 160 | [4800.0, 120.0, 7.0, 0.1, 0.004] | 0 | 0 | [210.0, 500.0, 900.0, 2300.0, 5000.0] | 0 | 0
Siemens NH-1-25 | Siemens NH-1-25 | 25 | [4000.0, 1000.0, 10.0, 0.2, 0.02, 0.01] | 0 | 0 | [40.0, 50.0, 100.0, 210.0, 400.0, 500.0] | 0 | 0
Siemens NH-1-50 | Siemens NH-1-50 | 50 | [4000.0, 40.0, 4.0, 1.0, 0.02, 0.01] | 0 | 0 | [86.0, 200.0, 300.0, 400.0, 1000.0, 1280.0] | 0 | 0
Siemens NH-1-63 | Siemens NH-1-63 | 63 | [4000.0, 100.0, 10.0, 2.0, 0.04, 0.01] | 0 | 0 | [100.0, 200.0, 300.0, 400.0, 1000.0, 1500.0] | 0 | 0
Siemens NH-1-80 | Siemens NH-1-80 | 80 | [4800.0, 120.0, 7.0, 0.1, 0.01] | 0 | 0 | [150.58, 250.0, 450.0, 1150.0, 2470.0] | 0 | 0
Siemens NH-2-1000 | Siemens NH-2-1000 | 1000 | [4800.0, 120.0, 7.0, 0.1, 0.004] | 0 | 0 | [1900.0, 3500.0, 8400.0, 24000.0, 52000.0] | 0 | 0
Siemens NH-2-200 | Siemens NH-2-200 | 200 | [4800.0, 120.0, 7.0, 0.1, 0.004] | 0 | 0 | [280.0, 650.0, 1200.0, 3000.0, 7000.0] | 0 | 0
Siemens NH-2-224 | Siemens NH-2-224 | 224 | [4800.0, 120.0, 7.0, 0.2, 0.04, 0.004] | 0 | 0 | [400.0, 750.0, 1453.0, 3025.0, 4315.0, 7600.0] | 0 | 0
Siemens NH-2-250 | Siemens NH-2-250 | 250 | [4800.0, 120.0, 7.0, 0.1, 0.004] | 0 | 0 | [450.0, 800.0, 1650.0, 4000.0, 8500.0] | 0 | 0
Siemens NH-2-315 | Siemens NH-2-315 | 315 | [4800.0, 120.0, 7.0, 0.1, 0.004] | 0 | 0 | [550.0, 920.0, 1900.0, 5000.0, 11000.0] | 0 | 0
Siemens NH-2-355 | Siemens NH-2-355 | 355 | [4800.0, 120.0, 6.0, 0.1, 0.004] | 0 | 0 | [650.0, 1116.27, 2350.0, 5840.0, 12790.0] | 0 | 0
Siemens NH-2-400 | Siemens NH-2-400 | 400 | [4800.0, 120.0, 7.0, 0.1, 0.004] | 0 | 0 | [720.0, 1350.0, 2800.0, 6500.0, 15000.0] | 0 | 0
Siemens NH-2-425 | Siemens NH-2-425 | 425 | [4800.0, 120.0, 7.0, 0.1, 0.004] | 0 | 0 | [850.0, 1500.0, 3050.0, 7500.0, 16500.0] | 0 | 0
Siemens NH-2-630 | Siemens NH-2-630 | 630 | [4800.0, 120.0, 7.0, 0.1, 0.004] | 0 | 0 | [1200.0, 2000.0, 4800.0, 12000.0, 26000.0] | 0 | 0

## res_bus
| vm_pu | va_degree | p_mw | q_mvar
0 | 0.97221 | -0.53649 | 0.0046256 | 0.0011593
1 | 0.9723 | -0.53468 | 0 | 0
2 | 0.97239 | -0.533 | 0.0021676 | 0.00054325
3 | 0.9723 | -0.53484 | 0.0021674 | 0.00054319
4 | 0.9725 | -0.53084 | 0 | 0
5 | 0.97244 | -0.53206 | 0.0023572 | 0.00059077
6 | 0.97263 | -0.52826 | 0.0018959 | 0.00047517
7 | 0.99163 | -0.15927 | 0.0095462 | 0.0023925
8 | 0.99177 | -0.15646 | 0.006154 | 0.0015423
9 | 0.99197 | -0.15271 | 0.0083303 | 0.0020878
10 | 0.99276 | -0.13739 | 0 | 0
11 | 0.99287 | -0.13527 | 0 | 0
12 | 0.99473 | -0.099831 | 0.0083468 | 0.0020919
13 | 0.99217 | -0.14857 | 0.0076179 | 0.0019092
14 | 0.98942 | -0.2012 | 0 | 0
15 | 0.98948 | -0.2001 | 0 | 0
16 | 0.98934 | -0.20283 | 0.0053842 | 0.0013494
17 | 0.99157 | -0.15994 | 0 | 0
18 | 0.9882 | -0.22468 | 0.0045111 | 0.0011306
19 | 0.98439 | -0.29813 | 0 | 0
20 | 0.9841 | -0.30376 | 0 | 0
21 | 0.98498 | -0.28687 | 0 | 0
22 | 0.98438 | -0.29841 | 0.0070476 | 0.0017663
23 | 0.98135 | -0.35736 | 0 | 0
24 | 0.97954 | -0.39272 | 0.0094697 | 0.0023733
25 | 0.98091 | -0.36584 | 0 | 0
26 | 0.98162 | -0.35202 | 0 | 0
27 | 0.9856 | -0.27481 | 0 | 0
28 | 0.98593 | -0.26833 | 0 | 0
29 | 0.98513 | -0.28399 | 0 | 0
30 | 0.98593 | -0.26835 | 0.010472 | 0.0026247
31 | 0.98372 | -0.31115 | 0.0074996 | 0.0018796
32 | 0.98495 | -0.28746 | 0.0049572 | 0.0012424
33 | 0.995 | -0.094561 | 0 | 0
34 | 0.97883 | -0.40655 | 0 | 0
35 | 0.98259 | -0.33306 | 0.0058496 | 0.0014661
36 | 0.98159 | -0.35264 | 0.0061418 | 0.0015393
37 | 0.98482 | -0.28996 | 0.0040721 | 0.0010206
38 | 0.97881 | -0.40704 | 0 | 0
39 | 0.98481 | -0.29009 | 0.0047736 | 0.0011964
40 | 0.97678 | -0.44695 | 0.0095131 | 0.0023842
41 | 0.97724 | -0.43781 | 0.0095033 | 0.0023818
42 | 0.97673 | -0.44776 | 0.0093996 | 0.0023558
43 | 0.97805 | -0.42189 | 0.0049538 | 0.0012415
44 | 0.97806 | -0.42165 | 0.0091078 | 0.0022826
45 | 0.97175 | -0.54567 | 0 | 0
46 | 0.97187 | -0.54328 | 0.0057657 | 0.001445
47 | 0.97152 | -0.55025 | 0.012786 | 0.0032044
48 | 0.98474 | -0.29149 | 0.0038674 | 0.00096926
49 | 0.9786 | -0.4109 | 0 | 0
50 | 0.9775 | -0.4325 | 0.0043584 | 0.0010923
51 | 0.97875 | -0.40795 | 0.0044476 | 0.0011147
52 | 0.97873 | -0.40851 | 0.006657 | 0.0016684
53 | 0.98969 | -0.1966 | 0 | 0
54 | 0.98976 | -0.19522 | 0 | 0
55 | 0.9894 | -0.20212 | 0.0064411 | 0.0016143
56 | 0.99033 | -0.18415 | 0.0063296 | 0.0015864
57 | 0.98876 | -0.21462 | 0 | 0
58 | 0.98922 | -0.20576 | 0.0049538 | 0.0012416
59 | 0.99129 | -0.1656 | 0 | 0
60 | 0.99661 | -0.063968 | 0.0047692 | 0.0011953
61 | 0.97818 | -0.41918 | 0.0029642 | 0.00074289
62 | 0.97837 | -0.4155 | 0.0029742 | 0.00074541
63 | 0.97636 | -0.45474 | 0.002115 | 0.00053007
64 | 0.97759 | -0.43077 | 0.028928 | 0.00725
65 | 0.9782 | -0.41886 | 0.003362 | 0.0008426
66 | 0.97721 | -0.43827 | 0 | 0
67 | 0.97814 | -0.42 | 0.0033679 | 0.00084407
68 | 0.97676 | -0.44709 | 0.0025618 | 0.00064205
69 | 0.97666 | -0.44912 | 0.0044057 | 0.0011042
70 | 0.97691 | -0.44413 | 0.010253 | 0.0025697
71 | 1 | 0 | -0.53059 | -0.13608
72 | 0.97636 | -0.45479 | 0.0022382 | 0.00056094
73 | 0.97584 | -0.46493 | 0 | 0
74 | 0.97517 | -0.47824 | 0.0018941 | 0.00047471
75 | 0.97577 | -0.46631 | 0.0020989 | 0.00052603
76 | 0.97452 | -0.49086 | 0 | 0
77 | 0.97574 | -0.46708 | 0.0022793 | 0.00057124
78 | 0.99075 | -0.17585 | 0.0053563 | 0.0013424
79 | 0.99118 | -0.16767 | 0.0045923 | 0.0011509
80 | 0.97808 | -0.4211 | 0.0033344 | 0.00083567
81 | 0.97438 | -0.49365 | 0.0017885 | 0.00044825
82 | 0.97286 | -0.52362 | 0.0047741 | 0.0011965
83 | 0.97284 | -0.52402 | 0.0017245 | 0.0004322
84 | 0.97314 | -0.51807 | 0.0033737 | 0.00084553
85 | 0.97383 | -0.50464 | 0.0017392 | 0.00043587
86 | 0.9741 | -0.49926 | 0.0015766 | 0.00039512
87 | 0.97586 | -0.4647 | 0.0020994 | 0.00052615
88 | 0.97591 | -0.46381 | 0 | 0
89 | 0.97594 | -0.46308 | 0.0063761 | 0.001598
90 | 0.97595 | -0.46299 | 0.0044391 | 0.0011125
91 | 0.97052 | -0.56995 | 0.0039743 | 0.00099606
92 | 0.97058 | -0.56878 | 0.0040717 | 0.0010205
93 | 0.98465 | -0.29342 | 0.0015805 | 0.00039611
94 | 0.9847 | -0.29243 | 0 | 0
95 | 0.97611 | -0.45981 | 0.0040261 | 0.001009
96 | 0.97075 | -0.56529 | 0 | 0
97 | 0.97065 | -0.56727 | 0.0043517 | 0.0010906
98 | 0.9707 | -0.56628 | 0 | 0
99 | 0.98849 | -0.2199 | 0.0070067 | 0.001756
100 | 0.97078 | -0.56481 | 0 | 0
101 | 0.98738 | -0.24153 | 0.0068031 | 0.001705
102 | 0.98752 | -0.23864 | 0 | 0
103 | 0.98359 | -0.31396 | 0.0055481 | 0.0013905
104 | 0.98302 | -0.32496 | 0.0025424 | 0.00063718
105 | 0.98404 | -0.30514 | 0.0057758 | 0.0014475
106 | 0.98218 | -0.34128 | 0 | 0
107 | 0.98441 | -0.29797 | 0 | 0
108 | 0.9809 | -0.36619 | 0.0024549 | 0.00061525
109 | 0.98523 | -0.28221 | 0 | 0
110 | 0.97908 | -0.4015 | 0.0052269 | 0.00131
111 | 0.98474 | -0.2918 | 0.0024852 | 0.00062284
112 | 0.98511 | -0.28458 | 0 | 0
113 | 0.98494 | -0.28789 | 0.0057697 | 0.001446
114 | 0.98539 | -0.27905 | 0.001586 | 0.00039749
115 | 0.9848 | -0.29047 | 0.0033194 | 0.00083192
116 | 0.98756 | -0.23785 | 0 | 0
117 | 0.98757 | -0.23768 | 0.017299 | 0.0043356
118 | 0.97189 | -0.54279 | 0 | 0
119 | 0.97217 | -0.53728 | 0 | 0
120 | 0.97165 | -0.54748 | 0.0070601 | 0.0017694
121 | 0.97289 | -0.523 | 0.0022281 | 0.00055843
122 | 0.97103 | -0.5599 | 0.0049912 | 0.0012509
123 | 0.98911 | -0.20792 | 0.0064215 | 0.0016094
124 | 0.97879 | -0.40731 | 0 | 0
125 | 0.97633 | -0.45555 | 0.0042686 | 0.0010698
126 | 0.97675 | -0.44711 | 0 | 0
127 | 0.97619 | -0.45818 | 0 | 0
128 | 0.97776 | -0.42744 | 0.005239 | 0.001313
129 | 0.97547 | -0.47225 | 0.0050543 | 0.0012667
130 | 0.97108 | -0.55879 | 0 | 0
131 | 0.97131 | -0.55422 | 0 | 0
132 | 0.97136 | -0.55322 | 0.0070368 | 0.0017636
133 | 0.9785 | -0.41297 | 0.0050619 | 0.0012686
134 | 0.97848 | -0.41337 | 0 | 0
135 | 0.97829 | -0.41705 | 0 | 0
136 | 0.98585 | -0.2702 | 0 | 0
137 | 0.98621 | -0.26327 | 0.0037543 | 0.00094091
138 | 0.98676 | -0.25253 | 0.0039983 | 0.0010021
139 | 0.98728 | -0.2425 | 0.0047081 | 0.0011799
140 | 0.98801 | -0.22848 | 0.0015957 | 0.00039992
141 | 0.98839 | -0.22118 | 0.0044835 | 0.0011237
142 | 0.98897 | -0.2101 | 0.0041231 | 0.0010334
143 | 0.98954 | -0.19912 | 0.0042099 | 0.0010551
144 | 0.97333 | -0.51449 | 0 | 0
145 | 0.97388 | -0.50365 | 0.0068513 | 0.0017171
146 | 0.9746 | -0.48938 | 0.0066974 | 0.0016785
147 | 0.97817 | -0.41946 | 0.0057712 | 0.0014464
148 | 0.97826 | -0.4176 | 0.0055446 | 0.0013896
149 | 0.99998 | 149.9956 | 0 | 0

## res_line
| p_from_mw | q_from_mvar | p_to_mw | q_to_mvar | pl_mw | ql_mvar | i_from_ka | i_to_ka | i_ka | vm_from_pu | va_from_degree | vm_to_pu | va_to_degree | loading_percent
0 | -0.0046256 | -0.0011593 | 0.004626 | 0.0011593 | 3.979e-07 | -7.8786e-09 | 0.0070797 | 0.0070797 | 0.0070797 | 0.97221 | -0.53649 | 0.9723 | -0.53468 | 1.945
1 | -0.0067934 | -0.0017024 | 0.006794 | 0.0017026 | 5.4456e-07 | 1.8188e-07 | 0.010397 | 0.010397 | 0.010397 | 0.9723 | -0.53468 | 0.97239 | -0.533 | 2.8562
2 | 0.0021674 | 0.00054315 | -0.0021674 | -0.00054319 | 1.6384e-08 | -3.8765e-08 | 0.0033169 | 0.003317 | 0.003317 | 0.9723 | -0.53468 | 0.9723 | -0.53484 | 0.91125
3 | -0.0089615 | -0.0022459 | 0.0089625 | 0.0022463 | 9.1975e-07 | 4.2684e-07 | 0.013714 | 0.013713 | 0.013714 | 0.97239 | -0.533 | 0.9725 | -0.53084 | 3.7675
4 | 0.020924 | 0.0052493 | -0.020923 | -0.0052485 | 1.2134e-06 | 7.374e-07 | 0.032018 | 0.032018 | 0.032018 | 0.9725 | -0.53084 | 0.97244 | -0.53206 | 8.7961
5 | -0.029887 | -0.0074955 | 0.02989 | 0.0074979 | 3.686e-06 | 2.3007e-06 | 0.045731 | 0.045731 | 0.045731 | 0.9725 | -0.53084 | 0.97263 | -0.52826 | 12.5635
6 | 0.018566 | 0.0046577 | -0.018556 | -0.0046518 | 9.9306e-06 | 5.9488e-06 | 0.028411 | 0.028411 | 0.028411 | 0.97244 | -0.53206 | 0.97187 | -0.54328 | 7.8052
7 | -0.031786 | -0.007973 | 0.031793 | 0.007977 | 6.4149e-06 | 4.0158e-06 | 0.048632 | 0.048632 | 0.048632 | 0.97263 | -0.52826 | 0.97284 | -0.52402 | 13.3604
8 | -0.0095462 | -0.0023925 | 0.0095475 | 0.0023931 | 1.2763e-06 | 6.0281e-07 | 0.014325 | 0.014325 | 0.014325 | 0.99163 | -0.15927 | 0.99177 | -0.15646 | 3.9354
9 | -0.015701 | -0.0039354 | 0.015704 | 0.0039371 | 2.8041e-06 | 1.6207e-06 | 0.023558 | 0.023558 | 0.023558 | 0.99177 | -0.15646 | 0.99197 | -0.15271 | 6.472
10 | -0.024035 | -0.0060248 | 0.024052 | 0.0060356 | 1.7557e-05 | 1.0771e-05 | 0.036054 | 0.036054 | 0.036054 | 0.99197 | -0.15271 | 0.99276 | -0.13739 | 9.9049
11 | -0.024052 | -0.0060356 | 0.024055 | 0.0060371 | 2.4363e-06 | 1.4946e-06 | 0.036054 | 0.036054 | 0.036054 | 0.99276 | -0.13739 | 0.99287 | -0.13527 | 9.9049
12 | -0.28657 | -0.073127 | 0.28706 | 0.07344 | 0.00049149 | 0.00031308 | 0.42995 | 0.42995 | 0.42995 | 0.99287 | -0.13527 | 0.99473 | -0.099831 | 29.5293
13 | 0.26251 | 0.06709 | -0.26234 | -0.066982 | 0.0001688 | 0.00010743 | 0.39389 | 0.39389 | 0.39389 | 0.99287 | -0.13527 | 0.99217 | -0.14857 | 27.0531
14 | -0.29541 | -0.075532 | 0.29548 | 0.07558 | 7.5355e-05 | 4.8014e-05 | 0.44243 | 0.44243 | 0.44243 | 0.99473 | -0.099831 | 0.995 | -0.094561 | 30.3868
15 | 0.25473 | 0.065073 | -0.25459 | -0.064984 | 0.00013998 | 8.9058e-05 | 0.38247 | 0.38247 | 0.38247 | 0.99217 | -0.14857 | 0.99157 | -0.15994 | 26.2685
16 | -0.0053846 | -0.0013495 | 0.0053849 | 0.0013495 | 2.8238e-07 | 3.3238e-08 | 0.008098 | 0.008098 | 0.008098 | 0.98942 | -0.2012 | 0.98948 | -0.2001 | 2.2247
17 | 0.0053846 | 0.0013495 | -0.0053842 | -0.0013494 | 4.1887e-07 | 4.9339e-08 | 0.008098 | 0.0080981 | 0.0080981 | 0.98942 | -0.2012 | 0.98934 | -0.20283 | 2.2247
18 | -0.25409 | -0.06467 | 0.25459 | 0.064984 | 0.00049291 | 0.00031361 | 0.38247 | 0.38247 | 0.38247 | 0.98948 | -0.2001 | 0.99157 | -0.15994 | 26.2685
19 | 0.24871 | 0.063321 | -0.24841 | -0.063134 | 0.00029438 | 0.00018726 | 0.37437 | 0.37437 | 0.37437 | 0.98948 | -0.2001 | 0.9882 | -0.22468 | 25.7124
20 | 0.2439 | 0.062003 | -0.24339 | -0.061678 | 0.00051168 | 0.00032541 | 0.36758 | 0.36758 | 0.36758 | 0.9882 | -0.22468 | 0.98593 | -0.26833 | 25.2459
21 | 0.20788 | 0.052652 | -0.20782 | -0.052617 | 5.6241e-05 | 3.5686e-05 | 0.31442 | 0.31442 | 0.31442 | 0.98439 | -0.29813 | 0.9841 | -0.30376 | 21.5951
22 | -0.21492 | -0.054419 | 0.21504 | 0.054492 | 0.00011622 | 7.3784e-05 | 0.32508 | 0.32508 | 0.32508 | 0.98439 | -0.29813 | 0.98498 | -0.28687 | 22.3267
23 | 0.0070477 | 0.0017663 | -0.0070476 | -0.0017663 | 9.4232e-08 | 3.2161e-08 | 0.010653 | 0.010653 | 0.010653 | 0.98439 | -0.29813 | 0.98438 | -0.29841 | 2.9267
24 | 0.20782 | 0.052617 | -0.20775 | -0.05257 | 7.3652e-05 | 4.6734e-05 | 0.31442 | 0.31442 | 0.31442 | 0.9841 | -0.30376 | 0.98372 | -0.31115 | 21.5951
25 | 0.0079409 | 0.0019902 | -0.0079398 | -0.0019897 | 1.1699e-06 | 4.7289e-07 | 0.011996 | 0.011997 | 0.011997 | 0.98498 | -0.28687 | 0.98482 | -0.28996 | 3.2958
26 | -0.22298 | -0.056483 | 0.22301 | 0.056502 | 3.0879e-05 | 1.9615e-05 | 0.33707 | 0.33707 | 0.33707 | 0.98498 | -0.28687 | 0.98513 | -0.28399 | 23.1506
27 | 0.058798 | 0.01481 | -0.058699 | -0.014747 | 9.9235e-05 | 6.3091e-05 | 0.089182 | 0.089182 | 0.089182 | 0.98135 | -0.35736 | 0.97954 | -0.39272 | 24.5005
28 | 0.12902 | 0.0326 | -0.12897 | -0.032567 | 5.2449e-05 | 3.2829e-05 | 0.19573 | 0.19573 | 0.19573 | 0.98135 | -0.35736 | 0.98091 | -0.36584 | 13.443
29 | -0.18782 | -0.047409 | 0.18787 | 0.04744 | 4.8088e-05 | 3.0457e-05 | 0.28491 | 0.28491 | 0.28491 | 0.98135 | -0.35736 | 0.98162 | -0.35202 | 19.5681
30 | 0.049229 | 0.012373 | -0.049195 | -0.012352 | 3.3634e-05 | 2.1324e-05 | 0.074796 | 0.074796 | 0.074796 | 0.97954 | -0.39272 | 0.97881 | -0.40704 | 20.5484
31 | 0.12897 | 0.032567 | -0.12872 | -0.032407 | 0.00025105 | 0.00015979 | 0.19573 | 0.19573 | 0.19573 | 0.98091 | -0.36584 | 0.97883 | -0.40655 | 26.8861
32 | -0.19401 | -0.048979 | 0.19419 | 0.049091 | 0.0001764 | 0.00011179 | 0.29422 | 0.29422 | 0.29422 | 0.98162 | -0.35202 | 0.98259 | -0.33306 | 20.2076
33 | 0.006142 | 0.0015393 | -0.0061418 | -0.0015393 | 1.8356e-07 | 4.6097e-08 | 0.0093105 | 0.0093105 | 0.0093105 | 0.98162 | -0.35202 | 0.98159 | -0.35264 | 2.5578
34 | -0.23285 | -0.059007 | 0.23292 | 0.059053 | 7.2459e-05 | 4.6055e-05 | 0.35177 | 0.35177 | 0.35177 | 0.9856 | -0.27481 | 0.98593 | -0.26833 | 24.1604
35 | 0.23285 | 0.059007 | -0.23274 | -0.058942 | 0.00010267 | 6.5258e-05 | 0.35177 | 0.35177 | 0.35177 | 0.9856 | -0.27481 | 0.98513 | -0.28399 | 24.1604
36 | 0.010472 | 0.0026247 | -0.010472 | -0.0026247 | 8.4528e-09 | 4.2584e-09 | 0.015806 | 0.015806 | 0.015806 | 0.98593 | -0.26833 | 0.98593 | -0.26835 | 4.3422
37 | 0.009733 | 0.0024395 | -0.0097314 | -0.0024388 | 1.6095e-06 | 7.7728e-07 | 0.014702 | 0.014702 | 0.014702 | 0.98513 | -0.28399 | 0.98495 | -0.28746 | 4.0389
38 | 0.20025 | 0.05069 | -0.20004 | -0.050557 | 0.00021037 | 0.0001334 | 0.30308 | 0.30308 | 0.30308 | 0.98372 | -0.31115 | 0.98259 | -0.33306 | 20.816
39 | 0.0047742 | 0.0011964 | -0.0047736 | -0.0011964 | 5.9731e-07 | -7.3578e-09 | 0.0072126 | 0.0072127 | 0.0072127 | 0.98495 | -0.28746 | 0.98481 | -0.29009 | 1.9815
40 | 0.22628 | 0.057762 | -0.22551 | -0.057271 | 0.00077386 | 0.00049155 | 0.33877 | 0.33877 | 0.33877 | 0.995 | -0.094561 | 0.99129 | -0.1656 | 23.2674
41 | -0.52176 | -0.13334 | 0.52253 | 0.13384 | 0.00077326 | 0.00049418 | 0.7812 | 0.7812 | 0.7812 | 0.995 | -0.094561 | 0.99661 | -0.063968 | 53.6542
42 | 0.062226 | 0.015622 | -0.062214 | -0.015614 | 1.2885e-05 | 8.1983e-06 | 0.094607 | 0.094607 | 0.094607 | 0.97883 | -0.40655 | 0.9786 | -0.4109 | 25.9909
43 | 0.062044 | 0.01567 | -0.061967 | -0.015621 | 7.7029e-05 | 4.9009e-05 | 0.094363 | 0.094363 | 0.094363 | 0.97883 | -0.40655 | 0.9775 | -0.4325 | 25.9239
44 | 0.0044479 | 0.0011146 | -0.0044476 | -0.0011147 | 2.9509e-07 | -2.7466e-08 | 0.0067616 | 0.0067617 | 0.0067617 | 0.97883 | -0.40655 | 0.97875 | -0.40795 | 1.8576
45 | 0.0038677 | 0.00096916 | -0.0038674 | -0.00096926 | 2.813e-07 | -9.9431e-08 | 0.0058438 | 0.0058439 | 0.0058439 | 0.98482 | -0.28996 | 0.98474 | -0.29149 | 1.6055
46 | 0.042538 | 0.010683 | -0.042508 | -0.010665 | 2.9637e-05 | 1.873e-05 | 0.064675 | 0.064676 | 0.064676 | 0.97881 | -0.40704 | 0.97806 | -0.42165 | 17.768
47 | 0.0066574 | 0.0016685 | -0.006657 | -0.0016684 | 4.6756e-07 | 1.4626e-07 | 0.010121 | 0.010121 | 0.010121 | 0.97881 | -0.40704 | 0.97873 | -0.40851 | 2.7805
48 | -0.018913 | -0.0047401 | 0.018921 | 0.0047451 | 8.2323e-06 | 4.9375e-06 | 0.028812 | 0.028812 | 0.028812 | 0.97678 | -0.44695 | 0.97724 | -0.43781 | 7.9154
49 | 0.0093999 | 0.0023559 | -0.0093996 | -0.0023558 | 3.6492e-07 | 1.7415e-07 | 0.01432 | 0.01432 | 0.01432 | 0.97678 | -0.44695 | 0.97673 | -0.44776 | 3.934
50 | -0.028425 | -0.0071268 | 0.028446 | 0.0071403 | 2.1595e-05 | 1.3435e-05 | 0.043282 | 0.043282 | 0.043282 | 0.97724 | -0.43781 | 0.97805 | -0.42189 | 11.8908
51 | -0.0334 | -0.0083818 | 0.0334 | 0.008382 | 3.7492e-07 | 2.3509e-07 | 0.050819 | 0.050819 | 0.050819 | 0.97805 | -0.42189 | 0.97806 | -0.42165 | 13.9613
52 | -0.012789 | -0.003206 | 0.01279 | 0.0032068 | 1.4535e-06 | 8.0503e-07 | 0.019583 | 0.019583 | 0.019583 | 0.97175 | -0.54567 | 0.97187 | -0.54328 | 5.38
53 | 0.012789 | 0.003206 | -0.012786 | -0.0032044 | 2.7917e-06 | 1.5462e-06 | 0.019583 | 0.019583 | 0.019583 | 0.97175 | -0.54567 | 0.97152 | -0.55025 | 5.38
54 | 0.04917 | 0.012344 | -0.049151 | -0.012332 | 1.9417e-05 | 1.231e-05 | 0.074773 | 0.074773 | 0.074773 | 0.9786 | -0.4109 | 0.97818 | -0.41918 | 20.5421
55 | 0.013044 | 0.0032701 | -0.013041 | -0.0032686 | 2.8588e-06 | 1.5862e-06 | 0.019834 | 0.019834 | 0.019834 | 0.9786 | -0.4109 | 0.97837 | -0.4155 | 5.4488
56 | 0.057608 | 0.014529 | -0.057547 | -0.01449 | 6.1252e-05 | 3.8935e-05 | 0.087728 | 0.087728 | 0.087728 | 0.9775 | -0.4325 | 0.97636 | -0.45474 | 24.1012
57 | -0.017824 | -0.0044692 | 0.017825 | 0.0044699 | 1.1683e-06 | 6.9198e-07 | 0.026799 | 0.026799 | 0.026799 | 0.98969 | -0.1966 | 0.98976 | -0.19522 | 7.3624
58 | 0.017824 | 0.0044692 | -0.017819 | -0.0044664 | 4.6898e-06 | 2.7777e-06 | 0.026799 | 0.026799 | 0.026799 | 0.98969 | -0.1966 | 0.9894 | -0.20212 | 7.3624
59 | -0.048992 | -0.012302 | 0.049018 | 0.012319 | 2.5899e-05 | 1.6412e-05 | 0.073664 | 0.073664 | 0.073664 | 0.98976 | -0.19522 | 0.99033 | -0.18415 | 20.2375
60 | 0.031168 | 0.0078325 | -0.031139 | -0.0078145 | 2.883e-05 | 1.8002e-05 | 0.046865 | 0.046865 | 0.046865 | 0.98976 | -0.19522 | 0.98876 | -0.21462 | 12.8751
61 | 0.011378 | 0.0028521 | -0.011376 | -0.0028511 | 1.9728e-06 | 1.0319e-06 | 0.017112 | 0.017112 | 0.017112 | 0.9894 | -0.20212 | 0.98922 | -0.20576 | 4.7011
62 | -0.055348 | -0.013905 | 0.055392 | 0.013933 | 4.3559e-05 | 2.7662e-05 | 0.083175 | 0.083175 | 0.083175 | 0.99033 | -0.18415 | 0.99118 | -0.16767 | 22.8502
63 | 0.031139 | 0.0078145 | -0.031131 | -0.0078096 | 7.8452e-06 | 4.8988e-06 | 0.046865 | 0.046865 | 0.046865 | 0.98876 | -0.21462 | 0.98849 | -0.2199 | 12.8751
64 | 0.0064221 | 0.0016096 | -0.0064215 | -0.0016094 | 6.609e-07 | 1.8056e-07 | 0.0096604 | 0.0096605 | 0.0096605 | 0.98922 | -0.20576 | 0.98911 | -0.20792 | 2.654
65 | 0.16552 | 0.042183 | -0.16543 | -0.042132 | 8.1806e-05 | 5.1629e-05 | 0.24871 | 0.24871 | 0.24871 | 0.99129 | -0.1656 | 0.99075 | -0.17585 | 17.0814
66 | 0.05999 | 0.015088 | -0.059984 | -0.015084 | 5.9411e-06 | 3.7771e-06 | 0.090069 | 0.090069 | 0.090069 | 0.99129 | -0.1656 | 0.99118 | -0.16767 | 24.7442
67 | -0.5273 | -0.13503 | 0.52894 | 0.13608 | 0.0016395 | 0.0010478 | 0.78833 | 0.78832 | 0.78833 | 0.99661 | -0.063968 | 1 | 0 | 54.1432
68 | 0.046187 | 0.011589 | -0.046161 | -0.011573 | 2.5511e-05 | 1.6154e-05 | 0.070264 | 0.070264 | 0.070264 | 0.97818 | -0.41918 | 0.97759 | -0.43077 | 19.3033
69 | 0.010066 | 0.0025232 | -0.010065 | -0.0025223 | 1.6136e-06 | 8.0221e-07 | 0.01531 | 0.01531 | 0.01531 | 0.97837 | -0.4155 | 0.9782 | -0.41886 | 4.2061
70 | 0.055432 | 0.01396 | -0.055432 | -0.013959 | 1.3629e-07 | 8.6594e-08 | 0.084505 | 0.084505 | 0.084505 | 0.97636 | -0.45474 | 0.97636 | -0.45479 | 23.2156
71 | 0.017233 | 0.0043227 | -0.017227 | -0.0043191 | 6.1578e-06 | 3.6419e-06 | 0.026232 | 0.026233 | 0.026233 | 0.97759 | -0.43077 | 0.97721 | -0.43827 | 7.2068
72 | 0.0067028 | 0.0016797 | -0.0067024 | -0.0016796 | 3.6263e-07 | 1.1532e-07 | 0.010196 | 0.010196 | 0.010196 | 0.9782 | -0.41886 | 0.97814 | -0.42 | 2.8011
73 | 0.017227 | 0.0043191 | -0.017222 | -0.0043163 | 4.8143e-06 | 2.8475e-06 | 0.026233 | 0.026233 | 0.026233 | 0.97721 | -0.43827 | 0.97691 | -0.44413 | 7.2068
74 | 0.0033346 | 0.00083556 | -0.0033344 | -0.00083567 | 1.7525e-07 | -1.1578e-07 | 0.0050727 | 0.0050728 | 0.0050728 | 0.97814 | -0.42 | 0.97808 | -0.4211 | 1.3936
75 | 0.0044062 | 0.0011041 | -0.0044057 | -0.0011042 | 4.2706e-07 | -4.3013e-08 | 0.0067124 | 0.0067125 | 0.0067125 | 0.97676 | -0.44709 | 0.97666 | -0.44912 | 1.8441
76 | -0.006968 | -0.0017462 | 0.0069689 | 0.0017465 | 9.8055e-07 | 3.3705e-07 | 0.010615 | 0.010615 | 0.010615 | 0.97676 | -0.44709 | 0.97691 | -0.44413 | 2.9162
77 | 0.053194 | 0.013399 | -0.053168 | -0.013382 | 2.5793e-05 | 1.6377e-05 | 0.081094 | 0.081094 | 0.081094 | 0.97636 | -0.45479 | 0.97584 | -0.46493 | 22.2785
78 | 0.04879 | 0.012285 | -0.048758 | -0.012265 | 3.1032e-05 | 1.9674e-05 | 0.074417 | 0.074417 | 0.074417 | 0.97584 | -0.46493 | 0.97517 | -0.47824 | 20.4443
79 | 0.0043785 | 0.0010971 | -0.0043782 | -0.0010971 | 2.8722e-07 | -3.0824e-08 | 0.0066765 | 0.0066766 | 0.0066766 | 0.97584 | -0.46493 | 0.97577 | -0.46631 | 1.8342
80 | 0.046864 | 0.011791 | -0.046836 | -0.011773 | 2.8229e-05 | 1.7883e-05 | 0.071527 | 0.071527 | 0.071527 | 0.97517 | -0.47824 | 0.97452 | -0.49086 | 19.6503
81 | 0.0022793 | 0.00057106 | -0.0022793 | -0.00057124 | 8.3665e-08 | -1.7712e-07 | 0.0034758 | 0.0034759 | 0.0034759 | 0.97577 | -0.46631 | 0.97574 | -0.46708 | 0.95492
82 | 0.046836 | 0.011773 | -0.04683 | -0.011769 | 6.23e-06 | 3.9468e-06 | 0.071527 | 0.071527 | 0.071527 | 0.97452 | -0.49086 | 0.97438 | -0.49365 | 19.6503
83 | 0.16008 | 0.040789 | -0.1599 | -0.040676 | 0.00017956 | 0.00011322 | 0.24066 | 0.24066 | 0.24066 | 0.99075 | -0.17585 | 0.98954 | -0.19912 | 16.529
84 | 0.045041 | 0.011321 | -0.045029 | -0.011313 | 1.2081e-05 | 7.6468e-06 | 0.068796 | 0.068796 | 0.068796 | 0.97438 | -0.49365 | 0.9741 | -0.49926 | 18.9
85 | 0.033518 | 0.0084096 | -0.033517 | -0.0084092 | 6.3616e-07 | 3.9913e-07 | 0.05127 | 0.05127 | 0.05127 | 0.97286 | -0.52362 | 0.97284 | -0.52402 | 14.085
86 | -0.038292 | -0.0096061 | 0.038302 | 0.0096125 | 1.014e-05 | 6.3916e-06 | 0.058572 | 0.058572 | 0.058572 | 0.97286 | -0.52362 | 0.97314 | -0.51807 | 16.0911
87 | -0.041676 | -0.010458 | 0.041702 | 0.010475 | 2.6721e-05 | 1.6883e-05 | 0.06373 | 0.06373 | 0.06373 | 0.97314 | -0.51807 | 0.97383 | -0.50464 | 17.5083
88 | -0.043442 | -0.010911 | 0.043453 | 0.010918 | 1.1135e-05 | 7.0427e-06 | 0.066388 | 0.066388 | 0.066388 | 0.97383 | -0.50464 | 0.9741 | -0.49926 | 18.2384
89 | -0.0020994 | -0.00052615 | 0.0020994 | 0.00052592 | 8.9135e-08 | -2.3277e-07 | 0.0032012 | 0.0032011 | 0.0032012 | 0.97586 | -0.4647 | 0.97591 | -0.46381 | 0.87944
90 | -0.0020994 | -0.00052592 | 0.0020995 | 0.00052573 | 7.2601e-08 | -1.8963e-07 | 0.0032011 | 0.003201 | 0.0032011 | 0.97591 | -0.46381 | 0.97594 | -0.46308 | 0.87941
91 | -0.0084756 | -0.0021237 | 0.0084756 | 0.0021237 | 3.6203e-08 | 1.5946e-08 | 0.012923 | 0.012923 | 0.012923 | 0.97594 | -0.46308 | 0.97595 | -0.46299 | 3.5501
92 | -0.012915 | -0.0032363 | 0.012917 | 0.0032374 | 1.958e-06 | 1.0848e-06 | 0.019691 | 0.019691 | 0.019691 | 0.97595 | -0.46299 | 0.97611 | -0.45981 | 5.4095
93 | -0.0039743 | -0.00099606 | 0.0039745 | 0.000996 | 2.227e-07 | -5.5128e-08 | 0.0060935 | 0.0060934 | 0.0060935 | 0.97052 | -0.56995 | 0.97058 | -0.56878 | 1.674
94 | -0.0080463 | -0.0020165 | 0.0080476 | 0.002017 | 1.337e-06 | 5.6605e-07 | 0.012336 | 0.012336 | 0.012336 | 0.97058 | -0.56878 | 0.97075 | -0.56529 | 3.389
95 | -0.0015805 | -0.00039611 | 0.0015806 | 0.00039572 | 7.4391e-08 | -3.9474e-07 | 0.0023885 | 0.0023883 | 0.0023885 | 0.98465 | -0.29342 | 0.9847 | -0.29243 | 0.65618
96 | -0.0015806 | -0.00039572 | 0.0015806 | 0.00039547 | 4.7684e-08 | -2.5308e-07 | 0.0023883 | 0.0023882 | 0.0023883 | 0.9847 | -0.29243 | 0.98474 | -0.2918 | 0.65614
97 | -0.016943 | -0.0042464 | 0.016946 | 0.0042484 | 3.4391e-06 | 2.0292e-06 | 0.025828 | 0.025828 | 0.025828 | 0.97611 | -0.45981 | 0.97633 | -0.45555 | 7.0956
98 | -0.0080476 | -0.002017 | 0.0080478 | 0.0020171 | 1.8586e-07 | 7.8681e-08 | 0.012336 | 0.012336 | 0.012336 | 0.97075 | -0.56529 | 0.97078 | -0.56481 | 3.3889
99 | -0.0043517 | -0.0010906 | 0.0043519 | 0.0010906 | 2.0549e-07 | -2.0686e-08 | 0.0066712 | 0.0066712 | 0.0066712 | 0.97065 | -0.56727 | 0.9707 | -0.56628 | 1.8328
100 | -0.0043519 | -0.0010906 | 0.0043523 | 0.0010906 | 3.0643e-07 | -3.088e-08 | 0.0066712 | 0.0066711 | 0.0066712 | 0.9707 | -0.56628 | 0.97078 | -0.56481 | 1.8327
101 | 0.024124 | 0.0060536 | -0.024104 | -0.006041 | 2.0435e-05 | 1.2549e-05 | 0.036318 | 0.036318 | 0.036318 | 0.98849 | -0.2199 | 0.98757 | -0.23768 | 9.9775
102 | -0.0124 | -0.0031077 | 0.012403 | 0.0031093 | 2.8971e-06 | 1.5897e-06 | 0.019007 | 0.019007 | 0.019007 | 0.97078 | -0.56481 | 0.97103 | -0.5599 | 5.2217
103 | -0.0068031 | -0.001705 | 0.006804 | 0.0017053 | 9.3424e-07 | 2.9473e-07 | 0.010253 | 0.010252 | 0.010253 | 0.98738 | -0.24153 | 0.98752 | -0.23864 | 2.8166
104 | -0.006804 | -0.0017053 | 0.0068043 | 0.0017054 | 2.577e-07 | 8.128e-08 | 0.010252 | 0.010252 | 0.010252 | 0.98752 | -0.23864 | 0.98756 | -0.23785 | 2.8166
105 | 0.10621 | 0.026938 | -0.10615 | -0.026903 | 5.6153e-05 | 3.4763e-05 | 0.16079 | 0.16079 | 0.16079 | 0.98359 | -0.31396 | 0.98302 | -0.32496 | 11.0433
106 | -0.11176 | -0.028328 | 0.1118 | 0.028358 | 4.7416e-05 | 2.9449e-05 | 0.16918 | 0.16918 | 0.16918 | 0.98359 | -0.31396 | 0.98404 | -0.30514 | 11.6198
107 | 0.10361 | 0.026266 | -0.10353 | -0.026214 | 8.1198e-05 | 5.1522e-05 | 0.15694 | 0.15694 | 0.15694 | 0.98302 | -0.32496 | 0.98218 | -0.34128 | 21.5581
108 | -0.11758 | -0.029805 | 0.11762 | 0.02983 | 4.0499e-05 | 2.5226e-05 | 0.17792 | 0.17792 | 0.17792 | 0.98404 | -0.30514 | 0.98441 | -0.29797 | 12.2196
109 | 0.10353 | 0.026214 | -0.1034 | -0.026135 | 0.00012363 | 7.8955e-05 | 0.15694 | 0.15694 | 0.15694 | 0.98218 | -0.34128 | 0.9809 | -0.36619 | 43.1162
110 | -0.11762 | -0.02983 | 0.11771 | 0.029886 | 8.9195e-05 | 5.5555e-05 | 0.17792 | 0.17792 | 0.17792 | 0.98441 | -0.29797 | 0.98523 | -0.28221 | 12.2196
111 | 0.10095 | 0.02552 | -0.10078 | -0.025411 | 0.00017062 | 0.00010896 | 0.15322 | 0.15322 | 0.15322 | 0.9809 | -0.36619 | 0.97908 | -0.4015 | 42.0931
112 | -0.13087 | -0.033184 | 0.13089 | 0.033197 | 1.9912e-05 | 1.2467e-05 | 0.19779 | 0.19779 | 0.19779 | 0.98523 | -0.28221 | 0.98539 | -0.27905 | 13.5846
113 | 0.01316 | 0.0032985 | -0.013158 | -0.0032977 | 1.4825e-06 | 8.2137e-07 | 0.019875 | 0.019876 | 0.019876 | 0.98523 | -0.28221 | 0.98511 | -0.28458 | 5.4603
114 | 0.095552 | 0.024101 | -0.095525 | -0.024084 | 2.6604e-05 | 1.6984e-05 | 0.14528 | 0.14528 | 0.14528 | 0.97908 | -0.4015 | 0.97879 | -0.40731 | 39.9107
115 | -0.0040658 | -0.0010183 | 0.0040661 | 0.0010182 | 2.5643e-07 | -6.6395e-08 | 0.0061435 | 0.0061434 | 0.0061435 | 0.98474 | -0.2918 | 0.9848 | -0.29047 | 1.6878
116 | 0.013158 | 0.0032977 | -0.013156 | -0.0032965 | 2.0765e-06 | 1.1505e-06 | 0.019876 | 0.019876 | 0.019876 | 0.98511 | -0.28458 | 0.98494 | -0.28789 | 5.4603
117 | 0.0073864 | 0.0018505 | -0.0073855 | -0.0018502 | 9.0862e-07 | 3.339e-07 | 0.011159 | 0.011159 | 0.011159 | 0.98494 | -0.28789 | 0.9848 | -0.29047 | 3.0657
118 | -0.13247 | -0.033594 | 0.13253 | 0.03363 | 5.6368e-05 | 3.5311e-05 | 0.20019 | 0.20019 | 0.20019 | 0.98539 | -0.27905 | 0.98585 | -0.2702 | 13.7491
119 | -0.0068043 | -0.0017054 | 0.0068043 | 0.0017054 | 5.404e-08 | 1.7044e-08 | 0.010252 | 0.010252 | 0.010252 | 0.98756 | -0.23785 | 0.98757 | -0.23768 | 2.8166
120 | -0.03151 | -0.0079051 | 0.031519 | 0.0079102 | 8.2787e-06 | 5.1808e-06 | 0.048247 | 0.048247 | 0.048247 | 0.97189 | -0.54279 | 0.97217 | -0.53728 | 13.2546
121 | 0.03151 | 0.0079051 | -0.031503 | -0.0079007 | 7.0477e-06 | 4.4105e-06 | 0.048247 | 0.048247 | 0.048247 | 0.97189 | -0.54279 | 0.97165 | -0.54748 | 13.2546
122 | -0.031519 | -0.0079102 | 0.03154 | 0.0079237 | 2.1476e-05 | 1.3439e-05 | 0.048247 | 0.048247 | 0.048247 | 0.97217 | -0.53728 | 0.97289 | -0.523 | 13.2546
123 | 0.024443 | 0.0061312 | -0.024437 | -0.0061271 | 6.6805e-06 | 4.1181e-06 | 0.037435 | 0.037435 | 0.037435 | 0.97165 | -0.54748 | 0.97136 | -0.55322 | 10.2843
124 | -0.033768 | -0.0084821 | 0.033782 | 0.0084907 | 1.3721e-05 | 8.6114e-06 | 0.051655 | 0.051654 | 0.051655 | 0.97289 | -0.523 | 0.97333 | -0.51449 | 14.1908
125 | -0.017394 | -0.0043602 | 0.017395 | 0.0043608 | 9.244e-07 | 5.4869e-07 | 0.026655 | 0.026655 | 0.026655 | 0.97103 | -0.5599 | 0.97108 | -0.55879 | 7.3229
126 | 0.016385 | 0.0041087 | -0.016381 | -0.0041061 | 4.411e-06 | 2.5849e-06 | 0.024911 | 0.024911 | 0.024911 | 0.97879 | -0.40731 | 0.9785 | -0.41297 | 6.8436
127 | 0.07914 | 0.019975 | -0.079064 | -0.019927 | 7.6195e-05 | 4.8588e-05 | 0.12036 | 0.12036 | 0.12036 | 0.97879 | -0.40731 | 0.97776 | -0.42744 | 33.0672
128 | -0.021215 | -0.0053182 | 0.021223 | 0.0053234 | 8.529e-06 | 5.1864e-06 | 0.032334 | 0.032334 | 0.032334 | 0.97633 | -0.45555 | 0.97675 | -0.44711 | 8.8829
129 | 0.052532 | 0.013246 | -0.052504 | -0.013229 | 2.7808e-05 | 1.7653e-05 | 0.080058 | 0.080058 | 0.080058 | 0.97675 | -0.44711 | 0.97619 | -0.45818 | 21.9939
130 | -0.073755 | -0.01857 | 0.073825 | 0.018614 | 6.9453e-05 | 4.4266e-05 | 0.11239 | 0.11239 | 0.11239 | 0.97675 | -0.44711 | 0.97776 | -0.42744 | 30.8768
131 | 0.052504 | 0.013229 | -0.052469 | -0.013206 | 3.5321e-05 | 2.2422e-05 | 0.080058 | 0.080058 | 0.080058 | 0.97619 | -0.45818 | 0.97547 | -0.47225 | 21.9939
132 | 0.047415 | 0.011939 | -0.047376 | -0.011915 | 3.8782e-05 | 2.4574e-05 | 0.072348 | 0.072348 | 0.072348 | 0.97547 | -0.47225 | 0.9746 | -0.48938 | 19.8759
133 | -0.017395 | -0.0043608 | 0.017399 | 0.004363 | 3.7876e-06 | 2.2481e-06 | 0.026655 | 0.026655 | 0.026655 | 0.97108 | -0.55879 | 0.97131 | -0.55422 | 7.3229
134 | -0.017399 | -0.004363 | 0.0174 | 0.0043635 | 8.3159e-07 | 4.9358e-07 | 0.026655 | 0.026655 | 0.026655 | 0.97131 | -0.55422 | 0.97136 | -0.55322 | 7.3229
135 | 0.011319 | 0.0028374 | -0.011319 | -0.0028373 | 2.178e-07 | 1.1477e-07 | 0.017213 | 0.017213 | 0.017213 | 0.9785 | -0.41297 | 0.97848 | -0.41337 | 4.7288
136 | 0.011319 | 0.0028373 | -0.011317 | -0.0028363 | 1.9862e-06 | 1.0467e-06 | 0.017213 | 0.017213 | 0.017213 | 0.97848 | -0.41337 | 0.97829 | -0.41705 | 4.7289
137 | 0.011317 | 0.0028363 | -0.011316 | -0.0028361 | 2.9634e-07 | 1.5617e-07 | 0.017213 | 0.017213 | 0.017213 | 0.97829 | -0.41705 | 0.97826 | -0.4176 | 4.7289
138 | -0.13253 | -0.03363 | 0.13257 | 0.033657 | 4.4158e-05 | 2.7661e-05 | 0.20019 | 0.20019 | 0.20019 | 0.98585 | -0.2702 | 0.98621 | -0.26327 | 13.7491
139 | -0.13633 | -0.034598 | 0.1364 | 0.034643 | 7.0521e-05 | 4.4227e-05 | 0.20585 | 0.20585 | 0.20585 | 0.98621 | -0.26327 | 0.98676 | -0.25253 | 14.1381
140 | -0.1404 | -0.035645 | 0.14047 | 0.035687 | 6.7795e-05 | 4.2565e-05 | 0.21188 | 0.21188 | 0.21188 | 0.98676 | -0.25253 | 0.98728 | -0.2425 | 14.5522
141 | -0.14517 | -0.036867 | 0.14527 | 0.036929 | 9.8003e-05 | 6.1606e-05 | 0.21898 | 0.21898 | 0.21898 | 0.98728 | -0.2425 | 0.98801 | -0.22848 | 15.0395
142 | -0.14687 | -0.037329 | 0.14692 | 0.037361 | 5.1667e-05 | 3.2491e-05 | 0.22138 | 0.22138 | 0.22138 | 0.98801 | -0.22848 | 0.98839 | -0.22118 | 15.2046
143 | -0.1514 | -0.038485 | 0.15148 | 0.038536 | 8.0843e-05 | 5.089e-05 | 0.22813 | 0.22813 | 0.22813 | 0.98839 | -0.22118 | 0.98897 | -0.2101 | 15.6681
144 | -0.15561 | -0.039569 | 0.15569 | 0.039621 | 8.2317e-05 | 5.1862e-05 | 0.23433 | 0.23433 | 0.23433 | 0.98897 | -0.2101 | 0.98954 | -0.19912 | 16.0942
145 | -0.033782 | -0.0084907 | 0.033799 | 0.0085017 | 1.7486e-05 | 1.0974e-05 | 0.051654 | 0.051654 | 0.051654 | 0.97333 | -0.51449 | 0.97388 | -0.50365 | 14.1908
146 | -0.040651 | -0.010219 | 0.040678 | 0.010236 | 2.7732e-05 | 1.751e-05 | 0.062123 | 0.062123 | 0.062123 | 0.97388 | -0.50365 | 0.9746 | -0.48938 | 17.0667
147 | -0.0057712 | -0.0014464 | 0.0057717 | 0.0014465 | 5.0984e-07 | 1.0485e-07 | 0.0087793 | 0.0087793 | 0.0087793 | 0.97817 | -0.41946 | 0.97826 | -0.4176 | 2.4119

## res_trafo
| p_hv_mw | q_hv_mvar | p_lv_mw | q_lv_mvar | pl_mw | ql_mvar | i_hv_ka | i_lv_ka | vm_hv_pu | va_hv_degree | vm_lv_pu | va_lv_degree | loading_percent
0 | -1.2729e-15 | -1.3162e-15 | 0.00165 | 1.2699e-07 | 0.00165 | 1.2699e-07 | 5.2857e-17 | 0.0023815 | 0.99998 | 149.9956 | 1 | 0 | 0.2619

## res_ext_grid
| p_mw | q_mvar
0 | 0.54011 | 0.13846

## res_load
| p_mw | q_mvar
0 | 0.0046256 | 0.0011593
1 | 0.0021676 | 0.00054325
2 | 0.0021674 | 0.00054319
3 | 0.0023572 | 0.00059077
4 | 0.0018959 | 0.00047517
5 | 0.0095462 | 0.0023925
6 | 0.006154 | 0.0015423
7 | 0.0083303 | 0.0020878
8 | 0.0083468 | 0.0020919
9 | 0.0076179 | 0.0019092
10 | 0.0053842 | 0.0013494
11 | 0.0045111 | 0.0011306
12 | 0.0070476 | 0.0017663
13 | 0.0094697 | 0.0023733
14 | 0.010472 | 0.0026247
15 | 0.0074996 | 0.0018796
16 | 0.0049572 | 0.0012424
17 | 0.0058496 | 0.0014661
18 | 0.0061418 | 0.0015393
19 | 0.0040721 | 0.0010206
20 | 0.0047736 | 0.0011964
21 | 0.0095131 | 0.0023842
22 | 0.0095033 | 0.0023818
23 | 0.0093996 | 0.0023558
24 | 0.0049538 | 0.0012415
25 | 0.0091078 | 0.0022826
26 | 0.0057657 | 0.001445
27 | 0.012786 | 0.0032044
28 | 0.0038674 | 0.00096926
29 | 0.0043584 | 0.0010923
30 | 0.0044476 | 0.0011147
31 | 0.006657 | 0.0016684
32 | 0.0064411 | 0.0016143
33 | 0.0063296 | 0.0015864
34 | 0.0049538 | 0.0012416
35 | 0.0047692 | 0.0011953
36 | 0.0029642 | 0.00074289
37 | 0.0029742 | 0.00074541
38 | 0.002115 | 0.00053007
39 | 0.028928 | 0.00725
40 | 0.003362 | 0.0008426
41 | 0.0033679 | 0.00084407
42 | 0.0025618 | 0.00064205
43 | 0.0044057 | 0.0011042
44 | 0.010253 | 0.0025697
45 | 0.0095146 | 0.0023846
46 | 0.0022382 | 0.00056094
47 | 0.0018941 | 0.00047471
48 | 0.0020989 | 0.00052603
49 | 0.0022793 | 0.00057124
50 | 0.0053563 | 0.0013424
51 | 0.0045923 | 0.0011509
52 | 0.0033344 | 0.00083567
53 | 0.0017885 | 0.00044825
54 | 0.0047741 | 0.0011965
55 | 0.0017245 | 0.0004322
56 | 0.0033737 | 0.00084553
57 | 0.0017392 | 0.00043587
58 | 0.0015766 | 0.00039512
59 | 0.0020994 | 0.00052615
60 | 0.0063761 | 0.001598
61 | 0.0044391 | 0.0011125
62 | 0.0039743 | 0.00099606
63 | 0.0040717 | 0.0010205
64 | 0.0015805 | 0.00039611
65 | 0.0040261 | 0.001009
66 | 0.0043517 | 0.0010906
67 | 0.0070067 | 0.001756
68 | 0.0068031 | 0.001705
69 | 0.0055481 | 0.0013905
70 | 0.0025424 | 0.00063718
71 | 0.0057758 | 0.0014475
72 | 0.0024549 | 0.00061525
73 | 0.0052269 | 0.00131
74 | 0.0024852 | 0.00062284
75 | 0.0057697 | 0.001446
76 | 0.001586 | 0.00039749
77 | 0.0033194 | 0.00083192
78 | 0.017299 | 0.0043356
79 | 0.0070601 | 0.0017694
80 | 0.0022281 | 0.00055843
81 | 0.0049912 | 0.0012509
82 | 0.0064215 | 0.0016094
83 | 0.0042686 | 0.0010698
84 | 0.005239 | 0.001313
85 | 0.0050543 | 0.0012667
86 | 0.0070368 | 0.0017636
87 | 0.0050619 | 0.0012686
88 | 0.0037543 | 0.00094091
89 | 0.0039983 | 0.0010021
90 | 0.0047081 | 0.0011799
91 | 0.0015957 | 0.00039992
92 | 0.0044835 | 0.0011237
93 | 0.0041231 | 0.0010334
94 | 0.0042099 | 0.0010551
95 | 0.0068513 | 0.0017171
96 | 0.0066974 | 0.0016785
97 | 0.0057712 | 0.0014464
98 | 0.0055446 | 0.0013896

## dtypes
| element | column | dtype
0 | bus | name | object
1 | bus | vn_kv | float64
2 | bus | type | object
3 | bus | zone | object
4 | bus | in_service | bool
5 | load | name | object
6 | load | bus | uint32
7 | load | p_mw | float64
8 | load | q_mvar | float64
9 | load | const_z_percent | float64
10 | load | const_i_percent | float64
11 | load | sn_mva | float64
12 | load | scaling | float64
13 | load | in_service | bool
14 | load | type | object
15 | ext_grid | name | object
16 | ext_grid | bus | uint32
17 | ext_grid | vm_pu | float64
18 | ext_grid | va_degree | float64
19 | ext_grid | slack_weight | float64
20 | ext_grid | in_service | bool
21 | line | name | object
22 | line | std_type | object
23 | line | from_bus | uint32
24 | line | to_bus | uint32
25 | line | length_km | float64
26 | line | r_ohm_per_km | float64
27 | line | x_ohm_per_km | float64
28 | line | c_nf_per_km | float64
29 | line | g_us_per_km | float64
30 | line | max_i_ka | float64
31 | line | df | float64
32 | line | parallel | uint32
33 | line | type | object
34 | line | in_service | bool
35 | trafo | name | object
36 | trafo | std_type | object
37 | trafo | hv_bus | uint32
38 | trafo | lv_bus | uint32
39 | trafo | sn_mva | float64
40 | trafo | vn_hv_kv | float64
41 | trafo | vn_lv_kv | float64
42 | trafo | vk_percent | float64
43 | trafo | vkr_percent | float64
44 | trafo | pfe_kw | float64
45 | trafo | i0_percent | float64
46 | trafo | shift_degree | float64
47 | trafo | tap_side | object
48 | trafo | tap_neutral | int32
49 | trafo | tap_min | int32
50 | trafo | tap_max | int32
51 | trafo | tap_step_percent | float64
52 | trafo | tap_step_degree | float64
53 | trafo | tap_pos | int32
54 | trafo | tap_phase_shifter | bool
55 | trafo | parallel | uint32
56 | trafo | df | float64
57 | trafo | in_service | bool
58 | line_geodata | coords | object
59 | bus_geodata | x | float64
60 | bus_geodata | y | float64
61 | bus_geodata | coords | object
62 | res_bus | vm_pu | float64
63 | res_bus | va_degree | float64
64 | res_bus | p_mw | float64
65 | res_bus | q_mvar | float64
66 | res_line | p_from_mw | float64
67 | res_line | q_from_mvar | float64
68 | res_line | p_to_mw | float64
69 | res_line | q_to_mvar | float64
70 | res_line | pl_mw | float64
71 | res_line | ql_mvar | float64
72 | res_line | i_from_ka | float64
73 | res_line | i_to_ka | float64
74 | res_line | i_ka | float64
75 | res_line | vm_from_pu | float64
76 | res_line | va_from_degree | float64
77 | res_line | vm_to_pu | float64
78 | res_line | va_to_degree | float64
79 | res_line | loading_percent | float64
80 | res_trafo | p_hv_mw | float64
81 | res_trafo | q_hv_mvar | float64
82 | res_trafo | p_lv_mw | float64
83 | res_trafo | q_lv_mvar | float64
84 | res_trafo | pl_mw | float64
85 | res_trafo | ql_mvar | float64
86 | res_trafo | i_hv_ka | float64
87 | res_trafo | i_lv_ka | float64
88 | res_trafo | vm_hv_pu | float64
89 | res_trafo | va_hv_degree | float64
90 | res_trafo | vm_lv_pu | float64
91 | res_trafo | va_lv_degree | float64
92 | res_trafo | loading_percent | float64
93 | res_ext_grid | p_mw | float64
94 | res_ext_grid | q_mvar | float64
95 | res_load | p_mw | float64
96 | res_load | q_mvar | float64

## parameters
| version | format_version | converged | OPF_converged | name | f_hz | sn_mva
0 | 2.14.6 | 2.14.0 | TRUE | FALSE |  | 50 | 1