## bus
| name | vn_kv | type | zone | in_service
0 | bus_LV_261-190_0_5_node_0 | 0.4 | n |  | TRUE
1 | bus_LV_261-190_0_5_node_1 | 0.4 | n |  | TRUE
2 | bus_LV_261-190_0_5_node_2 | 0.4 | n |  | TRUE
3 | bus_LV_261-190_0_5_node_3 | 0.4 | n |  | TRUE
4 | bus_LV_261-190_0_5_node_4 | 0.4 | n |  | TRUE
5 | bus_LV_261-190_0_5_node_5 | 0.4 | n |  | TRUE
6 | bus_LV_261-190_0_5_node_52 | 0.4 | n |  | TRUE
7 | bus_LV_261-190_0_5_node_11 | 0.4 | n |  | TRUE
8 | bus_LV_261-190_0_5_node_8 | 0.4 | n |  | TRUE
9 | bus_LV_261-190_0_5_node_53 | 0.4 | n |  | TRUE
10 | bus_LV_261-190_0_5_node_12 | 0.4 | n |  | TRUE
11 | bus_LV_261-190_0_5_node_9 | 0.4 | n |  | TRUE
12 | bus_LV_261-190_0_5_node_147 | 0.4 | n |  | TRUE
13 | bus_LV_261-190_0_5_node_146 | 0.4 | n |  | TRUE
14 | bus_LV_261-190_0_5_node_10 | 0.4 | n |  | TRUE
15 | bus_LV_261-190_0_5_node_45 | 0.4 | n |  | TRUE
16 | bus_LV_261-190_0_5_node_43 | 0.4 | n |  | TRUE
17 | bus_LV_261-190_0_5_node_13 | 0.4 | n |  | TRUE
18 | bus_LV_261-190_0_5_node_14 | 0.4 | n |  | TRUE
19 | bus_LV_261-190_0_5_node_145 | 0.4 | n |  | TRUE
20 | bus_LV_261-190_0_5_node_144 | 0.4 | n |  | TRUE
21 | bus_LV_261-190_0_5_node_15 | 0.4 | n |  | TRUE
22 | bus_LV_261-190_0_5_node_16 | 0.4 | n |  | TRUE
23 | bus_LV_261-190_0_5_node_18 | 0.4 | n |  | TRUE
24 | bus_LV_261-190_0_5_node_21 | 0.4 | n |  | TRUE
25 | bus_LV_261-190_0_5_node_20 | 0.4 | n |  | TRUE
26 | bus_LV_261-190_0_5_node_22 | 0.4 | n |  | TRUE
27 | bus_LV_261-190_0_5_node_26 | 0.4 | n |  | TRUE
28 | bus_LV_261-190_0_5_node_23 | 0.4 | n |  | TRUE
29 | bus_LV_261-190_0_5_node_119 | 0.4 | n |  | TRUE
30 | bus_LV_261-190_0_5_node_140 | 0.4 | n |  | TRUE
31 | bus_LV_261-190_0_5_node_24 | 0.4 | n |  | TRUE
32 | bus_LV_261-190_0_5_node_25 | 0.4 | n |  | TRUE
33 | bus_LV_261-190_0_5_node_27 | 0.4 | n |  | TRUE
34 | bus_LV_261-190_0_5_node_28 | 0.4 | n |  | TRUE
35 | bus_LV_261-190_0_5_node_141 | 0.4 | n |  | TRUE
36 | bus_LV_261-190_0_5_node_29 | 0.4 | n |  | TRUE
37 | bus_LV_261-190_0_5_node_30 | 0.4 | n |  | TRUE
38 | bus_LV_261-190_0_5_node_31 | 0.4 | n |  | TRUE
39 | bus_LV_261-190_0_5_node_32 | 0.4 | n |  | TRUE
40 | bus_LV_261-190_0_5_node_33 | 0.4 | n |  | TRUE
41 | bus_LV_261-190_0_5_node_34 | 0.4 | n |  | TRUE
42 | bus_LV_261-190_0_5_node_35 | 0.4 | n |  | TRUE
43 | bus_LV_261-190_0_5_node_36 | 0.4 | n |  | TRUE
44 | bus_LV_261-190_0_5_node_37 | 0.4 | n |  | TRUE
45 | bus_LV_261-190_0_5_node_38 | 0.4 | n |  | TRUE
46 | bus_LV_261-190_0_5_node_39 | 0.4 | n |  | TRUE
47 | bus_LV_261-190_0_5_node_40 | 0.4 | n |  | TRUE
48 | bus_LV_261-190_0_5_node_143 | 0.4 | n |  | TRUE
49 | bus_LV_261-190_0_5_node_142 | 0.4 | n |  | TRUE
50 | bus_LV_261-190_0_5_node_51 | 0.4 | n |  | TRUE
51 | bus_LV_261-190_0_5_node_41 | 0.4 | n |  | TRUE
52 | bus_LV_261-190_0_5_node_42 | 0.4 | n |  | TRUE
53 | bus_LV_261-190_0_5_node_44 | 0.4 | n |  | TRUE
54 | bus_LV_261-190_0_5_node_46 | 0.4 | n |  | TRUE
55 | bus_LV_261-190_0_5_node_47 | 0.4 | n |  | TRUE
56 | bus_LV_261-190_0_5_node_48 | 0.4 | n |  | TRUE
57 | bus_LV_261-190_0_5_node_49 | 0.4 | n |  | TRUE
58 | bus_LV_261-190_0_5_node_50 | 0.4 | n |  | TRUE
59 | bus_LV_261-190_0_5_node_55 | 0.4 | n |  | TRUE
60 | bus_LV_261-190_0_5_node_56 | 0.4 | n |  | TRUE
61 | bus_LV_261-190_0_5_node_107 | 0.4 | n |  | TRUE
62 | bus_LV_261-190_0_5_node_60 | 0.4 | n |  | TRUE
63 | bus_LV_261-190_0_5_node_57 | 0.4 | n |  | TRUE
64 | bus_LV_261-190_0_5_node_105 | 0.4 | n |  | TRUE
65 | bus_LV_261-190_0_5_node_54 | 0.4 | n |  | TRUE
66 | bus_LV_261-190_0_5_node_108 | 0.4 | n |  | TRUE
67 | bus_LV_261-190_0_5_node_103 | 0.4 | n |  | TRUE
68 | bus_LV_261-190_0_5_node_58 | 0.4 | n |  | TRUE
69 | bus_LV_261-190_0_5_node_106 | 0.4 | n |  | TRUE
70 | bus_LV_261-190_0_5_node_59 | 0.4 | n |  | TRUE
71 | bus_LV_261-190_0_5_node_69 | 0.4 | n |  | TRUE
72 | bus_LV_261-190_0_5_node_67 | 0.4 | n |  | TRUE
73 | bus_LV_261-190_0_5_node_102 | 0.4 | n |  | TRUE
74 | bus_LV_261-190_0_5_node_61 | 0.4 | n |  | TRUE
75 | bus_LV_261-190_0_5_node_62 | 0.4 | n |  | TRUE
76 | bus_LV_261-190_0_5_node_63 | 0.4 | n |  | TRUE
77 | bus_LV_261-190_0_5_node_64 | 0.4 | n |  | TRUE
78 | bus_LV_261-190_0_5_node_65 | 0.4 | n |  | TRUE
79 | bus_LV_261-190_0_5_node_72 | 0.4 | n |  | TRUE
80 | bus_LV_261-190_0_5_node_80 | 0.4 | n |  | TRUE
81 | bus_LV_261-190_0_5_node_70 | 0.4 | n |  | TRUE
82 | bus_LV_261-190_0_5_node_81 | 0.4 | n |  | TRUE
83 | bus_LV_261-190_0_5_node_78 | 0.4 | n |  | TRUE
84 | bus_LV_261-190_0_5_node_66 | 0.4 | n |  | TRUE
85 | bus_LV_261-190_0_5_node_68 | 0.4 | n |  | TRUE
86 | bus_LV_261-190_0_5_node_71 | 0.4 | n |  | TRUE
87 | bus_LV_261-190_0_5_node_73 | 0.4 | n |  | TRUE
88 | bus_LV_261-190_0_5_node_74 | 0.4 | n |  | TRUE
89 | bus_LV_261-190_0_5_node_94 | 0.4 | n |  | TRUE
90 | bus_LV_261-190_0_5_node_95 | 0.4 | n |  | TRUE
91 | bus_LV_261-190_0_5_node_75 | 0.4 | n |  | TRUE
92 | bus_LV_261-190_0_5_node_76 | 0.4 | n |  | TRUE
93 | bus_LV_261-190_0_5_node_77 | 0.4 | n |  | TRUE
94 | bus_LV_261-190_0_5_node_79 | 0.4 | n |  | TRUE
95 | bus_LV_261-190_0_5_node_86 | 0.4 | n |  | TRUE
96 | bus_LV_261-190_0_5_node_87 | 0.4 | n |  | TRUE
97 | bus_LV_261-190_0_5_node_82 | 0.4 | n |  | TRUE
98 | bus_LV_261-190_0_5_node_83 | 0.4 | n |  | TRUE
99 | bus_LV_261-190_0_5_node_84 | 0.4 | n |  | TRUE
100 | bus_LV_261-190_0_5_node_92 | 0.4 | n |  | TRUE
101 | bus_LV_261-190_0_5_node_148 | 0.4 | n |  | TRUE
102 | bus_LV_261-190_0_5_node_149 | 0.4 | n |  | TRUE
103 | bus_LV_261-190_0_5_node_88 | 0.4 | n |  | TRUE
104 | bus_LV_261-190_0_5_node_89 | 0.4 | n |  | TRUE
105 | bus_LV_261-190_0_5_node_90 | 0.4 | n |  | TRUE
106 | bus_LV_261-190_0_5_node_91 | 0.4 | n |  | TRUE
107 | bus_LV_261-190_0_5_node_152 | 0.4 | n |  | TRUE
108 | bus_LV_261-190_0_5_node_139 | 0.4 | n |  | TRUE
109 | bus_LV_261-190_0_5_node_138 | 0.4 | n |  | TRUE
110 | bus_LV_261-190_0_5_node_98 | 0.4 | n |  | TRUE
111 | bus_LV_261-190_0_5_node_96 | 0.4 | n |  | TRUE
112 | bus_LV_261-190_0_5_node_97 | 0.4 | n |  | TRUE
113 | bus_LV_261-190_0_5_node_99 | 0.4 | n |  | TRUE
114 | bus_LV_261-190_0_5_node_100 | 0.4 | n |  | TRUE
115 | bus_LV_261-190_0_5_node_101 | 0.4 | n |  | TRUE
116 | bus_LV_261-190_0_5_node_150 | 0.4 | n |  | TRUE
117 | bus_LV_261-190_0_5_node_137 | 0.4 | n |  | TRUE
118 | bus_LV_261-190_0_5_node_135 | 0.4 | n |  | TRUE
119 | bus_LV_261-190_0_5_node_151 | 0.4 | n |  | TRUE
120 | bus_LV_261-190_0_5_node_136 | 0.4 | n |  | TRUE
121 | bus_LV_261-190_0_5_node_104 | 0.4 | n |  | TRUE
122 | bus_LV_261-190_0_5_node_124 | 0.4 | n |  | TRUE
123 | bus_LV_261-190_0_5_node_125 | 0.4 | n |  | TRUE
124 | bus_LV_261-190_0_5_node_110 | 0.4 | n |  | TRUE
125 | bus_LV_261-190_0_5_node_109 | 0.4 | n |  | TRUE
126 | bus_LV_261-190_0_5_node_111 | 0.4 | n |  | TRUE
127 | bus_LV_261-190_0_5_node_112 | 0.4 | n |  | TRUE
128 | bus_LV_261-190_0_5_node_113 | 0.4 | n |  | TRUE
129 | bus_LV_261-190_0_5_node_114 | 0.4 | n |  | TRUE
130 | bus_LV_261-190_0_5_node_120 | 0.4 | n |  | TRUE
131 | bus_LV_261-190_0_5_node_121 | 0.4 | n |  | TRUE
132 | bus_LV_261-190_0_5_node_122 | 0.4 | n |  | TRUE
133 | bus_LV_261-190_0_5_node_115 | 0.4 | n |  | TRUE
134 | bus_LV_261-190_0_5_node_116 | 0.4 | n |  | TRUE
135 | bus_LV_261-190_0_5_node_117 | 0.4 | n |  | TRUE
136 | bus_LV_261-190_0_5_node_123 | 0.4 | n |  | TRUE
137 | bus_LV_261-190_0_5_node_126 | 0.4 | n |  | TRUE
138 | bus_LV_261-190_0_5_node_129 | 0.4 | n |  | TRUE
139 | bus_LV_261-190_0_5_node_133 | 0.4 | n |  | TRUE
140 | bus_LV_261-190_0_5_node_130 | 0.4 | n |  | TRUE
141 | bus_LV_261-190_0_5_node_134 | 0.4 | n |  | TRUE
142 | bus_LV_261-190_0_5_node_131 | 0.4 | n |  | TRUE
143 | bus_LV_261-190_0_5_node_132 | 0.4 | n |  | TRUE
144 | bus_MV_544_0_node_103 | 20 | n |  | TRUE

## load
| name | bus | p_mw | q_mvar | const_z_percent | const_i_percent | sn_mva | scaling | in_service | type
0 | LV_261-190_0_5_load_0 | 0 | 0.0019299 | 0.00048368 | 0 | 0 |  | 1 | TRUE | wye
1 | LV_261-190_0_5_load_1 | 1 | 0.0019569 | 0.00049044 | 0 | 0 |  | 1 | TRUE | wye
2 | LV_261-190_0_5_load_3 | 3 | 0.0044364 | 0.0011119 | 0 | 0 |  | 1 | TRUE | wye
3 | LV_261-190_0_5_load_4 | 4 | 0.0012439 | 0.00031174 | 0 | 0 |  | 1 | TRUE | wye
4 | LV_261-190_0_5_load_52 | 6 | 0.0020604 | 0.00051638 | 0 | 0 |  | 1 | TRUE | wye
5 | LV_261-190_0_5_load_11 | 7 | 0.0012136 | 0.00030415 | 0 | 0 |  | 1 | TRUE | wye
6 | LV_261-190_0_5_load_8 | 8 | 0.0015397 | 0.0003859 | 0 | 0 |  | 1 | TRUE | wye
7 | LV_261-190_0_5_load_53 | 9 | 0.0020062 | 0.0005028 | 0 | 0 |  | 1 | TRUE | wye
8 | LV_261-190_0_5_load_12 | 10 | 0.0012124 | 0.00030385 | 0 | 0 |  | 1 | TRUE | wye
9 | LV_261-190_0_5_load_9 | 11 | 0.0025861 | 0.00064815 | 0 | 0 |  | 1 | TRUE | wye
10 | LV_261-190_0_5_load_147 | 12 | 0.0090126 | 0.0022588 | 0 | 0 |  | 1 | TRUE | wye
11 | LV_261-190_0_5_load_146 | 13 | 0.0066511 | 0.0016669 | 0 | 0 |  | 1 | TRUE | wye
12 | LV_261-190_0_5_load_10 | 14 | 0.0022312 | 0.00055919 | 0 | 0 |  | 1 | TRUE | wye
13 | LV_261-190_0_5_load_45 | 15 | 0.0024269 | 0.00060823 | 0 | 0 |  | 1 | TRUE | wye
14 | LV_261-190_0_5_load_43 | 16 | 0.0024948 | 0.00062525 | 0 | 0 |  | 1 | TRUE | wye
15 | LV_261-190_0_5_load_145 | 19 | 0.0028264 | 0.00070835 | 0 | 0 |  | 1 | TRUE | wye
16 | LV_261-190_0_5_load_144 | 20 | 0.0018111 | 0.00045391 | 0 | 0 |  | 1 | TRUE | wye
17 | LV_261-190_0_5_load_15 | 21 | 0.0097308 | 0.0024388 | 0 | 0 |  | 1 | TRUE | wye
18 | LV_261-190_0_5_load_16 | 22 | 0.0083972 | 0.0021045 | 0 | 0 |  | 1 | TRUE | wye
19 | LV_261-190_0_5_load_18 | 23 | 0.0071206 | 0.0017846 | 0 | 0 |  | 1 | TRUE | wye
20 | LV_261-190_0_5_load_21 | 24 | 0.0088498 | 0.002218 | 0 | 0 |  | 1 | TRUE | wye
21 | LV_261-190_0_5_load_23 | 28 | 0.017596 | 0.00441 | 0 | 0 |  | 1 | TRUE | wye
22 | LV_261-190_0_5_load_119 | 29 | 0.0093634 | 0.0023467 | 0 | 0 |  | 1 | TRUE | wye
23 | LV_261-190_0_5_load_140 | 30 | 0.0023323 | 0.00058452 | 0 | 0 |  | 1 | TRUE | wye
24 | LV_261-190_0_5_load_24 | 31 | 0.0052185 | 0.0013079 | 0 | 0 |  | 1 | TRUE | wye
25 | LV_261-190_0_5_load_25 | 32 | 0.0052004 | 0.0013033 | 0 | 0 |  | 1 | TRUE | wye
26 | LV_261-190_0_5_load_27 | 33 | 0.0011148 | 0.0002794 | 0 | 0 |  | 1 | TRUE | wye
27 | LV_261-190_0_5_load_28 | 34 | 0.0037084 | 0.00092942 | 0 | 0 |  | 1 | TRUE | wye
28 | LV_261-190_0_5_load_29 | 36 | 0.0011844 | 0.00029683 | 0 | 0 |  | 1 | TRUE | wye
29 | LV_261-190_0_5_load_30 | 37 | 0.0010821 | 0.0002712 | 0 | 0 |  | 1 | TRUE | wye
30 | LV_261-190_0_5_load_31 | 38 | 0.0048023 | 0.0012036 | 0 | 0 |  | 1 | TRUE | wye
31 | LV_261-190_0_5_load_32 | 39 | 0.0013886 | 0.00034801 | 0 | 0 |  | 1 | TRUE | wye
32 | LV_261-190_0_5_load_33 | 40 | 0.0025831 | 0.00064739 | 0 | 0 |  | 1 | TRUE | wye
33 | LV_261-190_0_5_load_34 | 41 | 0.011205 | 0.0028083 | 0 | 0 |  | 1 | TRUE | wye
34 | LV_261-190_0_5_load_35 | 42 | 0.0034305 | 0.00085976 | 0 | 0 |  | 1 | TRUE | wye
35 | LV_261-190_0_5_load_37 | 44 | 0.0013571 | 0.00034012 | 0 | 0 |  | 1 | TRUE | wye
36 | LV_261-190_0_5_load_38 | 45 | 0.0087672 | 0.0021973 | 0 | 0 |  | 1 | TRUE | wye
37 | LV_261-190_0_5_load_40 | 47 | 0.0025893 | 0.00064894 | 0 | 0 |  | 1 | TRUE | wye
38 | LV_261-190_0_5_load_143 | 48 | 0.0083014 | 0.0020805 | 0 | 0 |  | 1 | TRUE | wye
39 | LV_261-190_0_5_load_142 | 49 | 0.0026819 | 0.00067214 | 0 | 0 |  | 1 | TRUE | wye
40 | LV_261-190_0_5_load_51 | 50 | 0.0028996 | 0.00072671 | 0 | 0 |  | 1 | TRUE | wye
41 | LV_261-190_0_5_load_41 | 51 | 0.0025269 | 0.00063329 | 0 | 0 |  | 1 | TRUE | wye
42 | LV_261-190_0_5_load_42 | 52 | 0.0025264 | 0.00063319 | 0 | 0 |  | 1 | TRUE | wye
43 | LV_261-190_0_5_load_44 | 53 | 0.0024415 | 0.0006119 | 0 | 0 |  | 1 | TRUE | wye
44 | LV_261-190_0_5_load_46 | 54 | 0.0020337 | 0.0005097 | 0 | 0 |  | 1 | TRUE | wye
45 | LV_261-190_0_5_load_47 | 55 | 0.004826 | 0.0012095 | 0 | 0 |  | 1 | TRUE | wye
46 | LV_261-190_0_5_load_50 | 58 | 0.002107 | 0.00052805 | 0 | 0 |  | 1 | TRUE | wye
47 | LV_261-190_0_5_load_56 | 60 | 0.0027146 | 0.00068034 | 0 | 0 |  | 1 | TRUE | wye
48 | LV_261-190_0_5_load_107 | 61 | 0.0021054 | 0.00052766 | 0 | 0 |  | 1 | TRUE | wye
49 | LV_261-190_0_5_load_60 | 62 | 0.00204 | 0.00051128 | 0 | 0 |  | 1 | TRUE | wye
50 | LV_261-190_0_5_load_57 | 63 | 0.0044723 | 0.0011209 | 0 | 0 |  | 1 | TRUE | wye
51 | LV_261-190_0_5_load_105 | 64 | 0.0027143 | 0.00068026 | 0 | 0 |  | 1 | TRUE | wye
52 | LV_261-190_0_5_load_54 | 65 | 0.0089234 | 0.0022364 | 0 | 0 |  | 1 | TRUE | wye
53 | LV_261-190_0_5_load_108 | 66 | 0.002107 | 0.00052805 | 0 | 0 |  | 1 | TRUE | wye
54 | LV_261-190_0_5_load_103 | 67 | 0.0076561 | 0.0019188 | 0 | 0 |  | 1 | TRUE | wye
55 | LV_261-190_0_5_load_58 | 68 | 0.0024048 | 0.0006027 | 0 | 0 |  | 1 | TRUE | wye
56 | LV_261-190_0_5_load_106 | 69 | 0.0031438 | 0.0007879 | 0 | 0 |  | 1 | TRUE | wye
57 | LV_261-190_0_5_load_59 | 70 | 0.0020006 | 0.00050139 | 0 | 0 |  | 1 | TRUE | wye
58 | LV_261-190_0_5_load_69 | 71 | 0.0019989 | 0.00050098 | 0 | 0 |  | 1 | TRUE | wye
59 | LV_261-190_0_5_load_67 | 72 | 0.0029326 | 0.00073498 | 0 | 0 |  | 1 | TRUE | wye
60 | LV_261-190_0_5_load_102 | 73 | 0.0022941 | 0.00057495 | 0 | 0 |  | 1 | TRUE | wye
61 | LV_261-190_0_5_load_61 | 74 | 0.0039314 | 0.0009853 | 0 | 0 |  | 1 | TRUE | wye
62 | LV_261-190_0_5_load_62 | 75 | 0.0043995 | 0.0011026 | 0 | 0 |  | 1 | TRUE | wye
63 | LV_261-190_0_5_load_63 | 76 | 0.0016588 | 0.00041575 | 0 | 0 |  | 1 | TRUE | wye
64 | LV_261-190_0_5_load_64 | 77 | 0.0011137 | 0.00027912 | 0 | 0 |  | 1 | TRUE | wye
65 | LV_261-190_0_5_load_72 | 79 | 0.0022257 | 0.00055783 | 0 | 0 |  | 1 | TRUE | wye
66 | LV_261-190_0_5_load_70 | 81 | 0.0040937 | 0.001026 | 0 | 0 |  | 1 | TRUE | wye
67 | LV_261-190_0_5_load_81 | 82 | 0.0015736 | 0.00039439 | 0 | 0 |  | 1 | TRUE | wye
68 | LV_261-190_0_5_load_78 | 83 | 0.0046017 | 0.0011533 | 0 | 0 |  | 1 | TRUE | wye
69 | LV_261-190_0_5_load_66 | 84 | 0.0027428 | 0.00068741 | 0 | 0 |  | 1 | TRUE | wye
70 | LV_261-190_0_5_load_71 | 86 | 0.0032838 | 0.000823 | 0 | 0 |  | 1 | TRUE | wye
71 | LV_261-190_0_5_load_73 | 87 | 0.0019666 | 0.00049287 | 0 | 0 |  | 1 | TRUE | wye
72 | LV_261-190_0_5_load_74 | 88 | 0.0020216 | 0.00050665 | 0 | 0 |  | 1 | TRUE | wye
73 | LV_261-190_0_5_load_94 | 89 | 0.0024048 | 0.0006027 | 0 | 0 |  | 1 | TRUE | wye
74 | LV_261-190_0_5_load_95 | 90 | 0.0024041 | 0.00060253 | 0 | 0 |  | 1 | TRUE | wye
75 | LV_261-190_0_5_load_75 | 91 | 0.0024907 | 0.00062423 | 0 | 0 |  | 1 | TRUE | wye
76 | LV_261-190_0_5_load_76 | 92 | 0.0043946 | 0.0011014 | 0 | 0 |  | 1 | TRUE | wye
77 | LV_261-190_0_5_load_79 | 94 | 0.0029811 | 0.00074714 | 0 | 0 |  | 1 | TRUE | wye
78 | LV_261-190_0_5_load_86 | 95 | 0.0044945 | 0.0011264 | 0 | 0 |  | 1 | TRUE | wye
79 | LV_261-190_0_5_load_87 | 96 | 0.0037334 | 0.00093568 | 0 | 0 |  | 1 | TRUE | wye
80 | LV_261-190_0_5_load_82 | 97 | 0.0015128 | 0.00037914 | 0 | 0 |  | 1 | TRUE | wye
81 | LV_261-190_0_5_load_83 | 98 | 0.0074538 | 0.0018681 | 0 | 0 |  | 1 | TRUE | wye
82 | LV_261-190_0_5_load_84 | 99 | 0.0094166 | 0.00236 | 0 | 0 |  | 1 | TRUE | wye
83 | LV_261-190_0_5_load_149 | 102 | 0.0013704 | 0.00034346 | 0 | 0 |  | 1 | TRUE | wye
84 | LV_261-190_0_5_load_88 | 103 | 0.0050089 | 0.0012554 | 0 | 0 |  | 1 | TRUE | wye
85 | LV_261-190_0_5_load_89 | 104 | 0.0013725 | 0.00034399 | 0 | 0 |  | 1 | TRUE | wye
86 | LV_261-190_0_5_load_90 | 105 | 0.0018495 | 0.00046353 | 0 | 0 |  | 1 | TRUE | wye
87 | LV_261-190_0_5_load_91 | 106 | 0.0069429 | 0.0017401 | 0 | 0 |  | 1 | TRUE | wye
88 | LV_261-190_0_5_load_152 | 107 | 0.0090952 | 0.0022795 | 0 | 0 |  | 1 | TRUE | wye
89 | LV_261-190_0_5_load_139 | 108 | 0.011977 | 0.0030016 | 0 | 0 |  | 1 | TRUE | wye
90 | LV_261-190_0_5_load_138 | 109 | 0.0048685 | 0.0012202 | 0 | 0 |  | 1 | TRUE | wye
91 | LV_261-190_0_5_load_98 | 110 | 0.0046526 | 0.0011661 | 0 | 0 |  | 1 | TRUE | wye
92 | LV_261-190_0_5_load_96 | 111 | 0.0039262 | 0.00098399 | 0 | 0 |  | 1 | TRUE | wye
93 | LV_261-190_0_5_load_97 | 112 | 0.0034114 | 0.00085498 | 0 | 0 |  | 1 | TRUE | wye
94 | LV_261-190_0_5_load_99 | 113 | 0.0044677 | 0.0011197 | 0 | 0 |  | 1 | TRUE | wye
95 | LV_261-190_0_5_load_100 | 114 | 0.0033271 | 0.00083384 | 0 | 0 |  | 1 | TRUE | wye
96 | LV_261-190_0_5_load_150 | 116 | 0.0077407 | 0.00194 | 0 | 0 |  | 1 | TRUE | wye
97 | LV_261-190_0_5_load_137 | 117 | 0.004871 | 0.0012208 | 0 | 0 |  | 1 | TRUE | wye
98 | LV_261-190_0_5_load_135 | 118 | 0.001842 | 0.00046165 | 0 | 0 |  | 1 | TRUE | wye
99 | LV_261-190_0_5_load_136 | 120 | 0.0018413 | 0.00046147 | 0 | 0 |  | 1 | TRUE | wye
100 | LV_261-190_0_5_load_104 | 121 | 0.0022935 | 0.00057481 | 0 | 0 |  | 1 | TRUE | wye
101 | LV_261-190_0_5_load_124 | 122 | 0.0031438 | 0.0007879 | 0 | 0 |  | 1 | TRUE | wye
102 | LV_261-190_0_5_load_125 | 123 | 0.0021267 | 0.000533 | 0 | 0 |  | 1 | TRUE | wye
103 | LV_261-190_0_5_load_110 | 124 | 0.0021062 | 0.00052787 | 0 | 0 |  | 1 | TRUE | wye
104 | LV_261-190_0_5_load_109 | 125 | 0.0032193 | 0.00080683 | 0 | 0 |  | 1 | TRUE | wye
105 | LV_261-190_0_5_load_111 | 126 | 0.0032195 | 0.00080689 | 0 | 0 |  | 1 | TRUE | wye
106 | LV_261-190_0_5_load_112 | 127 | 0.0051205 | 0.0012833 | 0 | 0 |  | 1 | TRUE | wye
107 | LV_261-190_0_5_load_113 | 128 | 0.0023489 | 0.00058869 | 0 | 0 |  | 1 | TRUE | wye
108 | LV_261-190_0_5_load_120 | 130 | 0.00244 | 0.00061152 | 0 | 0 |  | 1 | TRUE | wye
109 | LV_261-190_0_5_load_121 | 131 | 0.00244 | 0.00061152 | 0 | 0 |  | 1 | TRUE | wye
110 | LV_261-190_0_5_load_122 | 132 | 0.0023451 | 0.00058774 | 0 | 0 |  | 1 | TRUE | wye
111 | LV_261-190_0_5_load_115 | 133 | 0.0080432 | 0.0020158 | 0 | 0 |  | 1 | TRUE | wye
112 | LV_261-190_0_5_load_116 | 134 | 0.0080643 | 0.0020211 | 0 | 0 |  | 1 | TRUE | wye
113 | LV_261-190_0_5_load_126 | 137 | 0.0021275 | 0.00053321 | 0 | 0 |  | 1 | TRUE | wye
114 | LV_261-190_0_5_load_133 | 139 | 0.004894 | 0.0012265 | 0 | 0 |  | 1 | TRUE | wye
115 | LV_261-190_0_5_load_130 | 140 | 0.0057564 | 0.0014427 | 0 | 0 |  | 1 | TRUE | wye
116 | LV_261-190_0_5_load_134 | 141 | 0.0074654 | 0.001871 | 0 | 0 |  | 1 | TRUE | wye
117 | LV_261-190_0_5_load_131 | 142 | 0.0021225 | 0.00053195 | 0 | 0 |  | 1 | TRUE | wye
118 | LV_261-190_0_5_load_132 | 143 | 0.004845 | 0.0012143 | 0 | 0 |  | 1 | TRUE | wye

## ext_grid
| name | bus | vm_pu | va_degree | slack_weight | in_service
0 |  | 59 | 1 | 0 | 1 | TRUE

## line
| name | std_type | from_bus | to_bus | length_km | r_ohm_per_km | x_ohm_per_km | c_nf_per_km | g_us_per_km | max_i_ka | df | parallel | type | in_service
0 | LV_261-190_0_5_line_0 |  | 0 | 1 | 0.0079044 | 0.125 | 0.08 | 261 | 0 | 0.364 | 1 | 1 | cs | TRUE
1 | LV_261-190_0_5_line_1 |  | 0 | 2 | 0.025875 | 0.125 | 0.08 | 261 | 0 | 0.364 | 1 | 1 | cs | TRUE
2 | LV_261-190_0_5_line_2 |  | 1 | 3 | 0.025629 | 0.125 | 0.08 | 261 | 0 | 0.364 | 1 | 1 | cs | TRUE
3 | LV_261-190_0_5_line_3 |  | 2 | 4 | 0.019578 | 0.125 | 0.08 | 261 | 0 | 0.364 | 1 | 1 | cs | TRUE
4 | LV_261-190_0_5_line_4 |  | 2 | 5 | 0.0079191 | 0.125 | 0.08 | 261 | 0 | 0.364 | 1 | 1 | cs | TRUE
5 | LV_261-190_0_5_line_5 |  | 3 | 6 | 0.021868 | 0.125 | 0.08 | 261 | 0 | 0.364 | 1 | 1 | cs | TRUE
6 | LV_261-190_0_5_line_6 |  | 5 | 7 | 0.037178 | 0.125 | 0.08 | 261 | 0 | 0.364 | 1 | 1 | cs | TRUE
7 | LV_261-190_0_5_line_7 |  | 5 | 8 | 0.010793 | 0.125 | 0.08 | 261 | 0 | 0.364 | 1 | 1 | cs | TRUE
8 | LV_261-190_0_5_line_8 |  | 6 | 9 | 0.0085013 | 0.125 | 0.08 | 261 | 0 | 0.364 | 1 | 1 | cs | TRUE
9 | LV_261-190_0_5_line_9 |  | 7 | 10 | 0.00039994 | 0.125 | 0.08 | 261 | 0 | 0.364 | 1 | 1 | cs | TRUE
10 | LV_261-190_0_5_line_10 |  | 8 | 11 | 0.0089848 | 0.125 | 0.08 | 261 | 0 | 0.364 | 1 | 1 | cs | TRUE
11 | LV_261-190_0_5_line_11 |  | 9 | 65 | 0.026821 | 0.125 | 0.08 | 261 | 0 | 0.364 | 1 | 1 | cs | TRUE
12 | LV_261-190_0_5_line_12 |  | 10 | 17 | 0.020475 | 0.125 | 0.08 | 261 | 0 | 0.364 | 1 | 1 | cs | TRUE
13 | LV_261-190_0_5_line_13 |  | 11 | 14 | 0.017466 | 0.125 | 0.08 | 261 | 0 | 0.364 | 1 | 1 | cs | TRUE
14 | LV_261-190_0_5_line_14 |  | 12 | 13 | 0.037251 | 0.125 | 0.08 | 261 | 0 | 0.364 | 1 | 1 | cs | TRUE
15 | LV_261-190_0_5_line_15 |  | 13 | 78 | 0.0082626 | 0.125 | 0.08 | 261 | 0 | 0.364 | 1 | 1 | cs | TRUE
16 | LV_261-190_0_5_line_16 |  | 14 | 15 | 0.02133 | 0.125 | 0.08 | 261 | 0 | 0.364 | 1 | 1 | cs | TRUE
17 | LV_261-190_0_5_line_17 |  | 15 | 16 | 0.0080609 | 0.125 | 0.08 | 261 | 0 | 0.364 | 1 | 1 | cs | TRUE
18 | LV_261-190_0_5_line_18 |  | 16 | 51 | 0.018126 | 0.125 | 0.08 | 261 | 0 | 0.364 | 1 | 1 | cs | TRUE
19 | LV_261-190_0_5_line_19 |  | 17 | 18 | 0.006538 | 0.125 | 0.08 | 261 | 0 | 0.364 | 1 | 1 | cs | TRUE
20 | LV_261-190_0_5_line_20 |  | 18 | 19 | 0.002792 | 0.125 | 0.08 | 261 | 0 | 0.364 | 1 | 1 | cs | TRUE
21 | LV_261-190_0_5_line_21 |  | 18 | 20 | 0.0080039 | 0.125 | 0.08 | 261 | 0 | 0.364 | 1 | 1 | cs | TRUE
22 | LV_261-190_0_5_line_22 |  | 21 | 22 | 0.032629 | 0.125 | 0.08 | 261 | 0 | 0.364 | 1 | 1 | cs | TRUE
23 | LV_261-190_0_5_line_23 |  | 22 | 23 | 0.030095 | 0.125 | 0.08 | 261 | 0 | 0.364 | 1 | 1 | cs | TRUE
24 | LV_261-190_0_5_line_24 |  | 23 | 24 | 0.018512 | 0.125 | 0.08 | 261 | 0 | 0.364 | 1 | 1 | cs | TRUE
25 | LV_261-190_0_5_line_25 |  | 24 | 25 | 0.019627 | 0.125 | 0.08 | 261 | 0 | 0.364 | 1 | 1 | cs | TRUE
26 | LV_261-190_0_5_line_26 |  | 25 | 26 | 0.17797 | 0.125 | 0.08 | 261 | 0 | 0.364 | 1 | 1 | cs | TRUE
27 | LV_261-190_0_5_line_27 |  | 26 | 27 | 0.012405 | 0.125 | 0.08 | 261 | 0 | 0.364 | 1 | 1 | cs | TRUE
28 | LV_261-190_0_5_line_28 |  | 26 | 28 | 0.042932 | 0.125 | 0.08 | 261 | 0 | 0.364 | 1 | 1 | cs | TRUE
29 | LV_261-190_0_5_line_29 |  | 27 | 29 | 0.015199 | 0.125 | 0.08 | 261 | 0 | 0.364 | 1 | 1 | cs | TRUE
30 | LV_261-190_0_5_line_30 |  | 27 | 30 | 0.026711 | 0.125 | 0.08 | 261 | 0 | 0.364 | 1 | 1 | cs | TRUE
31 | LV_261-190_0_5_line_31 |  | 28 | 31 | 0.041765 | 0.125 | 0.08 | 261 | 0 | 0.364 | 1 | 1 | cs | TRUE
32 | LV_261-190_0_5_line_32 |  | 30 | 35 | 0.03297 | 0.125 | 0.08 | 261 | 0 | 0.364 | 1 | 1 | cs | TRUE
33 | LV_261-190_0_5_line_33 |  | 31 | 32 | 0.0010555 | 0.125 | 0.08 | 261 | 0 | 0.364 | 1 | 1 | cs | TRUE
34 | LV_261-190_0_5_line_34 |  | 32 | 33 | 0.038995 | 0.125 | 0.08 | 261 | 0 | 0.364 | 1 | 1 | cs | TRUE
35 | LV_261-190_0_5_line_35 |  | 33 | 34 | 0.0031639 | 0.125 | 0.08 | 261 | 0 | 0.364 | 1 | 1 | cs | TRUE
36 | LV_261-190_0_5_line_36 |  | 34 | 36 | 0.01161 | 0.125 | 0.08 | 261 | 0 | 0.364 | 1 | 1 | cs | TRUE
37 | LV_261-190_0_5_line_37 |  | 35 | 135 | 0.029752 | 0.125 | 0.08 | 261 | 0 | 0.364 | 1 | 1 | cs | TRUE
38 | LV_261-190_0_5_line_38 |  | 36 | 37 | 0.0099071 | 0.125 | 0.08 | 261 | 0 | 0.364 | 1 | 1 | cs | TRUE
39 | LV_261-190_0_5_line_39 |  | 37 | 38 | 0.024791 | 0.125 | 0.08 | 261 | 0 | 0.364 | 1 | 1 | cs | TRUE
40 | LV_261-190_0_5_line_40 |  | 38 | 39 | 0.0079716 | 0.125 | 0.08 | 261 | 0 | 0.364 | 1 | 1 | cs | TRUE
41 | LV_261-190_0_5_line_41 |  | 39 | 40 | 0.0053419 | 0.125 | 0.08 | 261 | 0 | 0.364 | 1 | 1 | cs | TRUE
42 | LV_261-190_0_5_line_42 |  | 41 | 42 | 0.016188 | 0.125 | 0.08 | 261 | 0 | 0.364 | 1 | 1 | cs | TRUE
43 | LV_261-190_0_5_line_43 |  | 41 | 43 | 0.025099 | 0.125 | 0.08 | 261 | 0 | 0.364 | 1 | 1 | cs | TRUE
44 | LV_261-190_0_5_line_44 |  | 42 | 44 | 0.0043297 | 0.125 | 0.08 | 261 | 0 | 0.364 | 1 | 1 | cs | TRUE
45 | LV_261-190_0_5_line_45 |  | 43 | 45 | 0.0041195 | 0.125 | 0.08 | 261 | 0 | 0.364 | 1 | 1 | cs | TRUE
46 | LV_261-190_0_5_line_46 |  | 43 | 46 | 0.016316 | 0.125 | 0.08 | 261 | 0 | 0.364 | 1 | 1 | cs | TRUE
47 | LV_261-190_0_5_line_47 |  | 44 | 47 | 0.0020088 | 0.125 | 0.08 | 261 | 0 | 0.364 | 1 | 1 | cs | TRUE
48 | LV_261-190_0_5_line_48 |  | 46 | 48 | 0.005432 | 0.125 | 0.08 | 261 | 0 | 0.364 | 1 | 1 | cs | TRUE
49 | LV_261-190_0_5_line_49 |  | 46 | 49 | 0.011869 | 0.125 | 0.08 | 261 | 0 | 0.364 | 1 | 1 | cs | TRUE
50 | LV_261-190_0_5_line_50 |  | 49 | 50 | 0.018962 | 0.125 | 0.08 | 261 | 0 | 0.364 | 1 | 1 | cs | TRUE
51 | LV_261-190_0_5_line_51 |  | 50 | 56 | 0.029058 | 0.125 | 0.08 | 261 | 0 | 0.364 | 1 | 1 | cs | TRUE
52 | LV_261-190_0_5_line_52 |  | 51 | 52 | 0.0086972 | 0.125 | 0.08 | 261 | 0 | 0.364 | 1 | 1 | cs | TRUE
53 | LV_261-190_0_5_line_53 |  | 52 | 53 | 0.017927 | 0.125 | 0.08 | 261 | 0 | 0.364 | 1 | 1 | cs | TRUE
54 | LV_261-190_0_5_line_54 |  | 53 | 54 | 0.008911 | 0.125 | 0.08 | 261 | 0 | 0.364 | 1 | 1 | cs | TRUE
55 | LV_261-190_0_5_line_55 |  | 54 | 55 | 0.025055 | 0.125 | 0.08 | 261 | 0 | 0.364 | 1 | 1 | cs | TRUE
56 | LV_261-190_0_5_line_56 |  | 55 | 56 | 0.017877 | 0.125 | 0.08 | 261 | 0 | 0.364 | 1 | 1 | cs | TRUE
57 | LV_261-190_0_5_line_57 |  | 56 | 57 | 0.005009 | 0.125 | 0.08 | 261 | 0 | 0.364 | 1 | 2 | cs | TRUE
58 | LV_261-190_0_5_line_58 |  | 56 | 58 | 0.019049 | 0.125 | 0.08 | 261 | 0 | 0.364 | 1 | 2 | cs | TRUE
59 | LV_261-190_0_5_line_59 |  | 57 | 59 | 0.009255 | 0.125 | 0.08 | 261 | 0 | 0.364 | 1 | 2 | cs | TRUE
60 | LV_261-190_0_5_line_60 |  | 57 | 60 | 0.084199 | 0.125 | 0.08 | 261 | 0 | 0.364 | 1 | 1 | cs | TRUE
61 | LV_261-190_0_5_line_61 |  | 58 | 61 | 0.0078656 | 0.125 | 0.08 | 261 | 0 | 0.364 | 1 | 2 | cs | TRUE
62 | LV_261-190_0_5_line_62 |  | 59 | 62 | 0.048456 | 0.125 | 0.08 | 261 | 0 | 0.364 | 1 | 1 | cs | TRUE
63 | LV_261-190_0_5_line_63 |  | 59 | 63 | 0.032925 | 0.125 | 0.08 | 261 | 0 | 0.364 | 1 | 2 | cs | TRUE
64 | LV_261-190_0_5_line_64 |  | 60 | 64 | 0.0094571 | 0.125 | 0.08 | 261 | 0 | 0.364 | 1 | 1 | cs | TRUE
65 | LV_261-190_0_5_line_65 |  | 61 | 66 | 0.0078656 | 0.125 | 0.08 | 261 | 0 | 0.364 | 1 | 2 | cs | TRUE
66 | LV_261-190_0_5_line_66 |  | 62 | 67 | 0.00051951 | 0.125 | 0.08 | 261 | 0 | 0.364 | 1 | 1 | cs | TRUE
67 | LV_261-190_0_5_line_67 |  | 63 | 68 | 0.0091825 | 0.125 | 0.08 | 261 | 0 | 0.364 | 1 | 2 | cs | TRUE
68 | LV_261-190_0_5_line_68 |  | 64 | 69 | 0.017549 | 0.125 | 0.08 | 261 | 0 | 0.364 | 1 | 1 | cs | TRUE
69 | LV_261-190_0_5_line_69 |  | 66 | 124 | 0.0078659 | 0.125 | 0.08 | 261 | 0 | 0.364 | 1 | 2 | cs | TRUE
70 | LV_261-190_0_5_line_70 |  | 67 | 73 | 0.0063138 | 0.125 | 0.08 | 261 | 0 | 0.364 | 1 | 1 | cs | TRUE
71 | LV_261-190_0_5_line_71 |  | 68 | 70 | 0.001399 | 0.125 | 0.08 | 261 | 0 | 0.364 | 1 | 2 | cs | TRUE
72 | LV_261-190_0_5_line_72 |  | 69 | 122 | 0.0095138 | 0.125 | 0.08 | 261 | 0 | 0.364 | 1 | 1 | cs | TRUE
73 | LV_261-190_0_5_line_73 |  | 70 | 71 | 0.00027451 | 0.125 | 0.08 | 261 | 0 | 0.364 | 1 | 2 | cs | TRUE
74 | LV_261-190_0_5_line_74 |  | 71 | 72 | 0.013302 | 0.125 | 0.08 | 261 | 0 | 0.364 | 1 | 2 | cs | TRUE
75 | LV_261-190_0_5_line_75 |  | 72 | 84 | 0.005272 | 0.125 | 0.08 | 261 | 0 | 0.364 | 1 | 2 | cs | TRUE
76 | LV_261-190_0_5_line_76 |  | 73 | 121 | 0.00043823 | 0.125 | 0.08 | 261 | 0 | 0.364 | 1 | 1 | cs | TRUE
77 | LV_261-190_0_5_line_77 |  | 74 | 75 | 0.00030897 | 0.125 | 0.08 | 261 | 0 | 0.364 | 1 | 1 | cs | TRUE
78 | LV_261-190_0_5_line_78 |  | 74 | 76 | 0.018363 | 0.125 | 0.08 | 261 | 0 | 0.364 | 1 | 1 | cs | TRUE
79 | LV_261-190_0_5_line_79 |  | 75 | 77 | 0.017568 | 0.125 | 0.08 | 261 | 0 | 0.364 | 1 | 1 | cs | TRUE
80 | LV_261-190_0_5_line_80 |  | 76 | 78 | 0.0044178 | 0.125 | 0.08 | 261 | 0 | 0.364 | 1 | 1 | cs | TRUE
81 | LV_261-190_0_5_line_81 |  | 77 | 79 | 0.0061551 | 0.125 | 0.08 | 261 | 0 | 0.364 | 1 | 1 | cs | TRUE
82 | LV_261-190_0_5_line_82 |  | 78 | 80 | 0.004288 | 0.125 | 0.08 | 261 | 0 | 0.364 | 1 | 1 | cs | TRUE
83 | LV_261-190_0_5_line_83 |  | 79 | 81 | 0.011522 | 0.125 | 0.08 | 261 | 0 | 0.364 | 1 | 1 | cs | TRUE
84 | LV_261-190_0_5_line_84 |  | 80 | 82 | 0.05007 | 0.125 | 0.08 | 261 | 0 | 0.364 | 1 | 1 | cs | TRUE
85 | LV_261-190_0_5_line_85 |  | 80 | 83 | 0.018973 | 0.125 | 0.08 | 261 | 0 | 0.364 | 1 | 1 | cs | TRUE
86 | LV_261-190_0_5_line_86 |  | 81 | 85 | 0.013464 | 0.125 | 0.08 | 261 | 0 | 0.364 | 1 | 1 | cs | TRUE
87 | LV_261-190_0_5_line_87 |  | 82 | 97 | 0.0089363 | 0.125 | 0.08 | 261 | 0 | 0.364 | 1 | 1 | cs | TRUE
88 | LV_261-190_0_5_line_88 |  | 83 | 92 | 0.0011417 | 0.125 | 0.08 | 261 | 0 | 0.364 | 1 | 1 | cs | TRUE
89 | LV_261-190_0_5_line_89 |  | 84 | 85 | 0.031325 | 0.125 | 0.08 | 261 | 0 | 0.364 | 1 | 2 | cs | TRUE
90 | LV_261-190_0_5_line_90 |  | 85 | 86 | 0.013196 | 0.125 | 0.08 | 261 | 0 | 0.364 | 1 | 1 | cs | TRUE
91 | LV_261-190_0_5_line_91 |  | 86 | 87 | 0.01062 | 0.125 | 0.08 | 261 | 0 | 0.364 | 1 | 1 | cs | TRUE
92 | LV_261-190_0_5_line_92 |  | 87 | 88 | 0.021442 | 0.125 | 0.08 | 261 | 0 | 0.364 | 1 | 1 | cs | TRUE
93 | LV_261-190_0_5_line_93 |  | 88 | 89 | 0.005427 | 0.125 | 0.08 | 261 | 0 | 0.364 | 1 | 1 | cs | TRUE
94 | LV_261-190_0_5_line_94 |  | 89 | 90 | 0.0045435 | 0.125 | 0.08 | 261 | 0 | 0.364 | 1 | 1 | cs | TRUE
95 | LV_261-190_0_5_line_95 |  | 90 | 110 | 0.019711 | 0.125 | 0.08 | 261 | 0 | 0.364 | 1 | 1 | cs | TRUE
96 | LV_261-190_0_5_line_96 |  | 91 | 92 | 0.034977 | 0.125 | 0.08 | 261 | 0 | 0.364 | 1 | 1 | cs | TRUE
97 | LV_261-190_0_5_line_97 |  | 91 | 93 | 0.013562 | 0.125 | 0.08 | 261 | 0 | 0.364 | 1 | 1 | cs | TRUE
98 | LV_261-190_0_5_line_98 |  | 93 | 94 | 0.013002 | 0.125 | 0.08 | 261 | 0 | 0.364 | 1 | 1 | cs | TRUE
99 | LV_261-190_0_5_line_99 |  | 94 | 95 | 0.011993 | 0.125 | 0.08 | 261 | 0 | 0.364 | 1 | 1 | cs | TRUE
100 | LV_261-190_0_5_line_100 |  | 95 | 96 | 0.014769 | 0.125 | 0.08 | 261 | 0 | 0.364 | 1 | 1 | cs | TRUE
101 | LV_261-190_0_5_line_101 |  | 96 | 103 | 0.019976 | 0.125 | 0.08 | 261 | 0 | 0.364 | 1 | 1 | cs | TRUE
102 | LV_261-190_0_5_line_102 |  | 97 | 98 | 0.036406 | 0.125 | 0.08 | 261 | 0 | 0.364 | 1 | 1 | cs | TRUE
103 | LV_261-190_0_5_line_103 |  | 98 | 99 | 0.038727 | 0.125 | 0.08 | 261 | 0 | 0.364 | 1 | 1 | cs | TRUE
104 | LV_261-190_0_5_line_104 |  | 100 | 101 | 0.00292 | 0.125 | 0.08 | 261 | 0 | 0.364 | 1 | 1 | cs | TRUE
105 | LV_261-190_0_5_line_105 |  | 100 | 102 | 0.005729 | 0.125 | 0.08 | 261 | 0 | 0.364 | 1 | 1 | cs | TRUE
106 | LV_261-190_0_5_line_106 |  | 101 | 107 | 0.017509 | 0.125 | 0.08 | 261 | 0 | 0.364 | 1 | 1 | cs | TRUE
107 | LV_261-190_0_5_line_107 |  | 103 | 104 | 0.0033839 | 0.125 | 0.08 | 261 | 0 | 0.364 | 1 | 1 | cs | TRUE
108 | LV_261-190_0_5_line_108 |  | 104 | 105 | 0.0074658 | 0.125 | 0.08 | 261 | 0 | 0.364 | 1 | 1 | cs | TRUE
109 | LV_261-190_0_5_line_109 |  | 105 | 106 | 0.011917 | 0.125 | 0.08 | 261 | 0 | 0.364 | 1 | 1 | cs | TRUE
110 | LV_261-190_0_5_line_110 |  | 107 | 119 | 0.078555 | 0.125 | 0.08 | 261 | 0 | 0.364 | 1 | 1 | cs | TRUE
111 | LV_261-190_0_5_line_111 |  | 108 | 109 | 0.032962 | 0.125 | 0.08 | 261 | 0 | 0.364 | 1 | 1 | cs | TRUE
112 | LV_261-190_0_5_line_112 |  | 109 | 117 | 0.015443 | 0.125 | 0.08 | 261 | 0 | 0.364 | 1 | 1 | cs | TRUE
113 | LV_261-190_0_5_line_113 |  | 110 | 111 | 0.0036271 | 0.125 | 0.08 | 261 | 0 | 0.364 | 1 | 1 | cs | TRUE
114 | LV_261-190_0_5_line_114 |  | 111 | 112 | 0.021441 | 0.125 | 0.08 | 261 | 0 | 0.364 | 1 | 1 | cs | TRUE
115 | LV_261-190_0_5_line_115 |  | 112 | 113 | 0.005334 | 0.125 | 0.08 | 261 | 0 | 0.364 | 1 | 1 | cs | TRUE
116 | LV_261-190_0_5_line_116 |  | 113 | 114 | 0.026928 | 0.125 | 0.08 | 261 | 0 | 0.364 | 1 | 1 | cs | TRUE
117 | LV_261-190_0_5_line_117 |  | 114 | 115 | 0.013861 | 0.125 | 0.08 | 261 | 0 | 0.364 | 1 | 1 | cs | TRUE
118 | LV_261-190_0_5_line_118 |  | 114 | 116 | 0.081155 | 0.125 | 0.08 | 261 | 0 | 0.364 | 1 | 1 | cs | TRUE
119 | LV_261-190_0_5_line_119 |  | 115 | 117 | 0.01661 | 0.125 | 0.08 | 261 | 0 | 0.364 | 1 | 1 | cs | TRUE
120 | LV_261-190_0_5_line_120 |  | 115 | 118 | 0.038151 | 0.125 | 0.08 | 261 | 0 | 0.364 | 1 | 1 | cs | TRUE
121 | LV_261-190_0_5_line_121 |  | 116 | 119 | 0.015891 | 0.125 | 0.08 | 261 | 0 | 0.364 | 1 | 1 | cs | TRUE
122 | LV_261-190_0_5_line_122 |  | 118 | 120 | 8.5385e-05 | 0.125 | 0.08 | 261 | 0 | 0.364 | 1 | 1 | cs | TRUE
123 | LV_261-190_0_5_line_123 |  | 120 | 143 | 8.6544e-05 | 0.125 | 0.08 | 261 | 0 | 0.364 | 1 | 1 | cs | TRUE
124 | LV_261-190_0_5_line_124 |  | 122 | 123 | 0.016581 | 0.125 | 0.08 | 261 | 0 | 0.364 | 1 | 1 | cs | TRUE
125 | LV_261-190_0_5_line_125 |  | 123 | 137 | 0.0081143 | 0.125 | 0.08 | 261 | 0 | 0.364 | 1 | 1 | cs | TRUE
126 | LV_261-190_0_5_line_126 |  | 124 | 125 | 0.017798 | 0.125 | 0.08 | 261 | 0 | 0.364 | 1 | 2 | cs | TRUE
127 | LV_261-190_0_5_line_127 |  | 125 | 126 | 0.011919 | 0.125 | 0.08 | 261 | 0 | 0.364 | 1 | 2 | cs | TRUE
128 | LV_261-190_0_5_line_128 |  | 126 | 127 | 0.019625 | 0.125 | 0.08 | 261 | 0 | 0.364 | 1 | 2 | cs | TRUE
129 | LV_261-190_0_5_line_129 |  | 127 | 128 | 0.018787 | 0.125 | 0.08 | 261 | 0 | 0.364 | 1 | 2 | cs | TRUE
130 | LV_261-190_0_5_line_130 |  | 128 | 129 | 0.01738 | 0.125 | 0.08 | 261 | 0 | 0.364 | 1 | 2 | cs | TRUE
131 | LV_261-190_0_5_line_131 |  | 129 | 130 | 0.010567 | 0.125 | 0.08 | 261 | 0 | 0.364 | 1 | 1 | cs | TRUE
132 | LV_261-190_0_5_line_132 |  | 129 | 131 | 0.015852 | 0.125 | 0.08 | 261 | 0 | 0.364 | 1 | 1 | cs | TRUE
133 | LV_261-190_0_5_line_133 |  | 130 | 132 | 4.8275e-08 | 0.125 | 0.08 | 261 | 0 | 0.364 | 1 | 1 | cs | TRUE
134 | LV_261-190_0_5_line_134 |  | 132 | 136 | 0.020556 | 0.125 | 0.08 | 261 | 0 | 0.364 | 1 | 1 | cs | TRUE
135 | LV_261-190_0_5_line_135 |  | 133 | 134 | 0.018946 | 0.125 | 0.08 | 261 | 0 | 0.364 | 1 | 1 | cs | TRUE
136 | LV_261-190_0_5_line_136 |  | 134 | 135 | 0.013189 | 0.125 | 0.08 | 261 | 0 | 0.364 | 1 | 1 | cs | TRUE
137 | LV_261-190_0_5_line_137 |  | 135 | 136 | 0.017507 | 0.125 | 0.08 | 261 | 0 | 0.364 | 1 | 1 | cs | TRUE
138 | LV_261-190_0_5_line_138 |  | 138 | 139 | 0.016967 | 0.125 | 0.08 | 261 | 0 | 0.364 | 1 | 1 | cs | TRUE
139 | LV_261-190_0_5_line_139 |  | 138 | 140 | 0.015081 | 0.125 | 0.08 | 261 | 0 | 0.364 | 1 | 1 | cs | TRUE
140 | LV_261-190_0_5_line_140 |  | 139 | 141 | 0.0048972 | 0.125 | 0.08 | 261 | 0 | 0.364 | 1 | 1 | cs | TRUE
141 | LV_261-190_0_5_line_141 |  | 140 | 142 | 0.02469 | 0.125 | 0.08 | 261 | 0 | 0.364 | 1 | 1 | cs | TRUE
142 | LV_261-190_0_5_line_142 |  | 142 | 143 | 0.0096744 | 0.125 | 0.08 | 261 | 0 | 0.364 | 1 | 1 | cs | TRUE

## trafo
| name | std_type | hv_bus | lv_bus | sn_mva | vn_hv_kv | vn_lv_kv | vk_percent | vkr_percent | pfe_kw | i0_percent | shift_degree | tap_side | tap_neutral | tap_min | tap_max | tap_step_percent | tap_step_degree | tap_pos | tap_phase_shifter | parallel | df | in_service
0 | LV_261-190_0_5_trafo_55 | 0.63 MVA 20/0.4 kV | 144 | 59 | 0.63 | 20 | 0.4 | 6 | 1.206 | 1.65 | 0.2619 | 150 | hv | 0 | -2 | 2 | 2.5 | 0 | 0 | FALSE | 1 | 1 | TRUE

## line_geodata
| x0 | y0 | x1 | y1 | x2 | y2 | x3 | y3 | x4 | y4 | x5 | y5 | x6 | y6 | x7 | y7 | x8 | y8 | x9 | y9 | x10 | y10 | x11 | y11 | x12 | y12 | x13 | y13 | x14 | y14 | x15 | y15 | x16 | y16 | x17 | y17 | x18 | y18 | x19 | y19 | x20 | y20 | x21 | y21 | x22 | y22 | x23 | y23 | x24 | y24 | x25 | y25
0 | 2681108.197 | 1250126.1459 | 2681116.084 | 1250125.6217
1 | 2681082.3937 | 1250128.069 | 2681091.3571 | 1250127.4134 | 2681104.6291 | 1250126.3831 | 2681108.197 | 1250126.1459
2 | 2681116.084 | 1250125.6217 | 2681128.0708 | 1250124.8249 | 2681134.618 | 1250124.7367 | 2681141.6766 | 1250125.1048
3 | 2681082.3937 | 1250128.069 | 2681082.6394 | 1250130.5298 | 2681082.7255 | 1250131.4094 | 2681078.7118 | 1250131.7436 | 2681078.8353 | 1250143.9371
4 | 2681082.3937 | 1250128.069 | 2681082.1352 | 1250125.4413 | 2681081.9757 | 1250123.8602 | 2681085.6496 | 1250123.5213
5 | 2681141.6766 | 1250125.1048 | 2681150.8089 | 1250125.5811 | 2681163.4674 | 1250126.8598
6 | 2681085.6496 | 1250123.5213 | 2681085.1875 | 1250114.2637 | 2681083.4465 | 1250086.4094
7 | 2681085.6496 | 1250123.5213 | 2681096.3966 | 1250122.5268
8 | 2681171.9257 | 1250127.7143 | 2681163.4674 | 1250126.8598
9 | 2681083.4465 | 1250086.4094 | 2681083.4216 | 1250086.0102
10 | 2681105.3432 | 1250121.6989 | 2681096.3966 | 1250122.5268
11 | 2681171.9257 | 1250127.7143 | 2681198.611 | 1250130.4099
12 | 2681082.1468 | 1250065.575 | 2681082.5923 | 1250072.742 | 2681083.4216 | 1250086.0102
13 | 2681105.3432 | 1250121.6989 | 2681117.5741 | 1250120.567 | 2681122.7496 | 1250120.2918
14 | 2681137.293 | 1250208.8452 | 2681115.54 | 1250206.258 | 2681100.2042 | 1250205.7289
15 | 2681145.4944 | 1250209.8484 | 2681139.5249 | 1250209.1106 | 2681137.293 | 1250208.8452
16 | 2681144.0567 | 1250120.0283 | 2681134.3702 | 1250119.674 | 2681122.7496 | 1250120.2918
17 | 2681152.0707 | 1250120.8956 | 2681144.0898 | 1250120.0295 | 2681144.0567 | 1250120.0283
18 | 2681152.0707 | 1250120.8956 | 2681170.091 | 1250122.8513
19 | 2681081.3825 | 1250059.082 | 2681081.416 | 1250059.3938 | 2681081.7542 | 1250062.2672 | 2681082.093 | 1250065.0962 | 2681082.1468 | 1250065.575
20 | 2681081.3825 | 1250059.082 | 2681084.1719 | 1250058.8311
21 | 2681081.3825 | 1250059.082 | 2681074.3524 | 1250059.6974 | 2681073.4092 | 1250059.7811
22 | 2681137.9781 | 1249974.2152 | 2681148.1926 | 1249971.5426 | 2681152.1589 | 1249975.7778 | 2681153.6367 | 1249975.9315 | 2681167.7037 | 1249971.39
23 | 2681167.7037 | 1249971.39 | 2681186.4443 | 1249965.3396 | 2681196.3933 | 1249962.3028
24 | 2681214.0837 | 1249956.8495 | 2681204.9217 | 1249959.6996 | 2681196.3933 | 1249962.3028
25 | 2681226.6975 | 1249946.4326 | 2681226.5929 | 1249952.9582 | 2681214.0837 | 1249956.8495
26 | 2681226.6975 | 1249946.4326 | 2681229.4852 | 1249945.7591 | 2681248.7048 | 1249939.9627 | 2681262.0946 | 1249936.4325 | 2681267.6239 | 1249935.1518 | 2681288.2415 | 1249930.3754 | 2681294.6465 | 1249929.1067 | 2681301.182 | 1249934.8339 | 2681301.9846 | 1249937.9694 | 2681302.3255 | 1249940.0868 | 2681309.433 | 1249948.6906 | 2681309.711 | 1249950.4402 | 2681310.3033 | 1249953.495 | 2681308.8743 | 1249953.6422 | 2681308.7195 | 1249952.8172 | 2681308.3526 | 1249950.9441 | 2681308.1766 | 1249950.0188 | 2681306.768 | 1249950.322 | 2681307.8319 | 1249955.874 | 2681309.3401 | 1249964.8124 | 2681312.7305 | 1249980.1925 | 2681311.1755 | 1249980.716 | 2681311.8433 | 1249990.9216 | 2681308.7495 | 1250002.888 | 2681307.4909 | 1250012.0775 | 2681300.9357 | 1250014.9453
27 | 2681300.9357 | 1250014.9453 | 2681302.7749 | 1250019.5628 | 2681305.5037 | 1250026.4831
28 | 2681300.9357 | 1250014.9453 | 2681287.5193 | 1250020.4209 | 2681272.783 | 1250026.3454 | 2681260.9353 | 1250030.5111
29 | 2681305.5037 | 1250026.4831 | 2681301.5793 | 1250029.109 | 2681291.8417 | 1250032.9745
30 | 2681305.5037 | 1250026.4831 | 2681308.7149 | 1250025.2151 | 2681311.2426 | 1250029.186 | 2681314.0325 | 1250032.7492 | 2681318.426 | 1250036.1008 | 2681326.2555 | 1250039.4106
31 | 2681260.9353 | 1250030.5111 | 2681249.8026 | 1250034.4253 | 2681227.9329 | 1250039.6962 | 2681220.758 | 1250041.7694
32 | 2681358.5622 | 1250044.4021 | 2681341.7177 | 1250043.8483 | 2681337.2343 | 1250042.0966 | 2681326.2555 | 1250039.4106
33 | 2681219.744 | 1250042.0624 | 2681220.758 | 1250041.7694
34 | 2681219.744 | 1250042.0624 | 2681219.0792 | 1250042.2545 | 2681209.5792 | 1250044.5928 | 2681192.3165 | 1250047.5585 | 2681181.4716 | 1250049.4225
35 | 2681178.3128 | 1250049.603 | 2681181.4716 | 1250049.4225 | 2681181.4716 | 1250049.4225
36 | 2681178.3128 | 1250049.603 | 2681166.7216 | 1250050.2654
37 | 2681358.5622 | 1250044.4021 | 2681358.9636 | 1250056.9502 | 2681358.2839 | 1250072.9082 | 2681358.3426 | 1250074.1322
38 | 2681166.7216 | 1250050.2654 | 2681165.7775 | 1250050.3193 | 2681156.8495 | 1250051.0938
39 | 2681132.1679 | 1250053.4177 | 2681148.9508 | 1250051.7789 | 2681156.8495 | 1250051.0938
40 | 2681132.1679 | 1250053.4177 | 2681131.7739 | 1250053.4562 | 2681131.887 | 1250057.3273 | 2681131.9042 | 1250061.0302
41 | 2681126.5761 | 1250061.4131 | 2681131.9042 | 1250061.0302 | 2681131.9042 | 1250061.0302
42 | 2681242.9792 | 1250069.8715 | 2681227.0915 | 1250072.9759 | 2681227.0915 | 1250072.9759
43 | 2681267.0578 | 1250062.8272 | 2681263.6065 | 1250063.9919 | 2681244.8517 | 1250069.5056 | 2681242.9792 | 1250069.8715
44 | 2681225.3044 | 1250069.0322 | 2681227.0915 | 1250072.9759
45 | 2681267.0578 | 1250062.8272 | 2681265.5984 | 1250058.9749
46 | 2681267.0578 | 1250062.8272 | 2681269.8701 | 1250070.2602 | 2681272.8812 | 1250078.0739
47 | 2681224.4752 | 1250067.2024 | 2681225.3044 | 1250069.0322
48 | 2681278.3151 | 1250077.6814 | 2681272.8812 | 1250078.0739
49 | 2681272.8812 | 1250078.0739 | 2681266.3829 | 1250083.3999 | 2681264.0347 | 1250085.9505
50 | 2681264.0347 | 1250085.9505 | 2681259.3164 | 1250091.0753 | 2681255.1787 | 1250102.3354
51 | 2681248.1939 | 1250130.2407 | 2681248.8134 | 1250126.3575 | 2681248.9954 | 1250119.1435 | 2681253.1205 | 1250107.9362 | 2681255.1787 | 1250102.3354
52 | 2681178.7375 | 1250123.7897 | 2681170.091 | 1250122.8513
53 | 2681178.7375 | 1250123.7897 | 2681196.5598 | 1250125.724
54 | 2681196.5598 | 1250125.724 | 2681205.4188 | 1250126.6854
55 | 2681230.362 | 1250129.0476 | 2681208.8186 | 1250127.0544 | 2681205.4188 | 1250126.6854
56 | 2681248.1939 | 1250130.2407 | 2681238.5886 | 1250129.8088 | 2681230.362 | 1250129.0476
57 | 2681248.1939 | 1250130.2407 | 2681247.2808 | 1250135.1652
58 | 2681248.1939 | 1250130.2407 | 2681264.6001 | 1250130.2545 | 2681267.2147 | 1250129.8673
59 | 2681247.2808 | 1250135.1652 | 2681246.6529 | 1250138.5591 | 2681252.4432 | 1250139.15
60 | 2681247.2808 | 1250135.1652 | 2681264.9274 | 1250134.4621 | 2681284.5438 | 1250132.1627 | 2681330.9128 | 1250125.9199
61 | 2681267.2147 | 1250129.8673 | 2681274.9955 | 1250128.7151
62 | 2681252.4432 | 1250139.15 | 2681261.9297 | 1250139.4358 | 2681271.6461 | 1250138.3793 | 2681300.5134 | 1250134.0396
63 | 2681252.4432 | 1250139.15 | 2681251.9195 | 1250144.3022 | 2681250.984 | 1250144.256 | 2681244.85 | 1250143.9495 | 2681237.249 | 1250163.1686
64 | 2681330.9128 | 1250125.9199 | 2681340.2853 | 1250124.6581
65 | 2681274.9955 | 1250128.7151 | 2681282.7763 | 1250127.563
66 | 2681300.5134 | 1250134.0396 | 2681301.0271 | 1250133.9624
67 | 2681237.249 | 1250163.1686 | 2681235.5818 | 1250167.3842 | 2681233.9328 | 1250171.7311
68 | 2681357.6777 | 1250122.3165 | 2681340.2853 | 1250124.6581
69 | 2681282.7763 | 1250127.563 | 2681290.5573 | 1250126.4107
70 | 2681307.2708 | 1250133.0238 | 2681301.0271 | 1250133.9624
71 | 2681233.9328 | 1250171.7311 | 2681233.4366 | 1250173.0391
72 | 2681357.6777 | 1250122.3165 | 2681367.1065 | 1250121.0471
73 | 2681233.4366 | 1250173.0391 | 2681233.3393 | 1250173.2958
74 | 2681228.6214 | 1250185.7325 | 2681233.3393 | 1250173.2958
75 | 2681226.7515 | 1250190.6618 | 2681228.6214 | 1250185.7325
76 | 2681307.2708 | 1250133.0238 | 2681307.7041 | 1250132.9587
77 | 2681168.4101 | 1250212.6812 | 2681168.1035 | 1250212.6432
78 | 2681149.8789 | 1250210.3904 | 2681168.1035 | 1250212.6432
79 | 2681185.8453 | 1250214.8364 | 2681168.4101 | 1250212.6812
80 | 2681145.4944 | 1250209.8484 | 2681149.8789 | 1250210.3904
81 | 2681185.8453 | 1250214.8364 | 2681190.3107 | 1250215.3884 | 2681191.9385 | 1250215.6913
82 | 2681145.0434 | 1250214.1121 | 2681145.4944 | 1250209.8484
83 | 2681203.2659 | 1250217.7989 | 2681191.9385 | 1250215.6913
84 | 2681145.0434 | 1250214.1121 | 2681183.46 | 1250218.8972 | 2681194.7005 | 1250220.5176
85 | 2681145.0434 | 1250214.1121 | 2681144.5274 | 1250218.1636 | 2681142.8614 | 1250232.9587
86 | 2681216.5026 | 1250220.2619 | 2681203.2659 | 1250217.7989
87 | 2681203.5021 | 1250222.0407 | 2681199.3138 | 1250221.1827 | 2681194.7005 | 1250220.5176
88 | 2681142.7337 | 1250234.0932 | 2681142.8614 | 1250232.9587
89 | 2681216.5026 | 1250220.2619 | 2681216.8958 | 1250219.122 | 2681225.8843 | 1250192.948 | 2681226.7515 | 1250190.6618
90 | 2681216.5026 | 1250220.2619 | 2681229.2444 | 1250223.696
91 | 2681229.2444 | 1250223.696 | 2681239.4984 | 1250226.4596
92 | 2681260.0183 | 1250232.6636 | 2681246.3656 | 1250228.3104 | 2681239.4984 | 1250226.4596
93 | 2681260.0183 | 1250232.6636 | 2681265.1889 | 1250234.3122
94 | 2681265.1889 | 1250234.3122 | 2681269.5177 | 1250235.6925
95 | 2681288.2974 | 1250241.6804 | 2681269.5177 | 1250235.6925
96 | 2681131.925 | 1250260.4178 | 2681133.6398 | 1250247.4139 | 2681141.1321 | 1250248.3172 | 2681142.7337 | 1250234.0932
97 | 2681130.1519 | 1250273.8635 | 2681131.925 | 1250260.4178
98 | 2681130.1519 | 1250273.8635 | 2681134.9379 | 1250274.4628 | 2681142.9416 | 1250276.1442
99 | 2681142.9416 | 1250276.1442 | 2681154.6782 | 1250278.6097
100 | 2681169.0227 | 1250282.1064 | 2681160.0219 | 1250279.7323 | 2681154.6782 | 1250278.6097
101 | 2681169.0227 | 1250282.1064 | 2681184.9672 | 1250286.3121 | 2681188.2234 | 1250287.5571
102 | 2681203.5021 | 1250222.0407 | 2681214.379 | 1250224.2691 | 2681238.6814 | 1250231.3137
103 | 2681238.6814 | 1250231.3137 | 2681256.6568 | 1250236.5242 | 2681275.6792 | 1250242.7392
104 | 2681418.1267 | 1250301.9548 | 2681416.8523 | 1250304.5837
105 | 2681418.1267 | 1250301.9548 | 2681423.5674 | 1250303.7976
106 | 2681401.0808 | 1250296.8836 | 2681416.8523 | 1250304.5837
107 | 2681191.384 | 1250288.7656 | 2681188.2234 | 1250287.5571
108 | 2681198.3575 | 1250291.432 | 2681191.384 | 1250288.7656
109 | 2681209.489 | 1250295.6882 | 2681198.3575 | 1250291.432
110 | 2681401.0808 | 1250296.8836 | 2681337.1557 | 1250342.5399
111 | 2681419.1209 | 1250278.5852 | 2681395.1813 | 1250269.082 | 2681388.1516 | 1250267.5019
112 | 2681373.0841 | 1250264.1149 | 2681388.1516 | 1250267.5019
113 | 2681291.7516 | 1250242.7869 | 2681291.3703 | 1250242.6602 | 2681288.2974 | 1250241.6804
114 | 2681291.7516 | 1250242.7869 | 2681312.0988 | 1250249.5482
115 | 2681317.1607 | 1250251.2302 | 2681312.0988 | 1250249.5482
116 | 2681317.1607 | 1250251.2302 | 2681319.3285 | 1250251.9505 | 2681343.3611 | 1250257.4045
117 | 2681356.8781 | 1250260.4721 | 2681343.3611 | 1250257.4045
118 | 2681343.3611 | 1250257.4045 | 2681322.6836 | 1250335.8809
119 | 2681356.8781 | 1250260.4721 | 2681373.0841 | 1250264.1149
120 | 2681356.8781 | 1250260.4721 | 2681357.4928 | 1250257.4894 | 2681361.3442 | 1250232.6906 | 2681363.3072 | 1250224.4448 | 2681363.5291 | 1250222.9275
121 | 2681322.6836 | 1250335.8809 | 2681337.1557 | 1250342.5399
122 | 2681363.5415 | 1250222.843 | 2681363.5291 | 1250222.9275
123 | 2681363.554 | 1250222.7574 | 2681363.5415 | 1250222.843
124 | 2681367.1065 | 1250121.0471 | 2681375.3051 | 1250119.9433 | 2681383.5254 | 1250118.739
125 | 2681391.554 | 1250117.5629 | 2681383.5254 | 1250118.739
126 | 2681308.1633 | 1250123.8036 | 2681290.5573 | 1250126.4107
127 | 2681308.1633 | 1250123.8036 | 2681312.2927 | 1250123.1922 | 2681319.9724 | 1250122.193
128 | 2681339.4329 | 1250119.6612 | 2681319.9724 | 1250122.193
129 | 2681339.4329 | 1250119.6612 | 2681358.0631 | 1250117.2373
130 | 2681375.2976 | 1250114.9951 | 2681358.0631 | 1250117.2373
131 | 2681375.2976 | 1250114.9951 | 2681373.9445 | 1250104.5151
132 | 2681375.2976 | 1250114.9951 | 2681390.9928 | 1250112.7719
133 | 2681373.9445 | 1250104.515 | 2681373.9445 | 1250104.5151
134 | 2681371.3124 | 1250084.1287 | 2681373.9445 | 1250104.515
135 | 2681326.4474 | 1250078.0498 | 2681345.252 | 1250075.7401
136 | 2681358.3426 | 1250074.1322 | 2681345.252 | 1250075.7401
137 | 2681371.3124 | 1250084.1287 | 2681367.256 | 1250079.325 | 2681358.4312 | 1250075.9236 | 2681358.3426 | 1250074.1322
138 | 2681375.9423 | 1250180.1855 | 2681372.9164 | 1250177.8644 | 2681359.7656 | 1250177.5947
139 | 2681375.9423 | 1250180.1855 | 2681373.9132 | 1250188.8418 | 2681373.13 | 1250194.9817
140 | 2681354.8694 | 1250177.4942 | 2681359.7656 | 1250177.5947
141 | 2681373.13 | 1250194.9817 | 2681372.1871 | 1250202.3726 | 2681371.5761 | 1250206.7341 | 2681365.9985 | 1250206.0459 | 2681364.9543 | 1250213.1849
142 | 2681363.554 | 1250222.7574 | 2681364.9543 | 1250213.1849

## bus_geodata
| x | y | coords
0 | 2681108.197 | 1250126.1459
1 | 2681116.084 | 1250125.6217
2 | 2681082.3937 | 1250128.069
3 | 2681141.6766 | 1250125.1048
4 | 2681078.8353 | 1250143.9371
5 | 2681085.6496 | 1250123.5213
6 | 2681163.4674 | 1250126.8598
7 | 2681083.4465 | 1250086.4094
8 | 2681096.3966 | 1250122.5268
9 | 2681171.9257 | 1250127.7143
10 | 2681083.4216 | 1250086.0102
11 | 2681105.3432 | 1250121.6989
12 | 2681100.2042 | 1250205.7289
13 | 2681137.293 | 1250208.8452
14 | 2681122.7496 | 1250120.2918
15 | 2681144.0567 | 1250120.0283
16 | 2681152.0707 | 1250120.8956
17 | 2681082.1468 | 1250065.575
18 | 2681081.3825 | 1250059.082
19 | 2681084.172 | 1250058.8311
20 | 2681073.4092 | 1250059.7811
21 | 2681137.9781 | 1249974.2152
22 | 2681167.7037 | 1249971.39
23 | 2681196.3933 | 1249962.3028
24 | 2681214.0837 | 1249956.8495
25 | 2681226.6975 | 1249946.4326
26 | 2681300.9357 | 1250014.9453
27 | 2681305.5037 | 1250026.4831
28 | 2681260.9353 | 1250030.5111
29 | 2681291.8417 | 1250032.9745
30 | 2681326.2555 | 1250039.4106
31 | 2681220.758 | 1250041.7694
32 | 2681219.744 | 1250042.0624
33 | 2681181.4716 | 1250049.4225
34 | 2681178.3128 | 1250049.603
35 | 2681358.5622 | 1250044.4021
36 | 2681166.7216 | 1250050.2654
37 | 2681156.8495 | 1250051.0938
38 | 2681132.1679 | 1250053.4177
39 | 2681131.9042 | 1250061.0302
40 | 2681126.5761 | 1250061.4131
41 | 2681242.9792 | 1250069.8715
42 | 2681227.0915 | 1250072.9759
43 | 2681267.0578 | 1250062.8272
44 | 2681225.3044 | 1250069.0322
45 | 2681265.5984 | 1250058.9749
46 | 2681272.8812 | 1250078.0739
47 | 2681224.4752 | 1250067.2024
48 | 2681278.3151 | 1250077.6814
49 | 2681264.0347 | 1250085.9505
50 | 2681255.1787 | 1250102.3354
51 | 2681170.091 | 1250122.8513
52 | 2681178.7375 | 1250123.7897
53 | 2681196.5598 | 1250125.724
54 | 2681205.4188 | 1250126.6854
55 | 2681230.362 | 1250129.0476
56 | 2681248.1939 | 1250130.2407
57 | 2681247.2808 | 1250135.1652
58 | 2681267.2147 | 1250129.8673
59 | 2681252.4432 | 1250139.15
60 | 2681330.9128 | 1250125.9199
61 | 2681274.9955 | 1250128.7151
62 | 2681300.5134 | 1250134.0396
63 | 2681237.249 | 1250163.1686
64 | 2681340.2853 | 1250124.6581
65 | 2681198.611 | 1250130.4099
66 | 2681282.7763 | 1250127.563
67 | 2681301.0271 | 1250133.9624
68 | 2681233.9328 | 1250171.7311
69 | 2681357.6777 | 1250122.3165
70 | 2681233.4366 | 1250173.0391
71 | 2681233.3393 | 1250173.2958
72 | 2681228.6214 | 1250185.7325
73 | 2681307.2708 | 1250133.0238
74 | 2681168.1035 | 1250212.6432
75 | 2681168.4101 | 1250212.6812
76 | 2681149.8789 | 1250210.3904
77 | 2681185.8453 | 1250214.8364
78 | 2681145.4944 | 1250209.8484
79 | 2681191.9385 | 1250215.6913
80 | 2681145.0434 | 1250214.1121
81 | 2681203.2659 | 1250217.7989
82 | 2681194.7005 | 1250220.5176
83 | 2681142.8614 | 1250232.9587
84 | 2681226.7515 | 1250190.6618
85 | 2681216.5026 | 1250220.2619
86 | 2681229.2444 | 1250223.696
87 | 2681239.4984 | 1250226.4596
88 | 2681260.0183 | 1250232.6636
89 | 2681265.1889 | 1250234.3122
90 | 2681269.5177 | 1250235.6925
91 | 2681131.925 | 1250260.4178
92 | 2681142.7337 | 1250234.0932
93 | 2681130.1519 | 1250273.8635
94 | 2681142.9416 | 1250276.1442
95 | 2681154.6782 | 1250278.6097
96 | 2681169.0227 | 1250282.1064
97 | 2681203.5021 | 1250222.0407
98 | 2681238.6814 | 1250231.3137
99 | 2681275.6792 | 1250242.7392
100 | 2681418.1267 | 1250301.9548
101 | 2681416.8523 | 1250304.5837
102 | 2681423.5674 | 1250303.7976
103 | 2681188.2233 | 1250287.5571
104 | 2681191.384 | 1250288.7656
105 | 2681198.3575 | 1250291.432
106 | 2681209.489 | 1250295.6882
107 | 2681401.0808 | 1250296.8836
108 | 2681419.1209 | 1250278.5852
109 | 2681388.1516 | 1250267.5019
110 | 2681288.2974 | 1250241.6804
111 | 2681291.7516 | 1250242.7869
112 | 2681312.0988 | 1250249.5482
113 | 2681317.1607 | 1250251.2302
114 | 2681343.3611 | 1250257.4045
115 | 2681356.8781 | 1250260.4721
116 | 2681322.6836 | 1250335.8809
117 | 2681373.0841 | 1250264.1149
118 | 2681363.5291 | 1250222.9275
119 | 2681337.1557 | 1250342.5399
120 | 2681363.5415 | 1250222.843
121 | 2681307.7041 | 1250132.9587
122 | 2681367.1065 | 1250121.0471
123 | 2681383.5254 | 1250118.739
124 | 2681290.5573 | 1250126.4107
125 | 2681308.1633 | 1250123.8036
126 | 2681319.9724 | 1250122.193
127 | 2681339.4329 | 1250119.6612
128 | 2681358.0631 | 1250117.2373
129 | 2681375.2976 | 1250114.9951
130 | 2681373.9445 | 1250104.5151
131 | 2681390.9928 | 1250112.7719
132 | 2681373.9445 | 1250104.515
133 | 2681326.4474 | 1250078.0498
134 | 2681345.252 | 1250075.7401
135 | 2681358.3426 | 1250074.1322
136 | 2681371.3124 | 1250084.1287
137 | 2681391.554 | 1250117.5629
138 | 2681375.9423 | 1250180.1855
139 | 2681359.7656 | 1250177.5947
140 | 2681373.13 | 1250194.9817
141 | 2681354.8694 | 1250177.4942
142 | 2681364.9543 | 1250213.1849
143 | 2681363.554 | 1250222.7574
144 | 2681247.2808 | 1250135.1652

## line_std_types
| c_nf_per_km | r_ohm_per_km | x_ohm_per_km | max_i_ka | type | q_mm2 | alpha | voltage_rating
NAYY 4x50 SE | 210 | 0.642 | 0.083 | 0.142 | cs | 50 | 0.00403 | LV
NAYY 4x120 SE | 264 | 0.225 | 0.08 | 0.242 | cs | 120 | 0.00403 | LV
NAYY 4x150 SE | 261 | 0.208 | 0.08 | 0.27 | cs | 150 | 0.00403 | LV
NA2XS2Y 1x95 RM/25 12/20 kV | 216 | 0.313 | 0.132 | 0.252 | cs | 95 | 0.00403 | MV
NA2XS2Y 1x185 RM/25 12/20 kV | 273 | 0.161 | 0.117 | 0.362 | cs | 185 | 0.00403 | MV
NA2XS2Y 1x240 RM/25 12/20 kV | 304 | 0.122 | 0.112 | 0.421 | cs | 240 | 0.00403 | MV
NA2XS2Y 1x95 RM/25 6/10 kV | 315 | 0.313 | 0.123 | 0.249 | cs | 95 | 0.00403 | MV
NA2XS2Y 1x185 RM/25 6/10 kV | 406 | 0.161 | 0.11 | 0.358 | cs | 185 | 0.00403 | MV
NA2XS2Y 1x240 RM/25 6/10 kV | 456 | 0.122 | 0.105 | 0.416 | cs | 240 | 0.00403 | MV
NA2XS2Y 1x150 RM/25 12/20 kV | 250 | 0.206 | 0.116 | 0.319 | cs | 150 | 0.00403 | MV
NA2XS2Y 1x120 RM/25 12/20 kV | 230 | 0.253 | 0.119 | 0.283 | cs | 120 | 0.00403 | MV
NA2XS2Y 1x70 RM/25 12/20 kV | 190 | 0.443 | 0.132 | 0.22 | cs | 70 | 0.00403 | MV
NA2XS2Y 1x150 RM/25 6/10 kV | 360 | 0.206 | 0.11 | 0.315 | cs | 150 | 0.00403 | MV
NA2XS2Y 1x120 RM/25 6/10 kV | 340 | 0.253 | 0.113 | 0.28 | cs | 120 | 0.00403 | MV
NA2XS2Y 1x70 RM/25 6/10 kV | 280 | 0.443 | 0.123 | 0.217 | cs | 70 | 0.00403 | MV
N2XS(FL)2Y 1x120 RM/35 64/110 kV | 112 | 0.153 | 0.166 | 0.366 | cs | 120 | 0.00393 | HV
N2XS(FL)2Y 1x185 RM/35 64/110 kV | 125 | 0.099 | 0.156 | 0.457 | cs | 185 | 0.00393 | HV
N2XS(FL)2Y 1x240 RM/35 64/110 kV | 135 | 0.075 | 0.149 | 0.526 | cs | 240 | 0.00393 | HV
N2XS(FL)2Y 1x300 RM/35 64/110 kV | 144 | 0.06 | 0.144 | 0.588 | cs | 300 | 0.00393 | HV
15-AL1/3-ST1A 0.4 | 11 | 1.8769 | 0.35 | 0.105 | ol | 16 | 0.00403 | LV
24-AL1/4-ST1A 0.4 | 11.25 | 1.2012 | 0.335 | 0.14 | ol | 24 | 0.00403 | LV
48-AL1/8-ST1A 0.4 | 12.2 | 0.5939 | 0.3 | 0.21 | ol | 48 | 0.00403 | LV
94-AL1/15-ST1A 0.4 | 13.2 | 0.306 | 0.29 | 0.35 | ol | 94 | 0.00403 | LV
34-AL1/6-ST1A 10.0 | 9.7 | 0.8342 | 0.36 | 0.17 | ol | 34 | 0.00403 | MV
48-AL1/8-ST1A 10.0 | 10.1 | 0.5939 | 0.35 | 0.21 | ol | 48 | 0.00403 | MV
70-AL1/11-ST1A 10.0 | 10.4 | 0.4132 | 0.339 | 0.29 | ol | 70 | 0.00403 | MV
94-AL1/15-ST1A 10.0 | 10.75 | 0.306 | 0.33 | 0.35 | ol | 94 | 0.00403 | MV
122-AL1/20-ST1A 10.0 | 11.1 | 0.2376 | 0.323 | 0.41 | ol | 122 | 0.00403 | MV
149-AL1/24-ST1A 10.0 | 11.25 | 0.194 | 0.315 | 0.47 | ol | 149 | 0.00403 | MV
34-AL1/6-ST1A 20.0 | 9.15 | 0.8342 | 0.382 | 0.17 | ol | 34 | 0.00403 | MV
48-AL1/8-ST1A 20.0 | 9.5 | 0.5939 | 0.372 | 0.21 | ol | 48 | 0.00403 | MV
70-AL1/11-ST1A 20.0 | 9.7 | 0.4132 | 0.36 | 0.29 | ol | 70 | 0.00403 | MV
94-AL1/15-ST1A 20.0 | 10 | 0.306 | 0.35 | 0.35 | ol | 94 | 0.00403 | MV
122-AL1/20-ST1A 20.0 | 10.3 | 0.2376 | 0.344 | 0.41 | ol | 122 | 0.00403 | MV
149-AL1/24-ST1A 20.0 | 10.5 | 0.194 | 0.337 | 0.47 | ol | 149 | 0.00403 | MV
184-AL1/30-ST1A 20.0 | 10.75 | 0.1571 | 0.33 | 0.535 | ol | 184 | 0.00403 | MV
243-AL1/39-ST1A 20.0 | 11 | 0.1188 | 0.32 | 0.645 | ol | 243 | 0.00403 | MV
48-AL1/8-ST1A 110.0 | 8 | 0.5939 | 0.46 | 0.21 | ol | 48 | 0.00403 | HV
70-AL1/11-ST1A 110.0 | 8.4 | 0.4132 | 0.45 | 0.29 | ol | 70 | 0.00403 | HV
94-AL1/15-ST1A 110.0 | 8.65 | 0.306 | 0.44 | 0.35 | ol | 94 | 0.00403 | HV
122-AL1/20-ST1A 110.0 | 8.5 | 0.2376 | 0.43 | 0.41 | ol | 122 | 0.00403 | HV
149-AL1/24-ST1A 110.0 | 8.75 | 0.194 | 0.41 | 0.47 | ol | 149 | 0.00403 | HV
184-AL1/30-ST1A 110.0 | 8.8 | 0.1571 | 0.4 | 0.535 | ol | 184 | 0.00403 | HV
243-AL1/39-ST1A 110.0 | 9 | 0.1188 | 0.39 | 0.645 | ol | 243 | 0.00403 | HV
305-AL1/39-ST1A 110.0 | 9.2 | 0.0949 | 0.38 | 0.74 | ol | 305 | 0.00403 | HV
490-AL1/64-ST1A 110.0 | 9.75 | 0.059 | 0.37 | 0.96 | ol | 490 | 0.00403 | HV
679-AL1/86-ST1A 110.0 | 9.95 | 0.042 | 0.36 | 1.15 | ol | 679 | 0.00403 | HV
490-AL1/64-ST1A 220.0 | 10 | 0.059 | 0.285 | 0.96 | ol | 490 | 0.00403 | HV
679-AL1/86-ST1A 220.0 | 11.7 | 0.042 | 0.275 | 1.15 | ol | 679 | 0.00403 | HV
490-AL1/64-ST1A 380.0 | 11 | 0.059 | 0.253 | 0.96 | ol | 490 | 0.00403 | HV
679-AL1/86-ST1A 380.0 | 14.6 | 0.042 | 0.25 | 1.15 | ol | 679 | 0.00403 | HV

## trafo_std_types
| i0_percent | pfe_kw | vkr_percent | sn_mva | vn_lv_kv | vn_hv_kv | vk_percent | shift_degree | vector_group | tap_side | tap_neutral | tap_min | tap_max | tap_step_degree | tap_step_percent | tap_phase_shifter
160 MVA 380/110 kV | 0.06 | 60 | 0.25 | 160 | 110 | 380 | 12.2 | 0 | Yy0 | hv | 0 | -9 | 9 | 0 | 1.5 | FALSE
100 MVA 220/110 kV | 0.06 | 55 | 0.26 | 100 | 110 | 220 | 12 | 0 | Yy0 | hv | 0 | -9 | 9 | 0 | 1.5 | FALSE
63 MVA 110/20 kV | 0.04 | 22 | 0.32 | 63 | 20 | 110 | 18 | 150 | YNd5 | hv | 0 | -9 | 9 | 0 | 1.5 | FALSE
40 MVA 110/20 kV | 0.05 | 18 | 0.34 | 40 | 20 | 110 | 16.2 | 150 | YNd5 | hv | 0 | -9 | 9 | 0 | 1.5 | FALSE
25 MVA 110/20 kV | 0.07 | 14 | 0.41 | 25 | 20 | 110 | 12 | 150 | YNd5 | hv | 0 | -9 | 9 | 0 | 1.5 | FALSE
63 MVA 110/10 kV | 0.04 | 22 | 0.32 | 63 | 10 | 110 | 18 | 150 | YNd5 | hv | 0 | -9 | 9 | 0 | 1.5 | FALSE
40 MVA 110/10 kV | 0.05 | 18 | 0.34 | 40 | 10 | 110 | 16.2 | 150 | YNd5 | hv | 0 | -9 | 9 | 0 | 1.5 | FALSE
25 MVA 110/10 kV | 0.07 | 14 | 0.41 | 25 | 10 | 110 | 12 | 150 | YNd5 | hv | 0 | -9 | 9 | 0 | 1.5 | FALSE
0.25 MVA 20/0.4 kV | 0.32 | 0.8 | 1.44 | 0.25 | 0.4 | 20 | 6 | 150 | Yzn5 | hv | 0 | -2 | 2 | 0 | 2.5 | FALSE
0.4 MVA 20/0.4 kV | 0.3375 | 1.35 | 1.425 | 0.4 | 0.4 | 20 | 6 | 150 | Dyn5 | hv | 0 | -2 | 2 | 0 | 2.5 | FALSE
0.63 MVA 20/0.4 kV | 0.2619 | 1.65 | 1.206 | 0.63 | 0.4 | 20 | 6 | 150 | Dyn5 | hv | 0 | -2 | 2 | 0 | 2.5 | FALSE
0.25 MVA 10/0.4 kV | 0.24 | 0.6 | 1.2 | 0.25 | 0.4 | 10 | 4 | 150 | Dyn5 | hv | 0 | -2 | 2 | 0 | 2.5 | FALSE
0.4 MVA 10/0.4 kV | 0.2375 | 0.95 | 1.325 | 0.4 | 0.4 | 10 | 4 | 150 | Dyn5 | hv | 0 | -2 | 2 | 0 | 2.5 | FALSE
0.63 MVA 10/0.4 kV | 0.1873 | 1.18 | 1.0794 | 0.63 | 0.4 | 10 | 4 | 150 | Dyn5 | hv | 0 | -2 | 2 | 0 | 2.5 | FALSE

## trafo3w_std_types
| sn_hv_mva | sn_mv_mva | sn_lv_mva | vn_hv_kv | vn_mv_kv | vn_lv_kv | vk_hv_percent | vk_mv_percent | vk_lv_percent | vkr_hv_percent | vkr_mv_percent | vkr_lv_percent | pfe_kw | i0_percent | shift_mv_degree | shift_lv_degree | vector_group | tap_side | tap_neutral | tap_min | tap_max | tap_step_percent
63/25/38 MVA 110/20/10 kV | 63 | 25 | 38 | 110 | 20 | 10 | 10.4 | 10.4 | 10.4 | 0.28 | 0.32 | 0.35 | 35 | 0.89 | 0 | 0 | YN0yn0yn0 | hv | 0 | -10 | 10 | 1.2
63/25/38 MVA 110/10/10 kV | 63 | 25 | 38 | 110 | 10 | 10 | 10.4 | 10.4 | 10.4 | 0.28 | 0.32 | 0.35 | 35 | 0.89 | 0 | 0 | YN0yn0yn0 | hv | 0 | -10 | 10 | 1.2

## fuse_std_types
| fuse_type | i_rated_a | t_avg | t_min | t_total | x_avg | x_min | x_total
HV 100A | HV 100A | 100 | 0 | [10.0, 3.64, 0.854, 0.281, 0.1, 0.0531, 0.022, 0.01] | [10.0, 4.267, 1.21, 0.403, 0.1, 0.058, 0.022, 0.01] | 0 | [300.0, 350.0, 450.0, 550.0, 700.0, 850.0, 1200.0, 1752.0] | [600.0, 700.0, 900.0, 1150.0, 1665.0, 2000.0, 3000.0, 4313.0]
HV 10A | HV 10A | 10 | 0 | [10.0, 1675.0, 0.344, 0.156, 0.1, 0.0417, 0.0171, 0.01] | [10.0, 1.3, 0.3, 0.155, 0.1, 0.0555, 0.023, 0.01] | 0 | [30.0, 32.0, 35.0, 37.0, 39.0, 50.0, 70.0, 88.0] | [60.0, 70.0, 80.0, 87.0, 94.0, 110.0, 150.0, 216.0]
HV 125A | HV 125A | 125 | 0 | [10.0, 1.82, 0.344, 0.1, 0.0467, 0.0269, 0.01] | [10.0, 2.478, 0.426, 0.1, 0.0427, 0.0211, 0.01] | 0 | [375.0, 500.0, 700.0, 925.0, 1200.0, 1500.0, 2341.0] | [750.0, 1000.0, 1500.0, 2200.0, 3000.0, 4000.0, 5765.0]
HV 160A | HV 160A | 160 | 0 | [10.0, 4.15, 1.03, 0.198, 0.1, 0.051, 0.0172, 0.01] | [10.0, 2.3, 0.734, 0.274, 0.1, 0.046, 0.0177, 0.01] | 0 | [480.0, 550.0, 700.0, 1000.0, 1260.0, 1600.0, 2500.0, 3227.0] | [960.0, 1300.0, 1700.0, 2200.0, 2996.0, 4000.0, 6000.0, 7946.0]
HV 16A | HV 16A | 16 | 0 | [10.0, 0.352, 0.164, 0.1, 0.0649, 0.0342, 0.01] | [10.0, 2.34, 0.722, 0.181, 0.1, 0.055, 0.0296, 0.01] | 0 | [48.0, 60.0, 65.0, 71.0, 80.0, 100.0, 162.0] | [96.0, 110.0, 125.0, 150.0, 168.0, 200.0, 250.0, 398.0]
HV 200A | HV 200A | 200 | 0 | [10.0, 4.267, 1.21, 0.403, 0.1, 0.058, 0.022, 0.01] | [10.0, 3.73, 1.654, 0.328, 0.1, 0.0531, 0.019, 0.01] | 0 | [600.0, 700.0, 900.0, 1150.0, 1665.0, 2000.0, 3000.0, 4313.0] | [1200.0, 1500.0, 1800.0, 2700.0, 3960.0, 5000.0, 7500.0, 10620.0]
HV 20A | HV 20A | 20 | 0 | [10.0, 1.3, 0.3, 0.155, 0.1, 0.0555, 0.023, 0.01] | [10.0, 1.3, 0.161, 0.1, 0.0611, 0.0399, 0.0141, 0.01] | 0 | [60.0, 70.0, 80.0, 87.0, 94.0, 110.0, 150.0, 216.0] | [120.0, 150.0, 200.0, 223.0, 260.0, 300.0, 450.0, 532.0]
HV 25A | HV 25A | 25 | 0 | [10.0, 2.512, 0.833, 0.299, 0.1, 0.0372, 0.0223, 0.01] | [10.0, 3.125, 0.597, 0.198, 0.1, 0.0378, 0.022, 0.01] | 0 | [75.0, 82.0, 90.0, 100.0, 124.0, 170.0, 200.0, 289.0] | [150.0, 170.0, 210.0, 250.0, 294.0, 400.0, 500.0, 711.0]
HV 31.5A | HV 31.5A | 31.5 | 0 | [10.0, 2.34, 0.722, 0.181, 0.1, 0.055, 0.0296, 0.01] | [10.0, 2.84, 0.368, 0.164, 0.1, 0.0621, 0.0378, 0.0195, 0.01] | 0 | [95.0, 110.0, 125.0, 150.0, 165.0, 200.0, 250.0, 390.0] | [189.0, 220.0, 300.0, 350.0, 393.0, 450.0, 530.0, 700.0, 960.0]
HV 40A | HV 40A | 40 | 0 | [10.0, 1.3, 0.161, 0.1, 0.0611, 0.0399, 0.0141, 0.01] | [10.0, 2.05, 0.369, 0.198, 0.1, 0.051, 0.0298, 0.01] | 0 | [120.0, 150.0, 200.0, 223.0, 260.0, 300.0, 450.0, 532.0] | [240.0, 300.0, 400.0, 450.0, 530.0, 650.0, 800.0, 1311.0]
HV 50A | HV 50A | 50 | 0 | [10.0, 3.215, 0.597, 0.198, 0.1, 0.0378, 0.022, 0.01] | [10.0, 3.64, 0.854, 0.281, 0.1, 0.0531, 0.022, 0.01] | 0 | [150.0, 170.0, 210.0, 250.0, 294.0, 400.0, 500.0, 711.0] | [300.0, 350.0, 450.0, 550.0, 700.0, 850.0, 1200.0, 1752.0]
HV 6.3A | HV 6.3A | 6.3 | 0 | [10.0, 1.39, 0.344, 0.168, 0.1, 0.056, 0.0263, 0.01] | [10.0, 1.711, 0.516, 0.198, 0.1, 0.0634, 0.0303, 0.01] | 0 | [19.0, 19.5, 20.4, 20.8, 22.0, 25.0, 32.0, 48.0] | [38.0, 40.0, 43.0, 48.0, 53.0, 60.0, 75.0, 118.0]
HV 63A | HV 63A | 63 | 0 | [10.0, 2.84, 0.368, 0.164, 0.1, 0.0621, 0.0378, 0.0195, 0.01] | [10.0, 1.82, 0.344, 0.1, 0.0467, 0.0269, 0.01] | 0 | [189.0, 220.0, 300.0, 350.0, 393.0, 450.0, 530.0, 700.0, 961.0] | [378.0, 500.0, 700.0, 934.0, 1200.0, 1500.0, 2366.0]
HV 80A | HV 80A | 80 | 0 | [10.0, 2.05, 0.369, 0.198, 0.1, 0.051, 0.0298, 0.01] | [10.0, 4.15, 1.03, 0.198, 0.1, 0.051, 0.0172, 0.01] | 0 | [240.0, 300.0, 400.0, 450.0, 530.0, 650.0, 800.0, 1311.0] | [480.0, 550.0, 700.0, 1000.0, 1260.0, 1600.0, 2500.0, 3227.0]
Siemens NH-1-100 | Siemens NH-1-100 | 100 | [5400.0, 2000.0, 400.0, 20.0, 1.0, 0.2, 0.012, 0.004] | 0 | 0 | [150.0, 190.0, 250.0, 430.0, 900.0, 1250.0, 2700.0, 3600.0] | 0 | 0
Siemens NH-1-125 | Siemens NH-1-125 | 125 | [4800.0, 120.0, 7.0, 0.1, 0.004] | 0 | 0 | [180.0, 400.0, 740.0, 2000.0, 4250.0] | 0 | 0
Siemens NH-1-16 | Siemens NH-1-16 | 16 | [4000.0, 400.0, 2.0, 0.1, 0.04, 0.01] | 0 | 0 | [26.0, 35.0, 75.0, 150.0, 200.0, 300.0] | 0 | 0
Siemens NH-1-160 | Siemens NH-1-160 | 160 | [4800.0, 120.0, 7.0, 0.1, 0.004] | 0 | 0 | [210.0, 500.0, 900.0, 2300.0, 5000.0] | 0 | 0
Siemens NH-1-25 | Siemens NH-1-25 | 25 | [4000.0, 1000.0, 10.0, 0.2, 0.02, 0.01] | 0 | 0 | [40.0, 50.0, 100.0, 210.0, 400.0, 500.0] | 0 | 0
Siemens NH-1-50 | Siemens NH-1-50 | 50 | [4000.0, 40.0, 4.0, 1.0, 0.02, 0.01] | 0 | 0 | [86.0, 200.0, 300.0, 400.0, 1000.0, 1280.0] | 0 | 0
Siemens NH-1-63 | Siemens NH-1-63 | 63 | [4000.0, 100.0, 10.0, 2.0, 0.04, 0.01] | 0 | 0 | [100.0, 200.0, 300.0, 400.0, 1000.0, 1500.0] | 0 | 0
Siemens NH-1-80 | Siemens NH-1-80 | 80 | [4800.0, 120.0, 7.0, 0.1, 0.01] | 0 | 0 | [150.58, 250.0, 450.0, 1150.0, 2470.0] | 0 | 0
Siemens NH-2-1000 | Siemens NH-2-1000 | 1000 | [4800.0, 120.0, 7.0, 0.1, 0.004] | 0 | 0 | [1900.0, 3500.0, 8400.0, 24000.0, 52000.0] | 0 | 0
Siemens NH-2-200 | Siemens NH-2-200 | 200 | [4800.0, 120.0, 7.0, 0.1, 0.004] | 0 | 0 | [280.0, 650.0, 1200.0, 3000.0, 7000.0] | 0 | 0
Siemens NH-2-224 | Siemens NH-2-224 | 224 | [4800.0, 120.0, 7.0, 0.2, 0.04, 0.004] | 0 | 0 | [400.0, 750.0, 1453.0, 3025.0, 4315.0, 7600.0] | 0 | 0
Siemens NH-2-250 | Siemens NH-2-250 | 250 | [4800.0, 120.0, 7.0, 0.1, 0.004] | 0 | 0 | [450.0, 800.0, 1650.0, 4000.0, 8500.0] | 0 | 0
Siemens NH-2-315 | Siemens NH-2-315 | 315 | [4800.0, 120.0, 7.0, 0.1, 0.004] | 0 | 0 | [550.0, 920.0, 1900.0, 5000.0, 11000.0] | 0 | 0
Siemens NH-2-355 | Siemens NH-2-355 | 355 | [4800.0, 120.0, 6.0, 0.1, 0.004] | 0 | 0 | [650.0, 1116.27, 2350.0, 5840.0, 12790.0] | 0 | 0
Siemens NH-2-400 | Siemens NH-2-400 | 400 | [4800.0, 120.0, 7.0, 0.1, 0.004] | 0 | 0 | [720.0, 1350.0, 2800.0, 6500.0, 15000.0] | 0 | 0
Siemens NH-2-425 | Siemens NH-2-425 | 425 | [4800.0, 120.0, 7.0, 0.1, 0.004] | 0 | 0 | [850.0, 1500.0, 3050.0, 7500.0, 16500.0] | 0 | 0
Siemens NH-2-630 | Siemens NH-2-630 | 630 | [4800.0, 120.0, 7.0, 0.1, 0.004] | 0 | 0 | [1200.0, 2000.0, 4800.0, 12000.0, 26000.0] | 0 | 0

## res_bus
| vm_pu | va_degree | p_mw | q_mvar
0 | 0.99144 | -0.16439 | 0.0019299 | 0.00048368
1 | 0.9913 | -0.16711 | 0.0019569 | 0.00049044
2 | 0.99195 | -0.15461 | 0 | 0
3 | 0.99089 | -0.17503 | 0.0044364 | 0.0011119
4 | 0.99192 | -0.15504 | 0.0012439 | 0.00031174
5 | 0.99211 | -0.15145 | 0 | 0
6 | 0.99063 | -0.18008 | 0.0020604 | 0.00051638
7 | 0.99187 | -0.1561 | 0.0012136 | 0.00030415
8 | 0.9924 | -0.14579 | 0.0015397 | 0.0003859
9 | 0.99055 | -0.18173 | 0.0020062 | 0.0005028
10 | 0.99187 | -0.15614 | 0.0012124 | 0.00030385
11 | 0.99266 | -0.14083 | 0.0025861 | 0.00064815
12 | 0.98547 | -0.27869 | 0.0090126 | 0.0022588
13 | 0.98578 | -0.27267 | 0.0066511 | 0.0016669
14 | 0.9932 | -0.13041 | 0.0022312 | 0.00055919
15 | 0.9939 | -0.11686 | 0.0024269 | 0.00060823
16 | 0.99418 | -0.1114 | 0.0024948 | 0.00062525
17 | 0.99178 | -0.15782 | 0 | 0
18 | 0.99175 | -0.15836 | 0 | 0
19 | 0.99175 | -0.1585 | 0.0028264 | 0.00070835
20 | 0.99174 | -0.15862 | 0.0018111 | 0.00045391
21 | 0.97035 | -0.57244 | 0.0097308 | 0.0024388
22 | 0.97064 | -0.56657 | 0.0083972 | 0.0021045
23 | 0.97115 | -0.55648 | 0.0071206 | 0.0017846
24 | 0.97159 | -0.54784 | 0.0088498 | 0.002218
25 | 0.97221 | -0.53549 | 0 | 0
26 | 0.97788 | -0.42422 | 0 | 0
27 | 0.97878 | -0.4066 | 0 | 0
28 | 0.97613 | -0.45862 | 0.017596 | 0.00441
29 | 0.97865 | -0.40919 | 0.0093634 | 0.0023467
30 | 0.98096 | -0.36425 | 0.0023323 | 0.00058452
31 | 0.97511 | -0.47873 | 0.0052185 | 0.0013079
32 | 0.97509 | -0.47913 | 0.0052004 | 0.0013033
33 | 0.97451 | -0.49048 | 0.0011148 | 0.0002794
34 | 0.97447 | -0.49134 | 0.0037084 | 0.00092942
35 | 0.98371 | -0.31083 | 0 | 0
36 | 0.97435 | -0.49369 | 0.0011844 | 0.00029683
37 | 0.97426 | -0.49549 | 0.0010821 | 0.0002712
38 | 0.97406 | -0.49948 | 0.0048023 | 0.0012036
39 | 0.97403 | -0.50006 | 0.0013886 | 0.00034801
40 | 0.97401 | -0.50032 | 0.0025831 | 0.00064739
41 | 0.99544 | -0.087348 | 0.011205 | 0.0028083
42 | 0.99533 | -0.089449 | 0.0034305 | 0.00085976
43 | 0.99587 | -0.079148 | 0 | 0
44 | 0.99532 | -0.08975 | 0.0013571 | 0.00034012
45 | 0.99583 | -0.079783 | 0.0087672 | 0.0021973
46 | 0.99627 | -0.071308 | 0 | 0
47 | 0.99531 | -0.089841 | 0.0025893 | 0.00064894
48 | 0.99623 | -0.0721 | 0.0083014 | 0.0020805
49 | 0.99666 | -0.06388 | 0.0026819 | 0.00067214
50 | 0.99732 | -0.051134 | 0.0028996 | 0.00072671
51 | 0.99486 | -0.098328 | 0.0025269 | 0.00063329
52 | 0.99521 | -0.091678 | 0.0025264 | 0.00063319
53 | 0.99596 | -0.077189 | 0.0024415 | 0.0006119
54 | 0.99635 | -0.069613 | 0.0020337 | 0.0005097
55 | 0.99751 | -0.04745 | 0.004826 | 0.0012095
56 | 0.99841 | -0.03016 | 0 | 0
57 | 0.99894 | -0.020011 | 0 | 0
58 | 0.99721 | -0.052731 | 0.002107 | 0.00052805
59 | 1 | 0 | -0.47803 | -0.1218
60 | 0.99772 | -0.043532 | 0.0027146 | 0.00068034
61 | 0.99673 | -0.061921 | 0.0021054 | 0.00052766
62 | 0.99937 | -0.012072 | 0.00204 | 0.00051128
63 | 0.99684 | -0.059886 | 0.0044723 | 0.0011209
64 | 0.99761 | -0.045728 | 0.0027143 | 0.00068026
65 | 0.99033 | -0.18598 | 0.0089234 | 0.0022364
66 | 0.99625 | -0.070975 | 0.002107 | 0.00052805
67 | 0.99937 | -0.012183 | 0.0076561 | 0.0019188
68 | 0.99598 | -0.076295 | 0.0024048 | 0.0006027
69 | 0.99744 | -0.048969 | 0.0031438 | 0.0007879
70 | 0.99585 | -0.078768 | 0.0020006 | 0.00050139
71 | 0.99582 | -0.079248 | 0.0019989 | 0.00050098
72 | 0.99461 | -0.10233 | 0.0029326 | 0.00073498
73 | 0.99934 | -0.012688 | 0.0022941 | 0.00057495
74 | 0.98747 | -0.23983 | 0.0039314 | 0.0009853
75 | 0.98749 | -0.23939 | 0.0043995 | 0.0011026
76 | 0.98619 | -0.26453 | 0.0016588 | 0.00041575
77 | 0.98884 | -0.21321 | 0.0011137 | 0.00027912
78 | 0.9859 | -0.27035 | 0 | 0
79 | 0.98932 | -0.20393 | 0.0022257 | 0.00055783
80 | 0.98567 | -0.2748 | 0 | 0
81 | 0.99024 | -0.18613 | 0.0040937 | 0.001026
82 | 0.98475 | -0.29274 | 0.0015736 | 0.00039439
83 | 0.985 | -0.2877 | 0.0046017 | 0.0011533
84 | 0.99414 | -0.11135 | 0.0027428 | 0.00068741
85 | 0.99137 | -0.16439 | 0 | 0
86 | 0.99014 | -0.18796 | 0.0032838 | 0.000823
87 | 0.98918 | -0.20635 | 0.0019666 | 0.00049287
88 | 0.98729 | -0.24282 | 0.0020216 | 0.00050665
89 | 0.98682 | -0.25188 | 0.0024048 | 0.0006027
90 | 0.98644 | -0.25927 | 0.0024041 | 0.00060253
91 | 0.98404 | -0.30654 | 0.0024907 | 0.00062423
92 | 0.98497 | -0.28838 | 0.0043946 | 0.0011014
93 | 0.98371 | -0.31299 | 0 | 0
94 | 0.98339 | -0.31917 | 0.0029811 | 0.00074714
95 | 0.98313 | -0.32423 | 0.0044945 | 0.0011264
96 | 0.98287 | -0.32926 | 0.0037334 | 0.00093568
97 | 0.98459 | -0.2957 | 0.0015128 | 0.00037914
98 | 0.98403 | -0.30675 | 0.0074538 | 0.0018681
99 | 0.98369 | -0.31331 | 0.0094166 | 0.00236
100 | 0.97848 | -0.41464 | 0 | 0
101 | 0.97848 | -0.41457 | 0 | 0
102 | 0.97847 | -0.41478 | 0.0013704 | 0.00034346
103 | 0.98259 | -0.33473 | 0.0050089 | 0.0012554
104 | 0.98256 | -0.33536 | 0.0013725 | 0.00034399
105 | 0.9825 | -0.33654 | 0.0018495 | 0.00046353
106 | 0.98243 | -0.33803 | 0.0069429 | 0.0017401
107 | 0.9785 | -0.41413 | 0.0090952 | 0.0022795
108 | 0.9792 | -0.40047 | 0.011977 | 0.0030016
109 | 0.97956 | -0.39329 | 0.0048685 | 0.0012202
110 | 0.98483 | -0.29057 | 0.0046526 | 0.0011661
111 | 0.98455 | -0.29603 | 0.0039262 | 0.00098399
112 | 0.98296 | -0.32689 | 0.0034114 | 0.00085498
113 | 0.98258 | -0.33425 | 0.0044677 | 0.0011197
114 | 0.98079 | -0.36933 | 0.0033271 | 0.00083384
115 | 0.98014 | -0.38202 | 0 | 0
116 | 0.97942 | -0.39615 | 0.0077407 | 0.00194
117 | 0.9798 | -0.38857 | 0.004871 | 0.0012208
118 | 0.97912 | -0.40196 | 0.001842 | 0.00046165
119 | 0.97926 | -0.39917 | 0 | 0
120 | 0.97912 | -0.402 | 0.0018413 | 0.00046147
121 | 0.99934 | -0.012706 | 0.0022935 | 0.00057481
122 | 0.99738 | -0.050202 | 0.0031438 | 0.0007879
123 | 0.99731 | -0.051438 | 0.0021267 | 0.000533
124 | 0.99578 | -0.079892 | 0.0021062 | 0.00052787
125 | 0.99473 | -0.099769 | 0.0032193 | 0.00080683
126 | 0.99405 | -0.11277 | 0.0032195 | 0.00080689
127 | 0.99295 | -0.13364 | 0.0051205 | 0.0012833
128 | 0.99194 | -0.15282 | 0.0023489 | 0.00058869
129 | 0.99103 | -0.17024 | 0 | 0
130 | 0.98994 | -0.191 | 0.00244 | 0.00061152
131 | 0.99099 | -0.17092 | 0.00244 | 0.00061152
132 | 0.98994 | -0.191 | 0.0023451 | 0.00058774
133 | 0.98586 | -0.26943 | 0.0080432 | 0.0020158
134 | 0.986 | -0.2667 | 0.0080643 | 0.0020211
135 | 0.9862 | -0.26289 | 0 | 0
136 | 0.98792 | -0.22976 | 0 | 0
137 | 0.9973 | -0.051741 | 0.0021275 | 0.00053321
138 | 0.97835 | -0.41713 | 0 | 0
139 | 0.97815 | -0.42095 | 0.004894 | 0.0012265
140 | 0.97852 | -0.41374 | 0.0057564 | 0.0014427
141 | 0.97812 | -0.42162 | 0.0074654 | 0.001871
142 | 0.97894 | -0.4056 | 0.0021225 | 0.00053195
143 | 0.97912 | -0.40204 | 0.004845 | 0.0012143
144 | 0.99998 | 149.9956 | 0 | 0

## res_line
| p_from_mw | q_from_mvar | p_to_mw | q_to_mvar | pl_mw | ql_mvar | i_from_ka | i_to_ka | i_ka | vm_from_pu | va_from_degree | vm_to_pu | va_to_degree | loading_percent
0 | 0.019398 | 0.0048663 | -0.019396 | -0.0048647 | 2.5128e-06 | 1.5062e-06 | 0.029116 | 0.029116 | 0.029116 | 0.99144 | -0.16439 | 0.9913 | -0.16711 | 7.9988
1 | -0.021328 | -0.0053499 | 0.021338 | 0.005356 | 9.9435e-06 | 6.03e-06 | 0.032012 | 0.032012 | 0.032012 | 0.99144 | -0.16439 | 0.99195 | -0.15461 | 8.7945
2 | 0.017439 | 0.0043743 | -0.017432 | -0.0043704 | 6.5864e-06 | 3.885e-06 | 0.026178 | 0.026178 | 0.026178 | 0.9913 | -0.16711 | 0.99089 | -0.17503 | 7.1918
3 | 0.0012439 | 0.0003115 | -0.0012439 | -0.00031174 | 2.5561e-08 | -2.3637e-07 | 0.0018659 | 0.0018659 | 0.0018659 | 0.99195 | -0.15461 | 0.99192 | -0.15504 | 0.51262
4 | -0.022582 | -0.0056675 | 0.022585 | 0.0056695 | 3.4083e-06 | 2.0791e-06 | 0.033878 | 0.033878 | 0.033878 | 0.99195 | -0.15461 | 0.99211 | -0.15145 | 9.3071
5 | 0.012996 | 0.0032586 | -0.012993 | -0.0032568 | 3.1234e-06 | 1.7174e-06 | 0.019516 | 0.019516 | 0.019516 | 0.99089 | -0.17503 | 0.99063 | -0.18008 | 5.3616
6 | 0.0070655 | 0.0017706 | -0.0070639 | -0.0017701 | 1.5657e-06 | 5.2207e-07 | 0.010597 | 0.010597 | 0.010597 | 0.99211 | -0.15145 | 0.99187 | -0.1561 | 2.9114
7 | -0.029651 | -0.0074402 | 0.029659 | 0.0074452 | 8.0057e-06 | 4.9842e-06 | 0.044475 | 0.044475 | 0.044475 | 0.99211 | -0.15145 | 0.9924 | -0.14579 | 12.2184
8 | 0.010932 | 0.0027405 | -0.010931 | -0.00274 | 8.5969e-07 | 4.4076e-07 | 0.016421 | 0.016421 | 0.016421 | 0.99063 | -0.18008 | 0.99055 | -0.18173 | 4.5114
9 | 0.0058504 | 0.001466 | -0.0058504 | -0.001466 | 1.1553e-08 | 2.2321e-09 | 0.0087767 | 0.0087767 | 0.0087767 | 0.99187 | -0.1561 | 0.99187 | -0.15614 | 2.4112
10 | -0.031199 | -0.0078311 | 0.031206 | 0.0078357 | 7.3744e-06 | 4.6035e-06 | 0.046784 | 0.046784 | 0.046784 | 0.9924 | -0.14579 | 0.99266 | -0.14083 | 12.8526
11 | 0.0089252 | 0.0022372 | -0.0089234 | -0.0022364 | 1.8081e-06 | 8.12e-07 | 0.013408 | 0.013408 | 0.013408 | 0.99055 | -0.18173 | 0.99033 | -0.18598 | 3.6835
12 | 0.004638 | 0.0011621 | -0.0046377 | -0.0011621 | 3.7172e-07 | -2.6338e-08 | 0.0069579 | 0.006958 | 0.006958 | 0.99187 | -0.15614 | 0.99178 | -0.15782 | 1.9115
13 | -0.033792 | -0.0084838 | 0.033809 | 0.0084943 | 1.681e-05 | 1.0532e-05 | 0.05066 | 0.05066 | 0.05066 | 0.99266 | -0.14083 | 0.9932 | -0.13041 | 13.9176
14 | -0.0090126 | -0.0022588 | 0.0090152 | 0.0022599 | 2.587e-06 | 1.1809e-06 | 0.013609 | 0.013608 | 0.013609 | 0.98547 | -0.27869 | 0.98578 | -0.27267 | 3.7386
15 | -0.015666 | -0.0039269 | 0.015668 | 0.0039279 | 1.7328e-06 | 1.0036e-06 | 0.023648 | 0.023648 | 0.023648 | 0.98578 | -0.27267 | 0.9859 | -0.27035 | 6.4968
16 | -0.03604 | -0.0090535 | 0.036063 | 0.0090682 | 2.3327e-05 | 1.4653e-05 | 0.054003 | 0.054003 | 0.054003 | 0.9932 | -0.13041 | 0.9939 | -0.11686 | 14.836
17 | -0.03849 | -0.0096764 | 0.0385 | 0.0096827 | 1.0042e-05 | 6.3221e-06 | 0.057636 | 0.057636 | 0.057636 | 0.9939 | -0.11686 | 0.99418 | -0.1114 | 15.8341
18 | -0.040995 | -0.010308 | 0.041021 | 0.010324 | 2.5601e-05 | 1.6149e-05 | 0.06137 | 0.06137 | 0.06137 | 0.99418 | -0.1114 | 0.99486 | -0.098328 | 16.8599
19 | 0.0046377 | 0.0011621 | -0.0046375 | -0.0011622 | 1.187e-07 | -8.3992e-09 | 0.006958 | 0.0069581 | 0.0069581 | 0.99178 | -0.15782 | 0.99175 | -0.15836 | 1.9116
20 | 0.0028264 | 0.00070833 | -0.0028264 | -0.00070835 | 1.8828e-08 | -2.3977e-08 | 0.0042407 | 0.0042407 | 0.0042407 | 0.99175 | -0.15836 | 0.99175 | -0.1585 | 1.165
21 | 0.0018112 | 0.00045382 | -0.0018111 | -0.00045391 | 2.2164e-08 | -8.9094e-08 | 0.0027174 | 0.0027174 | 0.0027174 | 0.99175 | -0.15836 | 0.99174 | -0.15862 | 0.74655
22 | -0.0097308 | -0.0024388 | 0.0097335 | 0.0024401 | 2.7245e-06 | 1.3405e-06 | 0.014922 | 0.014922 | 0.014922 | 0.97035 | -0.57244 | 0.97064 | -0.56657 | 4.0995
23 | -0.018131 | -0.0045447 | 0.018139 | 0.0045499 | 8.7189e-06 | 5.2079e-06 | 0.027795 | 0.027795 | 0.027795 | 0.97064 | -0.56657 | 0.97115 | -0.55648 | 7.636
24 | -0.02526 | -0.0063345 | 0.02527 | 0.0063409 | 1.04e-05 | 6.4267e-06 | 0.038705 | 0.038705 | 0.038705 | 0.97115 | -0.55648 | 0.97159 | -0.54784 | 10.6333
25 | -0.03412 | -0.0085589 | 0.03414 | 0.0085715 | 2.01e-05 | 1.2621e-05 | 0.052259 | 0.052259 | 0.052259 | 0.97159 | -0.54784 | 0.97221 | -0.53549 | 14.3569
26 | -0.03414 | -0.0085715 | 0.034323 | 0.0086859 | 0.00018226 | 0.00011442 | 0.052259 | 0.052258 | 0.052259 | 0.97221 | -0.53549 | 0.97788 | -0.42422 | 14.3568
27 | -0.078312 | -0.019752 | 0.078378 | 0.019794 | 6.6108e-05 | 4.2154e-05 | 0.11921 | 0.11921 | 0.11921 | 0.97788 | -0.42422 | 0.97878 | -0.4066 | 32.7501
28 | 0.04399 | 0.011066 | -0.043917 | -0.01102 | 7.2168e-05 | 4.565e-05 | 0.066952 | 0.066953 | 0.066953 | 0.97788 | -0.42422 | 0.97613 | -0.45862 | 18.3936
29 | 0.0093645 | 0.0023472 | -0.0093634 | -0.0023467 | 1.1552e-06 | 5.4833e-07 | 0.014237 | 0.014237 | 0.014237 | 0.97878 | -0.4066 | 0.97865 | -0.40919 | 3.9112
30 | -0.087743 | -0.022141 | 0.087921 | 0.022255 | 0.00017838 | 0.00011383 | 0.13345 | 0.13345 | 0.13345 | 0.97878 | -0.4066 | 0.98096 | -0.36425 | 36.6613
31 | 0.026321 | 0.00661 | -0.026296 | -0.0065944 | 2.5221e-05 | 1.562e-05 | 0.040129 | 0.040129 | 0.040129 | 0.97613 | -0.45862 | 0.97511 | -0.47873 | 11.0245
32 | -0.090254 | -0.022839 | 0.090486 | 0.022987 | 0.000232 | 0.00014806 | 0.13698 | 0.13698 | 0.13698 | 0.98096 | -0.36425 | 0.98371 | -0.31083 | 37.6332
33 | 0.021078 | 0.0052865 | -0.021077 | -0.0052863 | 4.0951e-07 | 2.4892e-07 | 0.032166 | 0.032166 | 0.032166 | 0.97511 | -0.47873 | 0.97509 | -0.47913 | 8.8368
34 | 0.015877 | 0.0039829 | -0.015868 | -0.0039779 | 8.5851e-06 | 5.0083e-06 | 0.02423 | 0.02423 | 0.02423 | 0.97509 | -0.47913 | 0.97451 | -0.49048 | 6.6566
35 | 0.014753 | 0.0036985 | -0.014753 | -0.0036982 | 6.0214e-07 | 3.4595e-07 | 0.022528 | 0.022528 | 0.022528 | 0.97451 | -0.49048 | 0.97447 | -0.49134 | 6.1889
36 | 0.011044 | 0.0027687 | -0.011043 | -0.0027681 | 1.2383e-06 | 6.4792e-07 | 0.016865 | 0.016865 | 0.016865 | 0.97447 | -0.49134 | 0.97435 | -0.49369 | 4.6333
37 | -0.090486 | -0.022987 | 0.090695 | 0.023121 | 0.00020936 | 0.00013361 | 0.13698 | 0.13698 | 0.13698 | 0.98371 | -0.31083 | 0.9862 | -0.26289 | 37.6331
38 | 0.0098587 | 0.0024713 | -0.0098579 | -0.0024709 | 8.422e-07 | 4.1563e-07 | 0.015056 | 0.015056 | 0.015056 | 0.97435 | -0.49369 | 0.97426 | -0.49549 | 4.1364
39 | 0.0087758 | 0.0021997 | -0.0087741 | -0.0021989 | 1.6702e-06 | 7.603e-07 | 0.013404 | 0.013404 | 0.013404 | 0.97426 | -0.49549 | 0.97406 | -0.49948 | 3.6823
40 | 0.0039718 | 0.00099533 | -0.0039717 | -0.00099535 | 1.1005e-07 | -2.8789e-08 | 0.0060675 | 0.0060676 | 0.0060676 | 0.97406 | -0.49948 | 0.97403 | -0.50006 | 1.6669
41 | 0.0025831 | 0.00064734 | -0.0025831 | -0.00064739 | 3.1195e-08 | -4.6522e-08 | 0.0039462 | 0.0039463 | 0.0039463 | 0.97403 | -0.50006 | 0.97401 | -0.50032 | 1.0841
42 | 0.0073777 | 0.001849 | -0.007377 | -0.0018488 | 7.3835e-07 | 2.6212e-07 | 0.011028 | 0.011029 | 0.011029 | 0.99544 | -0.087348 | 0.99533 | -0.089449 | 3.0298
43 | -0.018583 | -0.0046573 | 0.01859 | 0.0046616 | 7.2625e-06 | 4.3216e-06 | 0.027778 | 0.027778 | 0.027778 | 0.99544 | -0.087348 | 0.99587 | -0.079148 | 7.6314
44 | 0.0039465 | 0.00098903 | -0.0039464 | -0.00098905 | 5.6519e-08 | -2.0101e-08 | 0.0058999 | 0.0059 | 0.0059 | 0.99533 | -0.089449 | 0.99532 | -0.08975 | 1.6209
45 | 0.0087675 | 0.0021974 | -0.0087672 | -0.0021973 | 2.6512e-07 | 1.1608e-07 | 0.0131 | 0.0131 | 0.0131 | 0.99587 | -0.079148 | 0.99583 | -0.079783 | 3.599
46 | -0.027358 | -0.006859 | 0.027368 | 0.0068653 | 1.0224e-05 | 6.3311e-06 | 0.040878 | 0.040878 | 0.040878 | 0.99587 | -0.079148 | 0.99627 | -0.071308 | 11.2303
47 | 0.0025893 | 0.00064892 | -0.0025893 | -0.00064894 | 1.1289e-08 | -1.8883e-08 | 0.0038711 | 0.0038711 | 0.0038711 | 0.99532 | -0.08975 | 0.99531 | -0.089841 | 1.0635
48 | 0.0083017 | 0.0020806 | -0.0083014 | -0.0020805 | 3.1317e-07 | 1.297e-07 | 0.012399 | 0.012399 | 0.012399 | 0.99627 | -0.071308 | 0.99623 | -0.0721 | 3.4064
49 | -0.035669 | -0.008946 | 0.035682 | 0.0089539 | 1.2634e-05 | 7.9309e-06 | 0.053278 | 0.053277 | 0.053278 | 0.99627 | -0.071308 | 0.99666 | -0.06388 | 14.6367
50 | -0.038364 | -0.0096261 | 0.038387 | 0.0096407 | 2.3332e-05 | 1.4685e-05 | 0.057282 | 0.057281 | 0.057282 | 0.99666 | -0.06388 | 0.99732 | -0.051134 | 15.7367
51 | -0.041287 | -0.010367 | 0.041328 | 0.010394 | 4.1359e-05 | 2.609e-05 | 0.061608 | 0.061608 | 0.061608 | 0.99732 | -0.051134 | 0.99841 | -0.03016 | 16.9252
52 | -0.043548 | -0.010957 | 0.043561 | 0.010966 | 1.3843e-05 | 8.7466e-06 | 0.06515 | 0.065149 | 0.06515 | 0.99486 | -0.098328 | 0.99521 | -0.091678 | 17.8982
53 | -0.046088 | -0.011599 | 0.04612 | 0.01162 | 3.1939e-05 | 2.0208e-05 | 0.068927 | 0.068927 | 0.068927 | 0.99521 | -0.091678 | 0.99596 | -0.077189 | 18.936
54 | -0.048561 | -0.012231 | 0.048579 | 0.012243 | 1.7601e-05 | 1.1148e-05 | 0.072575 | 0.072575 | 0.072575 | 0.99596 | -0.077189 | 0.99635 | -0.069613 | 19.9381
55 | -0.050613 | -0.012752 | 0.050666 | 0.012786 | 5.3716e-05 | 3.4052e-05 | 0.075612 | 0.075612 | 0.075612 | 0.99635 | -0.069613 | 0.99751 | -0.04745 | 20.7725
56 | -0.055492 | -0.013996 | 0.055538 | 0.014025 | 4.5972e-05 | 2.9189e-05 | 0.082811 | 0.082811 | 0.082811 | 0.99751 | -0.04745 | 0.99841 | -0.03016 | 22.7503
57 | -0.23457 | -0.059842 | 0.23469 | 0.059916 | 0.00011504 | 7.3493e-05 | 0.34998 | 0.34998 | 0.34998 | 0.99841 | -0.03016 | 0.99894 | -0.020011 | 48.0741
58 | 0.13771 | 0.035424 | -0.13756 | -0.035327 | 0.00015093 | 9.6096e-05 | 0.20556 | 0.20556 | 0.20556 | 0.99841 | -0.03016 | 0.99721 | -0.052731 | 28.2366
59 | -0.25068 | -0.06393 | 0.25092 | 0.064085 | 0.00024247 | 0.00015494 | 0.3738 | 0.3738 | 0.3738 | 0.99894 | -0.020011 | 1 | 0 | 51.3467
60 | 0.015992 | 0.0040146 | -0.015974 | -0.0040042 | 1.7922e-05 | 1.0369e-05 | 0.023824 | 0.023825 | 0.023825 | 0.99894 | -0.020011 | 0.99772 | -0.043532 | 6.5452
61 | 0.13545 | 0.034799 | -0.13539 | -0.034761 | 6.0428e-05 | 3.8469e-05 | 0.20242 | 0.20242 | 0.20242 | 0.99721 | -0.052731 | 0.99673 | -0.061921 | 27.8048
62 | 0.014292 | 0.0035845 | -0.014284 | -0.0035798 | 8.2191e-06 | 4.6249e-06 | 0.021268 | 0.021268 | 0.021268 | 1 | 0 | 0.99937 | -0.012072 | 5.8428
63 | 0.21116 | 0.054132 | -0.21055 | -0.053741 | 0.00061116 | 0.00039028 | 0.31464 | 0.31464 | 0.31464 | 1 | 0 | 0.99684 | -0.059886 | 43.2201
64 | 0.01326 | 0.0033239 | -0.013258 | -0.0033231 | 1.387e-06 | 7.6417e-07 | 0.019776 | 0.019776 | 0.019776 | 0.99772 | -0.043532 | 0.99761 | -0.045728 | 5.433
65 | 0.13328 | 0.034233 | -0.13323 | -0.034196 | 5.8566e-05 | 3.7277e-05 | 0.19928 | 0.19928 | 0.19928 | 0.99673 | -0.061921 | 0.99625 | -0.070975 | 27.373
66 | 0.012244 | 0.0030686 | -0.012244 | -0.0030685 | 6.4747e-08 | 3.4631e-08 | 0.01823 | 0.01823 | 0.01823 | 0.99937 | -0.012072 | 0.99937 | -0.012183 | 5.0084
67 | 0.20608 | 0.05262 | -0.20592 | -0.052516 | 0.00016329 | 0.00010427 | 0.30797 | 0.30797 | 0.30797 | 0.99684 | -0.059886 | 0.99598 | -0.076295 | 42.3031
68 | 0.010544 | 0.0026428 | -0.010543 | -0.002642 | 1.6279e-06 | 8.1273e-07 | 0.015728 | 0.015728 | 0.015728 | 0.99761 | -0.045728 | 0.99744 | -0.048969 | 4.3208
69 | 0.13112 | 0.033668 | -0.13106 | -0.033632 | 5.6732e-05 | 3.6104e-05 | 0.19613 | 0.19613 | 0.19613 | 0.99625 | -0.070975 | 0.99578 | -0.079892 | 26.9408
70 | 0.0045877 | 0.0011497 | -0.0045876 | -0.0011498 | 1.1048e-07 | -1.2019e-08 | 0.0068309 | 0.0068309 | 0.0068309 | 0.99937 | -0.012183 | 0.99934 | -0.012688 | 1.8766
71 | 0.20351 | 0.051913 | -0.20349 | -0.051898 | 2.4301e-05 | 1.5516e-05 | 0.30437 | 0.30437 | 0.30437 | 0.99598 | -0.076295 | 0.99585 | -0.078768 | 41.8096
72 | 0.0073987 | 0.0018541 | -0.0073983 | -0.001854 | 4.3465e-07 | 1.5401e-07 | 0.011038 | 0.011038 | 0.011038 | 0.99744 | -0.048969 | 0.99738 | -0.050202 | 3.0323
73 | 0.20149 | 0.051397 | -0.20148 | -0.051394 | 4.6753e-06 | 2.985e-06 | 0.30138 | 0.30138 | 0.30138 | 0.99585 | -0.078768 | 0.99582 | -0.079248 | 41.399
74 | 0.19948 | 0.050893 | -0.19926 | -0.050751 | 0.00022207 | 0.00014178 | 0.2984 | 0.2984 | 0.2984 | 0.99582 | -0.079248 | 0.99461 | -0.10233 | 40.9887
75 | 0.19633 | 0.050016 | -0.19624 | -0.049961 | 8.5449e-05 | 5.455e-05 | 0.29401 | 0.29401 | 0.29401 | 0.99461 | -0.10233 | 0.99414 | -0.11135 | 40.386
76 | 0.0022935 | 0.0005748 | -0.0022935 | -0.00057481 | 1.9166e-09 | -4.5151e-09 | 0.003415 | 0.003415 | 0.003415 | 0.99934 | -0.012688 | 0.99934 | -0.012706 | 0.93819
77 | -0.079319 | -0.019968 | 0.079321 | 0.019969 | 1.6562e-06 | 1.056e-06 | 0.11956 | 0.11956 | 0.11956 | 0.98747 | -0.23983 | 0.98749 | -0.23939 | 32.8455
78 | 0.075388 | 0.018982 | -0.075299 | -0.018926 | 8.8919e-05 | 5.6674e-05 | 0.11363 | 0.11363 | 0.11363 | 0.98747 | -0.23983 | 0.98619 | -0.26453 | 31.218
79 | -0.08372 | -0.021071 | 0.083825 | 0.021138 | 0.0001049 | 6.6912e-05 | 0.12619 | 0.12619 | 0.12619 | 0.98749 | -0.23939 | 0.98884 | -0.21321 | 34.6668
80 | 0.07364 | 0.01851 | -0.073619 | -0.018497 | 2.046e-05 | 1.3038e-05 | 0.11113 | 0.11113 | 0.11113 | 0.98619 | -0.26453 | 0.9859 | -0.27035 | 30.5304
81 | -0.084939 | -0.021417 | 0.084977 | 0.021441 | 3.7736e-05 | 2.4072e-05 | 0.12786 | 0.12786 | 0.12786 | 0.98884 | -0.21321 | 0.98932 | -0.20393 | 35.1272
82 | 0.057951 | 0.014569 | -0.057939 | -0.014561 | 1.2306e-05 | 7.8214e-06 | 0.087482 | 0.087482 | 0.087482 | 0.9859 | -0.27035 | 0.98567 | -0.2748 | 24.0336
83 | -0.087202 | -0.021999 | 0.087277 | 0.022047 | 7.4386e-05 | 4.7459e-05 | 0.13121 | 0.13121 | 0.13121 | 0.98932 | -0.20393 | 0.99024 | -0.18613 | 36.0469
84 | 0.019988 | 0.0050201 | -0.019971 | -0.0050098 | 1.7101e-05 | 1.0307e-05 | 0.030179 | 0.030179 | 0.030179 | 0.98567 | -0.2748 | 0.98475 | -0.29274 | 8.2911
85 | 0.037951 | 0.0095409 | -0.037927 | -0.0095262 | 2.3363e-05 | 1.471e-05 | 0.057303 | 0.057303 | 0.057303 | 0.98567 | -0.2748 | 0.985 | -0.2877 | 15.7426
86 | -0.09137 | -0.023073 | 0.091466 | 0.023133 | 9.5266e-05 | 6.0797e-05 | 0.13736 | 0.13736 | 0.13736 | 0.99024 | -0.18613 | 0.99137 | -0.16439 | 37.7368
87 | 0.018398 | 0.0046154 | -0.018395 | -0.0046139 | 2.5902e-06 | 1.544e-06 | 0.027802 | 0.027802 | 0.027802 | 0.98475 | -0.29274 | 0.98459 | -0.2957 | 7.6378
88 | 0.033326 | 0.0083729 | -0.033325 | -0.0083722 | 1.0854e-06 | 6.8015e-07 | 0.050352 | 0.050352 | 0.050352 | 0.985 | -0.2877 | 0.98497 | -0.28838 | 13.8328
89 | 0.1935 | 0.049274 | -0.19301 | -0.048959 | 0.00049364 | 0.00031512 | 0.2899 | 0.28991 | 0.28991 | 0.99414 | -0.11135 | 0.99137 | -0.16439 | 39.8222
90 | 0.10154 | 0.025825 | -0.10143 | -0.025752 | 0.00011515 | 7.3528e-05 | 0.15254 | 0.15254 | 0.15254 | 0.99137 | -0.16439 | 0.99014 | -0.18796 | 41.9076
91 | 0.098141 | 0.024929 | -0.098054 | -0.024874 | 8.677e-05 | 5.5397e-05 | 0.14761 | 0.14761 | 0.14761 | 0.99014 | -0.18796 | 0.98918 | -0.20635 | 40.5518
92 | 0.096088 | 0.024381 | -0.09592 | -0.024273 | 0.00016824 | 0.0001074 | 0.14465 | 0.14465 | 0.14465 | 0.98918 | -0.20635 | 0.98729 | -0.24282 | 39.7391
93 | 0.093898 | 0.023767 | -0.093857 | -0.023741 | 4.0808e-05 | 2.6048e-05 | 0.1416 | 0.1416 | 0.1416 | 0.98729 | -0.24282 | 0.98682 | -0.25188 | 38.9021
94 | 0.091452 | 0.023138 | -0.09142 | -0.023117 | 3.2437e-05 | 2.0702e-05 | 0.13798 | 0.13798 | 0.13798 | 0.98682 | -0.25188 | 0.98644 | -0.25927 | 37.9059
95 | 0.089016 | 0.022515 | -0.088882 | -0.022429 | 0.00013342 | 8.5139e-05 | 0.13435 | 0.13435 | 0.13435 | 0.98644 | -0.25927 | 0.98483 | -0.29057 | 36.9096
96 | -0.028905 | -0.0072552 | 0.02893 | 0.0072708 | 2.5062e-05 | 1.5595e-05 | 0.043713 | 0.043712 | 0.043713 | 0.98404 | -0.30654 | 0.98497 | -0.28838 | 12.009
97 | 0.026414 | 0.006631 | -0.026406 | -0.006626 | 8.1154e-06 | 5.0216e-06 | 0.039946 | 0.039946 | 0.039946 | 0.98404 | -0.30654 | 0.98371 | -0.31299 | 10.9743
98 | 0.026406 | 0.006626 | -0.026398 | -0.0066212 | 7.7802e-06 | 4.8143e-06 | 0.039946 | 0.039946 | 0.039946 | 0.98371 | -0.31299 | 0.98339 | -0.31917 | 10.9743
99 | 0.023417 | 0.005874 | -0.023412 | -0.0058706 | 5.6472e-06 | 3.4621e-06 | 0.035436 | 0.035436 | 0.035436 | 0.98339 | -0.31917 | 0.98313 | -0.32423 | 9.735
100 | 0.018917 | 0.0047442 | -0.018913 | -0.0047414 | 4.5406e-06 | 2.7188e-06 | 0.028633 | 0.028633 | 0.028633 | 0.98313 | -0.32423 | 0.98287 | -0.32926 | 7.8662
101 | 0.015179 | 0.0038057 | -0.015175 | -0.0038035 | 3.9562e-06 | 2.2788e-06 | 0.022981 | 0.022981 | 0.022981 | 0.98287 | -0.32926 | 0.98259 | -0.33473 | 6.3135
102 | 0.016882 | 0.0042347 | -0.016873 | -0.0042295 | 8.8881e-06 | 5.2256e-06 | 0.025515 | 0.025516 | 0.025516 | 0.98459 | -0.2957 | 0.98403 | -0.30675 | 7.0098
103 | 0.0094196 | 0.0023614 | -0.0094166 | -0.00236 | 2.9467e-06 | 1.3941e-06 | 0.014244 | 0.014244 | 0.014244 | 0.98403 | -0.30675 | 0.98369 | -0.31331 | 3.9133
104 | -0.0013704 | -0.00034339 | 0.0013704 | 0.00034336 | 4.7559e-09 | -3.3633e-08 | 0.0020841 | 0.002084 | 0.0020841 | 0.97848 | -0.41464 | 0.97848 | -0.41457 | 0.57254
105 | 0.0013704 | 0.00034339 | -0.0013704 | -0.00034346 | 9.3311e-09 | -6.5987e-08 | 0.0020841 | 0.0020841 | 0.0020841 | 0.97848 | -0.41464 | 0.97847 | -0.41478 | 0.57255
106 | -0.0013704 | -0.00034336 | 0.0013705 | 0.00034316 | 2.8516e-08 | -2.0168e-07 | 0.002084 | 0.002084 | 0.002084 | 0.97848 | -0.41457 | 0.9785 | -0.41413 | 0.57254
107 | 0.010166 | 0.0025481 | -0.010166 | -0.002548 | 3.0077e-07 | 1.4963e-07 | 0.015396 | 0.015396 | 0.015396 | 0.98259 | -0.33473 | 0.98256 | -0.33536 | 4.2295
108 | 0.0087934 | 0.002204 | -0.0087929 | -0.0022037 | 4.965e-07 | 2.2321e-07 | 0.013317 | 0.013317 | 0.013317 | 0.98256 | -0.33536 | 0.9825 | -0.33654 | 3.6585
109 | 0.0069434 | 0.0017402 | -0.0069429 | -0.0017401 | 4.9421e-07 | 1.6538e-07 | 0.010516 | 0.010516 | 0.010516 | 0.9825 | -0.33654 | 0.98243 | -0.33803 | 2.889
110 | -0.010466 | -0.0026226 | 0.010473 | 0.0026264 | 7.4613e-06 | 3.7877e-06 | 0.015915 | 0.015915 | 0.015915 | 0.9785 | -0.41413 | 0.97926 | -0.39917 | 4.3723
111 | -0.011977 | -0.0030016 | 0.011981 | 0.0030038 | 4.0943e-06 | 2.2056e-06 | 0.0182 | 0.0182 | 0.0182 | 0.9792 | -0.40047 | 0.97956 | -0.39329 | 5
112 | -0.016849 | -0.004224 | 0.016853 | 0.0042262 | 3.794e-06 | 2.2337e-06 | 0.025595 | 0.025595 | 0.025595 | 0.97956 | -0.39329 | 0.9798 | -0.38857 | 7.0317
113 | 0.08423 | 0.021263 | -0.084208 | -0.021249 | 2.2049e-05 | 1.4065e-05 | 0.12732 | 0.12732 | 0.12732 | 0.98483 | -0.29057 | 0.98455 | -0.29603 | 34.9783
114 | 0.080282 | 0.020265 | -0.080163 | -0.02019 | 0.00011848 | 7.5552e-05 | 0.12139 | 0.12139 | 0.12139 | 0.98455 | -0.29603 | 0.98296 | -0.32689 | 33.3482
115 | 0.076752 | 0.019335 | -0.076725 | -0.019318 | 2.7019e-05 | 1.7225e-05 | 0.11622 | 0.11622 | 0.11622 | 0.98296 | -0.32689 | 0.98258 | -0.33425 | 31.9294
116 | 0.072257 | 0.018198 | -0.072136 | -0.018121 | 0.00012098 | 7.7089e-05 | 0.10946 | 0.10946 | 0.10946 | 0.98258 | -0.33425 | 0.98079 | -0.36933 | 30.0707
117 | 0.05057 | 0.012706 | -0.05054 | -0.012686 | 3.0606e-05 | 1.9413e-05 | 0.076735 | 0.076735 | 0.076735 | 0.98079 | -0.36933 | 0.98014 | -0.38202 | 21.0811
118 | 0.018239 | 0.0045811 | -0.018215 | -0.0045672 | 2.3309e-05 | 1.3895e-05 | 0.027675 | 0.027675 | 0.027675 | 0.98079 | -0.36933 | 0.97942 | -0.39615 | 7.603
119 | 0.021731 | 0.0054511 | -0.021724 | -0.005447 | 6.7803e-06 | 4.1301e-06 | 0.032993 | 0.032993 | 0.032993 | 0.98014 | -0.38202 | 0.9798 | -0.38857 | 9.0639
120 | 0.028809 | 0.0072354 | -0.028782 | -0.0072183 | 2.7374e-05 | 1.7039e-05 | 0.043742 | 0.043743 | 0.043743 | 0.98014 | -0.38202 | 0.97912 | -0.40196 | 12.0172
121 | 0.010475 | 0.0026272 | -0.010473 | -0.0026264 | 1.5093e-06 | 7.6601e-07 | 0.015915 | 0.015915 | 0.015915 | 0.97942 | -0.39615 | 0.97926 | -0.39917 | 4.3722
122 | 0.02694 | 0.0067567 | -0.02694 | -0.0067566 | 5.3675e-08 | 3.3278e-08 | 0.040943 | 0.040943 | 0.040943 | 0.97912 | -0.40196 | 0.97912 | -0.402 | 11.2481
123 | 0.025098 | 0.0062952 | -0.025098 | -0.0062951 | 4.7221e-08 | 2.9133e-08 | 0.038145 | 0.038145 | 0.038145 | 0.97912 | -0.402 | 0.97912 | -0.40204 | 10.4794
124 | 0.0042545 | 0.0010661 | -0.0042543 | -0.0010661 | 2.5051e-07 | -5.6045e-08 | 0.0063474 | 0.0063475 | 0.0063475 | 0.99738 | -0.050202 | 0.99731 | -0.051438 | 1.7438
125 | 0.0021276 | 0.00053313 | -0.0021275 | -0.00053321 | 3.0662e-08 | -8.6257e-08 | 0.0031744 | 0.0031744 | 0.0031744 | 0.99731 | -0.051438 | 0.9973 | -0.051741 | 0.87209
126 | 0.12896 | 0.033104 | -0.12883 | -0.033025 | 0.00012428 | 7.9077e-05 | 0.19298 | 0.19298 | 0.19298 | 0.99578 | -0.079892 | 0.99473 | -0.099769 | 26.5085
127 | 0.12561 | 0.032218 | -0.12553 | -0.032168 | 7.9126e-05 | 5.0332e-05 | 0.18817 | 0.18817 | 0.18817 | 0.99473 | -0.099769 | 0.99405 | -0.11277 | 25.847
128 | 0.12231 | 0.031361 | -0.12219 | -0.031282 | 0.00012369 | 7.8656e-05 | 0.18335 | 0.18335 | 0.18335 | 0.99405 | -0.11277 | 0.99295 | -0.13364 | 25.185
129 | 0.11707 | 0.029999 | -0.11696 | -0.02993 | 0.00010871 | 6.909e-05 | 0.17567 | 0.17567 | 0.17567 | 0.99295 | -0.13364 | 0.99194 | -0.15282 | 24.131
130 | 0.11461 | 0.029341 | -0.11452 | -0.02928 | 9.6574e-05 | 6.1359e-05 | 0.17215 | 0.17215 | 0.17215 | 0.99194 | -0.15282 | 0.99103 | -0.17024 | 23.647
131 | 0.11208 | 0.028668 | -0.11196 | -0.028596 | 0.00011249 | 7.1858e-05 | 0.16849 | 0.16849 | 0.16849 | 0.99103 | -0.17024 | 0.98994 | -0.191 | 46.2876
132 | 0.0024401 | 0.00061136 | -0.00244 | -0.00061152 | 7.979e-08 | -1.5318e-07 | 0.0036637 | 0.0036637 | 0.0036637 | 0.99103 | -0.17024 | 0.99099 | -0.17092 | 1.0065
133 | 0.10952 | 0.027985 | -0.10952 | -0.027985 | 4.9178e-10 | 3.1474e-10 | 0.16482 | 0.16482 | 0.16482 | 0.98994 | -0.191 | 0.98994 | -0.191 | 45.28
134 | 0.10718 | 0.027397 | -0.10698 | -0.027269 | 0.00020054 | 0.00012808 | 0.16129 | 0.16129 | 0.16129 | 0.98994 | -0.191 | 0.98792 | -0.22976 | 44.3116
135 | -0.0080432 | -0.0020158 | 0.0080443 | 0.0020163 | 1.0471e-06 | 4.2853e-07 | 0.01214 | 0.01214 | 0.01214 | 0.98586 | -0.26943 | 0.986 | -0.2667 | 3.3352
136 | -0.016109 | -0.0040374 | 0.016112 | 0.0040391 | 2.9229e-06 | 1.7024e-06 | 0.02431 | 0.02431 | 0.02431 | 0.986 | -0.2667 | 0.9862 | -0.26289 | 6.6786
137 | -0.10681 | -0.02716 | 0.10698 | 0.027269 | 0.0001708 | 0.00010909 | 0.16129 | 0.16129 | 0.16129 | 0.9862 | -0.26289 | 0.98792 | -0.22976 | 44.3117
138 | 0.012362 | 0.0030989 | -0.01236 | -0.0030976 | 2.2493e-06 | 1.2265e-06 | 0.018802 | 0.018802 | 0.018802 | 0.97835 | -0.41713 | 0.97815 | -0.42095 | 5.1654
139 | -0.012362 | -0.0030989 | 0.012364 | 0.0031 | 1.9992e-06 | 1.0901e-06 | 0.018802 | 0.018802 | 0.018802 | 0.97835 | -0.41713 | 0.97852 | -0.41374 | 5.1654
140 | 0.0074657 | 0.0018711 | -0.0074654 | -0.001871 | 2.3688e-07 | 9.0131e-08 | 0.011357 | 0.011357 | 0.011357 | 0.97815 | -0.42095 | 0.97812 | -0.42162 | 3.1201
141 | -0.01812 | -0.0045426 | 0.018127 | 0.0045468 | 7.0301e-06 | 4.189e-06 | 0.027556 | 0.027555 | 0.027556 | 0.97852 | -0.41374 | 0.97894 | -0.4056 | 7.5702
142 | -0.02025 | -0.0050788 | 0.020253 | 0.0050809 | 3.4375e-06 | 2.0783e-06 | 0.030782 | 0.030782 | 0.030782 | 0.97894 | -0.4056 | 0.97912 | -0.40204 | 8.4565

## res_trafo
| p_hv_mw | q_hv_mvar | p_lv_mw | q_lv_mvar | pl_mw | ql_mvar | i_hv_ka | i_lv_ka | vm_hv_pu | va_hv_degree | vm_lv_pu | va_lv_degree | loading_percent
0 | -1.2729e-15 | -1.3162e-15 | 0.00165 | 1.2699e-07 | 0.00165 | 1.2699e-07 | 5.2857e-17 | 0.0023815 | 0.99998 | 149.9956 | 1 | 0 | 0.2619

## res_ext_grid
| p_mw | q_mvar
0 | 0.47803 | 0.1218

## res_load
| p_mw | q_mvar
0 | 0.0019299 | 0.00048368
1 | 0.0019569 | 0.00049044
2 | 0.0044364 | 0.0011119
3 | 0.0012439 | 0.00031174
4 | 0.0020604 | 0.00051638
5 | 0.0012136 | 0.00030415
6 | 0.0015397 | 0.0003859
7 | 0.0020062 | 0.0005028
8 | 0.0012124 | 0.00030385
9 | 0.0025861 | 0.00064815
10 | 0.0090126 | 0.0022588
11 | 0.0066511 | 0.0016669
12 | 0.0022312 | 0.00055919
13 | 0.0024269 | 0.00060823
14 | 0.0024948 | 0.00062525
15 | 0.0028264 | 0.00070835
16 | 0.0018111 | 0.00045391
17 | 0.0097308 | 0.0024388
18 | 0.0083972 | 0.0021045
19 | 0.0071206 | 0.0017846
20 | 0.0088498 | 0.002218
21 | 0.017596 | 0.00441
22 | 0.0093634 | 0.0023467
23 | 0.0023323 | 0.00058452
24 | 0.0052185 | 0.0013079
25 | 0.0052004 | 0.0013033
26 | 0.0011148 | 0.0002794
27 | 0.0037084 | 0.00092942
28 | 0.0011844 | 0.00029683
29 | 0.0010821 | 0.0002712
30 | 0.0048023 | 0.0012036
31 | 0.0013886 | 0.00034801
32 | 0.0025831 | 0.00064739
33 | 0.011205 | 0.0028083
34 | 0.0034305 | 0.00085976
35 | 0.0013571 | 0.00034012
36 | 0.0087672 | 0.0021973
37 | 0.0025893 | 0.00064894
38 | 0.0083014 | 0.0020805
39 | 0.0026819 | 0.00067214
40 | 0.0028996 | 0.00072671
41 | 0.0025269 | 0.00063329
42 | 0.0025264 | 0.00063319
43 | 0.0024415 | 0.0006119
44 | 0.0020337 | 0.0005097
45 | 0.004826 | 0.0012095
46 | 0.002107 | 0.00052805
47 | 0.0027146 | 0.00068034
48 | 0.0021054 | 0.00052766
49 | 0.00204 | 0.00051128
50 | 0.0044723 | 0.0011209
51 | 0.0027143 | 0.00068026
52 | 0.0089234 | 0.0022364
53 | 0.002107 | 0.00052805
54 | 0.0076561 | 0.0019188
55 | 0.0024048 | 0.0006027
56 | 0.0031438 | 0.0007879
57 | 0.0020006 | 0.00050139
58 | 0.0019989 | 0.00050098
59 | 0.0029326 | 0.00073498
60 | 0.0022941 | 0.00057495
61 | 0.0039314 | 0.0009853
62 | 0.0043995 | 0.0011026
63 | 0.0016588 | 0.00041575
64 | 0.0011137 | 0.00027912
65 | 0.0022257 | 0.00055783
66 | 0.0040937 | 0.001026
67 | 0.0015736 | 0.00039439
68 | 0.0046017 | 0.0011533
69 | 0.0027428 | 0.00068741
70 | 0.0032838 | 0.000823
71 | 0.0019666 | 0.00049287
72 | 0.0020216 | 0.00050665
73 | 0.0024048 | 0.0006027
74 | 0.0024041 | 0.00060253
75 | 0.0024907 | 0.00062423
76 | 0.0043946 | 0.0011014
77 | 0.0029811 | 0.00074714
78 | 0.0044945 | 0.0011264
79 | 0.0037334 | 0.00093568
80 | 0.0015128 | 0.00037914
81 | 0.0074538 | 0.0018681
82 | 0.0094166 | 0.00236
83 | 0.0013704 | 0.00034346
84 | 0.0050089 | 0.0012554
85 | 0.0013725 | 0.00034399
86 | 0.0018495 | 0.00046353
87 | 0.0069429 | 0.0017401
88 | 0.0090952 | 0.0022795
89 | 0.011977 | 0.0030016
90 | 0.0048685 | 0.0012202
91 | 0.0046526 | 0.0011661
92 | 0.0039262 | 0.00098399
93 | 0.0034114 | 0.00085498
94 | 0.0044677 | 0.0011197
95 | 0.0033271 | 0.00083384
96 | 0.0077407 | 0.00194
97 | 0.004871 | 0.0012208
98 | 0.001842 | 0.00046165
99 | 0.0018413 | 0.00046147
100 | 0.0022935 | 0.00057481
101 | 0.0031438 | 0.0007879
102 | 0.0021267 | 0.000533
103 | 0.0021062 | 0.00052787
104 | 0.0032193 | 0.00080683
105 | 0.0032195 | 0.00080689
106 | 0.0051205 | 0.0012833
107 | 0.0023489 | 0.00058869
108 | 0.00244 | 0.00061152
109 | 0.00244 | 0.00061152
110 | 0.0023451 | 0.00058774
111 | 0.0080432 | 0.0020158
112 | 0.0080643 | 0.0020211
113 | 0.0021275 | 0.00053321
114 | 0.004894 | 0.0012265
115 | 0.0057564 | 0.0014427
116 | 0.0074654 | 0.001871
117 | 0.0021225 | 0.00053195
118 | 0.004845 | 0.0012143

## dtypes
| element | column | dtype
0 | bus | name | object
1 | bus | vn_kv | float64
2 | bus | type | object
3 | bus | zone | object
4 | bus | in_service | bool
5 | load | name | object
6 | load | bus | uint32
7 | load | p_mw | float64
8 | load | q_mvar | float64
9 | load | const_z_percent | float64
10 | load | const_i_percent | float64
11 | load | sn_mva | float64
12 | load | scaling | float64
13 | load | in_service | bool
14 | load | type | object
15 | ext_grid | name | object
16 | ext_grid | bus | uint32
17 | ext_grid | vm_pu | float64
18 | ext_grid | va_degree | float64
19 | ext_grid | slack_weight | float64
20 | ext_grid | in_service | bool
21 | line | name | object
22 | line | std_type | object
23 | line | from_bus | uint32
24 | line | to_bus | uint32
25 | line | length_km | float64
26 | line | r_ohm_per_km | float64
27 | line | x_ohm_per_km | float64
28 | line | c_nf_per_km | float64
29 | line | g_us_per_km | float64
30 | line | max_i_ka | float64
31 | line | df | float64
32 | line | parallel | uint32
33 | line | type | object
34 | line | in_service | bool
35 | trafo | name | object
36 | trafo | std_type | object
37 | trafo | hv_bus | uint32
38 | trafo | lv_bus | uint32
39 | trafo | sn_mva | float64
40 | trafo | vn_hv_kv | float64
41 | trafo | vn_lv_kv | float64
42 | trafo | vk_percent | float64
43 | trafo | vkr_percent | float64
44 | trafo | pfe_kw | float64
45 | trafo | i0_percent | float64
46 | trafo | shift_degree | float64
47 | trafo | tap_side | object
48 | trafo | tap_neutral | int32
49 | trafo | tap_min | int32
50 | trafo | tap_max | int32
51 | trafo | tap_step_percent | float64
52 | trafo | tap_step_degree | float64
53 | trafo | tap_pos | int32
54 | trafo | tap_phase_shifter | bool
55 | trafo | parallel | uint32
56 | trafo | df | float64
57 | trafo | in_service | bool
58 | line_geodata | coords | object
59 | bus_geodata | x | float64
60 | bus_geodata | y | float64
61 | bus_geodata | coords | object
62 | res_bus | vm_pu | float64
63 | res_bus | va_degree | float64
64 | res_bus | p_mw | float64
65 | res_bus | q_mvar | float64
66 | res_line | p_from_mw | float64
67 | res_line | q_from_mvar | float64
68 | res_line | p_to_mw | float64
69 | res_line | q_to_mvar | float64
70 | res_line | pl_mw | float64
71 | res_line | ql_mvar | float64
72 | res_line | i_from_ka | float64
73 | res_line | i_to_ka | float64
74 | res_line | i_ka | float64
75 | res_line | vm_from_pu | float64
76 | res_line | va_from_degree | float64
77 | res_line | vm_to_pu | float64
78 | res_line | va_to_degree | float64
79 | res_line | loading_percent | float64
80 | res_trafo | p_hv_mw | float64
81 | res_trafo | q_hv_mvar | float64
82 | res_trafo | p_lv_mw | float64
83 | res_trafo | q_lv_mvar | float64
84 | res_trafo | pl_mw | float64
85 | res_trafo | ql_mvar | float64
86 | res_trafo | i_hv_ka | float64
87 | res_trafo | i_lv_ka | float64
88 | res_trafo | vm_hv_pu | float64
89 | res_trafo | va_hv_degree | float64
90 | res_trafo | vm_lv_pu | float64
91 | res_trafo | va_lv_degree | float64
92 | res_trafo | loading_percent | float64
93 | res_ext_grid | p_mw | float64
94 | res_ext_grid | q_mvar | float64
95 | res_load | p_mw | float64
96 | res_load | q_mvar | float64

## parameters
| version | format_version | converged | OPF_converged | name | f_hz | sn_mva
0 | 2.14.6 | 2.14.0 | TRUE | FALSE |  | 50 | 1