## bus
| name | vn_kv | type | zone | in_service
0 | bus_LV_261-367_0_5_node_0 | 0.4 | n |  | TRUE
1 | bus_LV_261-367_0_5_node_1 | 0.4 | n |  | TRUE
2 | bus_LV_261-367_0_5_node_3 | 0.4 | n |  | TRUE
3 | bus_LV_261-367_0_5_node_4 | 0.4 | n |  | TRUE
4 | bus_LV_261-367_0_5_node_27 | 0.4 | n |  | TRUE
5 | bus_LV_261-367_0_5_node_9 | 0.4 | n |  | TRUE
6 | bus_LV_261-367_0_5_node_25 | 0.4 | n |  | TRUE
7 | bus_LV_261-367_0_5_node_20 | 0.4 | n |  | TRUE
8 | bus_LV_261-367_0_5_node_15 | 0.4 | n |  | TRUE
9 | bus_LV_261-367_0_5_node_73 | 0.4 | n |  | TRUE
10 | bus_LV_261-367_0_5_node_10 | 0.4 | n |  | TRUE
11 | bus_LV_261-367_0_5_node_74 | 0.4 | n |  | TRUE
12 | bus_LV_261-367_0_5_node_11 | 0.4 | n |  | TRUE
13 | bus_LV_261-367_0_5_node_18 | 0.4 | n |  | TRUE
14 | bus_LV_261-367_0_5_node_67 | 0.4 | n |  | TRUE
15 | bus_LV_261-367_0_5_node_12 | 0.4 | n |  | TRUE
16 | bus_LV_261-367_0_5_node_135 | 0.4 | n |  | TRUE
17 | bus_LV_261-367_0_5_node_23 | 0.4 | n |  | TRUE
18 | bus_LV_261-367_0_5_node_66 | 0.4 | n |  | TRUE
19 | bus_LV_261-367_0_5_node_14 | 0.4 | n |  | TRUE
20 | bus_LV_261-367_0_5_node_101 | 0.4 | n |  | TRUE
21 | bus_LV_261-367_0_5_node_96 | 0.4 | n |  | TRUE
22 | bus_LV_261-367_0_5_node_93 | 0.4 | n |  | TRUE
23 | bus_LV_261-367_0_5_node_110 | 0.4 | n |  | TRUE
24 | bus_LV_261-367_0_5_node_16 | 0.4 | n |  | TRUE
25 | bus_LV_261-367_0_5_node_92 | 0.4 | n |  | TRUE
26 | bus_LV_261-367_0_5_node_17 | 0.4 | n |  | TRUE
27 | bus_LV_261-367_0_5_node_61 | 0.4 | n |  | TRUE
28 | bus_LV_261-367_0_5_node_65 | 0.4 | n |  | TRUE
29 | bus_LV_261-367_0_5_node_75 | 0.4 | n |  | TRUE
30 | bus_LV_261-367_0_5_node_19 | 0.4 | n |  | TRUE
31 | bus_LV_261-367_0_5_node_69 | 0.4 | n |  | TRUE
32 | bus_LV_261-367_0_5_node_107 | 0.4 | n |  | TRUE
33 | bus_LV_261-367_0_5_node_70 | 0.4 | n |  | TRUE
34 | bus_LV_261-367_0_5_node_24 | 0.4 | n |  | TRUE
35 | bus_LV_261-367_0_5_node_28 | 0.4 | n |  | TRUE
36 | bus_LV_261-367_0_5_node_30 | 0.4 | n |  | TRUE
37 | bus_LV_261-367_0_5_node_111 | 0.4 | n |  | TRUE
38 | bus_LV_261-367_0_5_node_31 | 0.4 | n |  | TRUE
39 | bus_LV_261-367_0_5_node_37 | 0.4 | n |  | TRUE
40 | bus_LV_261-367_0_5_node_40 | 0.4 | n |  | TRUE
41 | bus_LV_261-367_0_5_node_35 | 0.4 | n |  | TRUE
42 | bus_LV_261-367_0_5_node_57 | 0.4 | n |  | TRUE
43 | bus_LV_261-367_0_5_node_58 | 0.4 | n |  | TRUE
44 | bus_LV_261-367_0_5_node_100 | 0.4 | n |  | TRUE
45 | bus_LV_261-367_0_5_node_98 | 0.4 | n |  | TRUE
46 | bus_LV_261-367_0_5_node_45 | 0.4 | n |  | TRUE
47 | bus_LV_261-367_0_5_node_51 | 0.4 | n |  | TRUE
48 | bus_LV_261-367_0_5_node_53 | 0.4 | n |  | TRUE
49 | bus_LV_261-367_0_5_node_122 | 0.4 | n |  | TRUE
50 | bus_LV_261-367_0_5_node_123 | 0.4 | n |  | TRUE
51 | bus_LV_261-367_0_5_node_60 | 0.4 | n |  | TRUE
52 | bus_LV_261-367_0_5_node_62 | 0.4 | n |  | TRUE
53 | bus_LV_261-367_0_5_node_59 | 0.4 | n |  | TRUE
54 | bus_LV_261-367_0_5_node_68 | 0.4 | n |  | TRUE
55 | bus_LV_261-367_0_5_node_76 | 0.4 | n |  | TRUE
56 | bus_LV_261-367_0_5_node_105 | 0.4 | n |  | TRUE
57 | bus_LV_261-367_0_5_node_88 | 0.4 | n |  | TRUE
58 | bus_LV_261-367_0_5_node_95 | 0.4 | n |  | TRUE
59 | bus_LV_261-367_0_5_node_109 | 0.4 | n |  | TRUE
60 | bus_LV_261-367_0_5_node_91 | 0.4 | n |  | TRUE
61 | bus_LV_261-367_0_5_node_63 | 0.4 | n |  | TRUE
62 | bus_LV_261-367_0_5_node_64 | 0.4 | n |  | TRUE
63 | bus_LV_261-367_0_5_node_72 | 0.4 | n |  | TRUE
64 | bus_LV_261-367_0_5_node_108 | 0.4 | n |  | TRUE
65 | bus_LV_261-367_0_5_node_125 | 0.4 | n |  | TRUE
66 | bus_LV_261-367_0_5_node_126 | 0.4 | n |  | TRUE
67 | bus_LV_261-367_0_5_node_115 | 0.4 | n |  | TRUE
68 | bus_LV_261-367_0_5_node_106 | 0.4 | n |  | TRUE
69 | bus_LV_261-367_0_5_node_71 | 0.4 | n |  | TRUE
70 | bus_LV_261-367_0_5_node_29 | 0.4 | n |  | TRUE
71 | bus_LV_261-367_0_5_node_104 | 0.4 | n |  | TRUE
72 | bus_LV_261-367_0_5_node_127 | 0.4 | n |  | TRUE
73 | bus_LV_261-367_0_5_node_34 | 0.4 | n |  | TRUE
74 | bus_LV_261-367_0_5_node_129 | 0.4 | n |  | TRUE
75 | bus_LV_261-367_0_5_node_36 | 0.4 | n |  | TRUE
76 | bus_LV_261-367_0_5_node_33 | 0.4 | n |  | TRUE
77 | bus_LV_261-367_0_5_node_102 | 0.4 | n |  | TRUE
78 | bus_LV_261-367_0_5_node_103 | 0.4 | n |  | TRUE
79 | bus_LV_261-367_0_5_node_38 | 0.4 | n |  | TRUE
80 | bus_LV_261-367_0_5_node_128 | 0.4 | n |  | TRUE
81 | bus_LV_261-367_0_5_node_39 | 0.4 | n |  | TRUE
82 | bus_LV_261-367_0_5_node_41 | 0.4 | n |  | TRUE
83 | bus_LV_261-367_0_5_node_42 | 0.4 | n |  | TRUE
84 | bus_LV_261-367_0_5_node_43 | 0.4 | n |  | TRUE
85 | bus_LV_261-367_0_5_node_132 | 0.4 | n |  | TRUE
86 | bus_LV_261-367_0_5_node_131 | 0.4 | n |  | TRUE
87 | bus_LV_261-367_0_5_node_49 | 0.4 | n |  | TRUE
88 | bus_LV_261-367_0_5_node_52 | 0.4 | n |  | TRUE
89 | bus_LV_261-367_0_5_node_46 | 0.4 | n |  | TRUE
90 | bus_LV_261-367_0_5_node_47 | 0.4 | n |  | TRUE
91 | bus_LV_261-367_0_5_node_48 | 0.4 | n |  | TRUE
92 | bus_LV_261-367_0_5_node_50 | 0.4 | n |  | TRUE
93 | bus_LV_261-367_0_5_node_130 | 0.4 | n |  | TRUE
94 | bus_LV_261-367_0_5_node_54 | 0.4 | n |  | TRUE
95 | bus_LV_261-367_0_5_node_55 | 0.4 | n |  | TRUE
96 | bus_LV_261-367_0_5_node_56 | 0.4 | n |  | TRUE
97 | bus_LV_261-367_0_5_node_133 | 0.4 | n |  | TRUE
98 | bus_LV_261-367_0_5_node_134 | 0.4 | n |  | TRUE
99 | bus_LV_261-367_0_5_node_97 | 0.4 | n |  | TRUE
100 | bus_LV_261-367_0_5_node_94 | 0.4 | n |  | TRUE
101 | bus_LV_261-367_0_5_node_136 | 0.4 | n |  | TRUE
102 | bus_LV_261-367_0_5_node_137 | 0.4 | n |  | TRUE
103 | bus_LV_261-367_0_5_node_112 | 0.4 | n |  | TRUE
104 | bus_LV_261-367_0_5_node_78 | 0.4 | n |  | TRUE
105 | bus_LV_261-367_0_5_node_77 | 0.4 | n |  | TRUE
106 | bus_LV_261-367_0_5_node_79 | 0.4 | n |  | TRUE
107 | bus_LV_261-367_0_5_node_80 | 0.4 | n |  | TRUE
108 | bus_LV_261-367_0_5_node_81 | 0.4 | n |  | TRUE
109 | bus_LV_261-367_0_5_node_82 | 0.4 | n |  | TRUE
110 | bus_LV_261-367_0_5_node_83 | 0.4 | n |  | TRUE
111 | bus_LV_261-367_0_5_node_99 | 0.4 | n |  | TRUE
112 | bus_LV_261-367_0_5_node_84 | 0.4 | n |  | TRUE
113 | bus_LV_261-367_0_5_node_85 | 0.4 | n |  | TRUE
114 | bus_LV_261-367_0_5_node_86 | 0.4 | n |  | TRUE
115 | bus_LV_261-367_0_5_node_87 | 0.4 | n |  | TRUE
116 | bus_LV_261-367_0_5_node_89 | 0.4 | n |  | TRUE
117 | bus_LV_261-367_0_5_node_90 | 0.4 | n |  | TRUE
118 | bus_LV_261-367_0_5_node_138 | 0.4 | n |  | TRUE
119 | bus_LV_261-367_0_5_node_124 | 0.4 | n |  | TRUE
120 | bus_LV_261-367_0_5_node_116 | 0.4 | n |  | TRUE
121 | bus_LV_261-367_0_5_node_120 | 0.4 | n |  | TRUE
122 | bus_LV_261-367_0_5_node_113 | 0.4 | n |  | TRUE
123 | bus_LV_261-367_0_5_node_121 | 0.4 | n |  | TRUE
124 | bus_LV_261-367_0_5_node_118 | 0.4 | n |  | TRUE
125 | bus_LV_261-367_0_5_node_114 | 0.4 | n |  | TRUE
126 | bus_LV_261-367_0_5_node_119 | 0.4 | n |  | TRUE
127 | bus_LV_261-367_0_5_node_117 | 0.4 | n |  | TRUE
128 | bus_MV_551_0_node_106 | 20 | n |  | TRUE

## load
| name | bus | p_mw | q_mvar | const_z_percent | const_i_percent | sn_mva | scaling | in_service | type
0 | LV_261-367_0_5_load_0 | 0 | 0.010354 | 0.0025949 | 0 | 0 |  | 1 | TRUE | wye
1 | LV_261-367_0_5_load_3 | 2 | 0.0031112 | 0.00077974 | 0 | 0 |  | 1 | TRUE | wye
2 | LV_261-367_0_5_load_4 | 3 | 0.0092769 | 0.002325 | 0 | 0 |  | 1 | TRUE | wye
3 | LV_261-367_0_5_load_27 | 4 | 0.010201 | 0.0025566 | 0 | 0 |  | 1 | TRUE | wye
4 | LV_261-367_0_5_load_73 | 9 | 0.0066194 | 0.001659 | 0 | 0 |  | 1 | TRUE | wye
5 | LV_261-367_0_5_load_74 | 11 | 0.0063714 | 0.0015968 | 0 | 0 |  | 1 | TRUE | wye
6 | LV_261-367_0_5_load_67 | 14 | 0.0067493 | 0.0016915 | 0 | 0 |  | 1 | TRUE | wye
7 | LV_261-367_0_5_load_135 | 16 | 0.0015037 | 0.00037685 | 0 | 0 |  | 1 | TRUE | wye
8 | LV_261-367_0_5_load_101 | 20 | 0.0062001 | 0.0015539 | 0 | 0 |  | 1 | TRUE | wye
9 | LV_261-367_0_5_load_96 | 21 | 0.0062485 | 0.001566 | 0 | 0 |  | 1 | TRUE | wye
10 | LV_261-367_0_5_load_93 | 22 | 0.013215 | 0.0033119 | 0 | 0 |  | 1 | TRUE | wye
11 | LV_261-367_0_5_load_110 | 23 | 0.010242 | 0.0025669 | 0 | 0 |  | 1 | TRUE | wye
12 | LV_261-367_0_5_load_75 | 29 | 0.0067729 | 0.0016974 | 0 | 0 |  | 1 | TRUE | wye
13 | LV_261-367_0_5_load_69 | 31 | 0.0066616 | 0.0016695 | 0 | 0 |  | 1 | TRUE | wye
14 | LV_261-367_0_5_load_107 | 32 | 0.001704 | 0.00042705 | 0 | 0 |  | 1 | TRUE | wye
15 | LV_261-367_0_5_load_70 | 33 | 0.0080907 | 0.0020277 | 0 | 0 |  | 1 | TRUE | wye
16 | LV_261-367_0_5_load_30 | 36 | 0.0042392 | 0.0010624 | 0 | 0 |  | 1 | TRUE | wye
17 | LV_261-367_0_5_load_111 | 37 | 0.0027014 | 0.00067704 | 0 | 0 |  | 1 | TRUE | wye
18 | LV_261-367_0_5_load_31 | 38 | 0.0042403 | 0.0010627 | 0 | 0 |  | 1 | TRUE | wye
19 | LV_261-367_0_5_load_40 | 40 | 0.0060251 | 0.00151 | 0 | 0 |  | 1 | TRUE | wye
20 | LV_261-367_0_5_load_57 | 42 | 0.0063602 | 0.001594 | 0 | 0 |  | 1 | TRUE | wye
21 | LV_261-367_0_5_load_58 | 43 | 0.0059631 | 0.0014945 | 0 | 0 |  | 1 | TRUE | wye
22 | LV_261-367_0_5_load_100 | 44 | 0.0059735 | 0.0014971 | 0 | 0 |  | 1 | TRUE | wye
23 | LV_261-367_0_5_load_98 | 45 | 0.0030588 | 0.0007666 | 0 | 0 |  | 1 | TRUE | wye
24 | LV_261-367_0_5_load_51 | 47 | 0.0057298 | 0.001436 | 0 | 0 |  | 1 | TRUE | wye
25 | LV_261-367_0_5_load_53 | 48 | 0.0072937 | 0.001828 | 0 | 0 |  | 1 | TRUE | wye
26 | LV_261-367_0_5_load_122 | 49 | 0.010236 | 0.0025655 | 0 | 0 |  | 1 | TRUE | wye
27 | LV_261-367_0_5_load_123 | 50 | 0.011743 | 0.0029432 | 0 | 0 |  | 1 | TRUE | wye
28 | LV_261-367_0_5_load_62 | 52 | 0.011891 | 0.0029803 | 0 | 0 |  | 1 | TRUE | wye
29 | LV_261-367_0_5_load_59 | 53 | 0.0067721 | 0.0016973 | 0 | 0 |  | 1 | TRUE | wye
30 | LV_261-367_0_5_load_68 | 54 | 0.0067244 | 0.0016853 | 0 | 0 |  | 1 | TRUE | wye
31 | LV_261-367_0_5_load_76 | 55 | 0.009062 | 0.0022711 | 0 | 0 |  | 1 | TRUE | wye
32 | LV_261-367_0_5_load_105 | 56 | 0.0098361 | 0.0024652 | 0 | 0 |  | 1 | TRUE | wye
33 | LV_261-367_0_5_load_95 | 58 | 0.0063836 | 0.0015999 | 0 | 0 |  | 1 | TRUE | wye
34 | LV_261-367_0_5_load_109 | 59 | 0.01099 | 0.0027545 | 0 | 0 |  | 1 | TRUE | wye
35 | LV_261-367_0_5_load_91 | 60 | 0.010432 | 0.0026146 | 0 | 0 |  | 1 | TRUE | wye
36 | LV_261-367_0_5_load_63 | 61 | 0.005314 | 0.0013318 | 0 | 0 |  | 1 | TRUE | wye
37 | LV_261-367_0_5_load_64 | 62 | 0.0071218 | 0.0017849 | 0 | 0 |  | 1 | TRUE | wye
38 | LV_261-367_0_5_load_72 | 63 | 0.0015484 | 0.00038806 | 0 | 0 |  | 1 | TRUE | wye
39 | LV_261-367_0_5_load_108 | 64 | 0.0040561 | 0.0010166 | 0 | 0 |  | 1 | TRUE | wye
40 | LV_261-367_0_5_load_125 | 65 | 0.0042937 | 0.0010761 | 0 | 0 |  | 1 | TRUE | wye
41 | LV_261-367_0_5_load_126 | 66 | 0.0042841 | 0.0010737 | 0 | 0 |  | 1 | TRUE | wye
42 | LV_261-367_0_5_load_115 | 67 | 0.0062015 | 0.0015542 | 0 | 0 |  | 1 | TRUE | wye
43 | LV_261-367_0_5_load_71 | 69 | 0.0067339 | 0.0016877 | 0 | 0 |  | 1 | TRUE | wye
44 | LV_261-367_0_5_load_104 | 71 | 0.0028404 | 0.00071187 | 0 | 0 |  | 1 | TRUE | wye
45 | LV_261-367_0_5_load_127 | 72 | 0.0012337 | 0.00030921 | 0 | 0 |  | 1 | TRUE | wye
46 | LV_261-367_0_5_load_129 | 74 | 0.0047651 | 0.0011942 | 0 | 0 |  | 1 | TRUE | wye
47 | LV_261-367_0_5_load_36 | 75 | 0.0059544 | 0.0014923 | 0 | 0 |  | 1 | TRUE | wye
48 | LV_261-367_0_5_load_33 | 76 | 0.015766 | 0.0039513 | 0 | 0 |  | 1 | TRUE | wye
49 | LV_261-367_0_5_load_102 | 77 | 0.0056319 | 0.0014115 | 0 | 0 |  | 1 | TRUE | wye
50 | LV_261-367_0_5_load_103 | 78 | 0.0068024 | 0.0017048 | 0 | 0 |  | 1 | TRUE | wye
51 | LV_261-367_0_5_load_38 | 79 | 0.0059675 | 0.0014956 | 0 | 0 |  | 1 | TRUE | wye
52 | LV_261-367_0_5_load_128 | 80 | 0.0065055 | 0.0016304 | 0 | 0 |  | 1 | TRUE | wye
53 | LV_261-367_0_5_load_39 | 81 | 0.0063881 | 0.001601 | 0 | 0 |  | 1 | TRUE | wye
54 | LV_261-367_0_5_load_42 | 83 | 0.004263 | 0.0010684 | 0 | 0 |  | 1 | TRUE | wye
55 | LV_261-367_0_5_load_43 | 84 | 0.0011255 | 0.00028208 | 0 | 0 |  | 1 | TRUE | wye
56 | LV_261-367_0_5_load_132 | 85 | 0.016756 | 0.0041995 | 0 | 0 |  | 1 | TRUE | wye
57 | LV_261-367_0_5_load_131 | 86 | 0.0034575 | 0.00086653 | 0 | 0 |  | 1 | TRUE | wye
58 | LV_261-367_0_5_load_49 | 87 | 0.0089594 | 0.0022454 | 0 | 0 |  | 1 | TRUE | wye
59 | LV_261-367_0_5_load_52 | 88 | 0.0073107 | 0.0018322 | 0 | 0 |  | 1 | TRUE | wye
60 | LV_261-367_0_5_load_46 | 89 | 0.0096721 | 0.0024241 | 0 | 0 |  | 1 | TRUE | wye
61 | LV_261-367_0_5_load_47 | 90 | 0.013423 | 0.0033641 | 0 | 0 |  | 1 | TRUE | wye
62 | LV_261-367_0_5_load_48 | 91 | 0.0013378 | 0.00033529 | 0 | 0 |  | 1 | TRUE | wye
63 | LV_261-367_0_5_load_50 | 92 | 0.0051461 | 0.0012897 | 0 | 0 |  | 1 | TRUE | wye
64 | LV_261-367_0_5_load_130 | 93 | 0.0021695 | 0.00054373 | 0 | 0 |  | 1 | TRUE | wye
65 | LV_261-367_0_5_load_133 | 97 | 0.0030996 | 0.00077683 | 0 | 0 |  | 1 | TRUE | wye
66 | LV_261-367_0_5_load_97 | 99 | 0.0065887 | 0.0016513 | 0 | 0 |  | 1 | TRUE | wye
67 | LV_261-367_0_5_load_94 | 100 | 0.0035585 | 0.00089185 | 0 | 0 |  | 1 | TRUE | wye
68 | LV_261-367_0_5_load_136 | 101 | 0.0094281 | 0.0023629 | 0 | 0 |  | 1 | TRUE | wye
69 | LV_261-367_0_5_load_137 | 102 | 0.0094306 | 0.0023635 | 0 | 0 |  | 1 | TRUE | wye
70 | LV_261-367_0_5_load_112 | 103 | 0.0065857 | 0.0016505 | 0 | 0 |  | 1 | TRUE | wye
71 | LV_261-367_0_5_load_78 | 104 | 0.0019004 | 0.0004763 | 0 | 0 |  | 1 | TRUE | wye
72 | LV_261-367_0_5_load_77 | 105 | 0.0070853 | 0.0017757 | 0 | 0 |  | 1 | TRUE | wye
73 | LV_261-367_0_5_load_79 | 106 | 0.0018667 | 0.00046784 | 0 | 0 |  | 1 | TRUE | wye
74 | LV_261-367_0_5_load_80 | 107 | 0.0039753 | 0.00099631 | 0 | 0 |  | 1 | TRUE | wye
75 | LV_261-367_0_5_load_81 | 108 | 0.010594 | 0.0026551 | 0 | 0 |  | 1 | TRUE | wye
76 | LV_261-367_0_5_load_82 | 109 | 0.010423 | 0.0026123 | 0 | 0 |  | 1 | TRUE | wye
77 | LV_261-367_0_5_load_83 | 110 | 0.0028014 | 0.00070209 | 0 | 0 |  | 1 | TRUE | wye
78 | LV_261-367_0_5_load_99 | 111 | 0.0065066 | 0.0016307 | 0 | 0 |  | 1 | TRUE | wye
79 | LV_261-367_0_5_load_84 | 112 | 0.010139 | 0.002541 | 0 | 0 |  | 1 | TRUE | wye
80 | LV_261-367_0_5_load_87 | 115 | 0.0098357 | 0.0024651 | 0 | 0 |  | 1 | TRUE | wye
81 | LV_261-367_0_5_load_89 | 116 | 0.0098544 | 0.0024697 | 0 | 0 |  | 1 | TRUE | wye
82 | LV_261-367_0_5_load_138 | 118 | 0.010197 | 0.0025557 | 0 | 0 |  | 1 | TRUE | wye
83 | LV_261-367_0_5_load_120 | 121 | 0.016182 | 0.0040557 | 0 | 0 |  | 1 | TRUE | wye
84 | LV_261-367_0_5_load_113 | 122 | 0.004809 | 0.0012053 | 0 | 0 |  | 1 | TRUE | wye
85 | LV_261-367_0_5_load_121 | 123 | 0.0056042 | 0.0014046 | 0 | 0 |  | 1 | TRUE | wye
86 | LV_261-367_0_5_load_118 | 124 | 0.0056054 | 0.0014048 | 0 | 0 |  | 1 | TRUE | wye
87 | LV_261-367_0_5_load_114 | 125 | 0.0047634 | 0.0011938 | 0 | 0 |  | 1 | TRUE | wye
88 | LV_261-367_0_5_load_117 | 127 | 0.0062255 | 0.0015603 | 0 | 0 |  | 1 | TRUE | wye

## ext_grid
| name | bus | vm_pu | va_degree | slack_weight | in_service
0 |  | 102 | 1 | 0 | 1 | TRUE

## line
| name | std_type | from_bus | to_bus | length_km | r_ohm_per_km | x_ohm_per_km | c_nf_per_km | g_us_per_km | max_i_ka | df | parallel | type | in_service
0 | LV_261-367_0_5_line_0 |  | 0 | 1 | 0.033616 | 0.125 | 0.08 | 261 | 0 | 0.364 | 1 | 1 | cs | TRUE
1 | LV_261-367_0_5_line_1 |  | 1 | 2 | 0.047471 | 0.125 | 0.08 | 261 | 0 | 0.364 | 1 | 1 | cs | TRUE
2 | LV_261-367_0_5_line_2 |  | 1 | 3 | 0.039654 | 0.125 | 0.08 | 261 | 0 | 0.364 | 1 | 1 | cs | TRUE
3 | LV_261-367_0_5_line_3 |  | 2 | 4 | 0.012644 | 0.125 | 0.08 | 261 | 0 | 0.364 | 1 | 1 | cs | TRUE
4 | LV_261-367_0_5_line_4 |  | 4 | 35 | 0.014755 | 0.125 | 0.08 | 261 | 0 | 0.364 | 1 | 1 | cs | TRUE
5 | LV_261-367_0_5_line_5 |  | 5 | 6 | 0.073746 | 0.125 | 0.08 | 261 | 0 | 0.364 | 1 | 1 | cs | TRUE
6 | LV_261-367_0_5_line_6 |  | 5 | 7 | 0.023783 | 0.125 | 0.08 | 261 | 0 | 0.364 | 1 | 1 | cs | TRUE
7 | LV_261-367_0_5_line_7 |  | 5 | 8 | 0.028294 | 0.125 | 0.08 | 261 | 0 | 0.364 | 1 | 2 | cs | TRUE
8 | LV_261-367_0_5_line_8 |  | 5 | 9 | 0.020215 | 0.125 | 0.08 | 261 | 0 | 0.364 | 1 | 2 | cs | TRUE
9 | LV_261-367_0_5_line_9 |  | 6 | 37 | 0.11787 | 0.125 | 0.08 | 261 | 0 | 0.364 | 1 | 1 | cs | TRUE
10 | LV_261-367_0_5_line_10 |  | 7 | 32 | 0.0033704 | 0.125 | 0.08 | 261 | 0 | 0.364 | 1 | 1 | cs | TRUE
11 | LV_261-367_0_5_line_11 |  | 8 | 22 | 0.03146 | 0.125 | 0.08 | 261 | 0 | 0.364 | 1 | 5 | cs | TRUE
12 | LV_261-367_0_5_line_12 |  | 8 | 23 | 0.030245 | 0.125 | 0.08 | 261 | 0 | 0.364 | 1 | 1 | cs | TRUE
13 | LV_261-367_0_5_line_13 |  | 9 | 10 | 0.015432 | 0.125 | 0.08 | 261 | 0 | 0.364 | 1 | 1 | cs | TRUE
14 | LV_261-367_0_5_line_14 |  | 10 | 11 | 0.014994 | 0.125 | 0.08 | 261 | 0 | 0.364 | 1 | 1 | cs | TRUE
15 | LV_261-367_0_5_line_15 |  | 11 | 26 | 0.016252 | 0.125 | 0.08 | 261 | 0 | 0.364 | 1 | 1 | cs | TRUE
16 | LV_261-367_0_5_line_16 |  | 12 | 13 | 0.00465 | 0.125 | 0.08 | 261 | 0 | 0.364 | 1 | 1 | cs | TRUE
17 | LV_261-367_0_5_line_17 |  | 12 | 14 | 0.021826 | 0.125 | 0.08 | 261 | 0 | 0.364 | 1 | 1 | cs | TRUE
18 | LV_261-367_0_5_line_18 |  | 13 | 29 | 0.014653 | 0.125 | 0.08 | 261 | 0 | 0.364 | 1 | 1 | cs | TRUE
19 | LV_261-367_0_5_line_19 |  | 14 | 30 | 0.016581 | 0.125 | 0.08 | 261 | 0 | 0.364 | 1 | 1 | cs | TRUE
20 | LV_261-367_0_5_line_20 |  | 15 | 16 | 0.038311 | 0.125 | 0.08 | 261 | 0 | 0.364 | 1 | 1 | cs | TRUE
21 | LV_261-367_0_5_line_21 |  | 15 | 17 | 0.029499 | 0.125 | 0.08 | 261 | 0 | 0.364 | 1 | 1 | cs | TRUE
22 | LV_261-367_0_5_line_22 |  | 15 | 18 | 0.032153 | 0.125 | 0.08 | 261 | 0 | 0.364 | 1 | 1 | cs | TRUE
23 | LV_261-367_0_5_line_23 |  | 17 | 33 | 0.014683 | 0.125 | 0.08 | 261 | 0 | 0.364 | 1 | 1 | cs | TRUE
24 | LV_261-367_0_5_line_24 |  | 17 | 30 | 0.009863 | 0.125 | 0.08 | 261 | 0 | 0.364 | 1 | 1 | cs | TRUE
25 | LV_261-367_0_5_line_25 |  | 18 | 55 | 0.01497 | 0.125 | 0.08 | 261 | 0 | 0.364 | 1 | 1 | cs | TRUE
26 | LV_261-367_0_5_line_26 |  | 18 | 28 | 0.011942 | 0.125 | 0.08 | 261 | 0 | 0.364 | 1 | 1 | cs | TRUE
27 | LV_261-367_0_5_line_27 |  | 19 | 20 | 0.015088 | 0.125 | 0.08 | 261 | 0 | 0.364 | 1 | 5 | cs | TRUE
28 | LV_261-367_0_5_line_28 |  | 19 | 21 | 0.017168 | 0.125 | 0.08 | 261 | 0 | 0.364 | 1 | 5 | cs | TRUE
29 | LV_261-367_0_5_line_29 |  | 20 | 24 | 0.038854 | 0.125 | 0.08 | 261 | 0 | 0.364 | 1 | 5 | cs | TRUE
30 | LV_261-367_0_5_line_30 |  | 21 | 58 | 0.015281 | 0.125 | 0.08 | 261 | 0 | 0.364 | 1 | 5 | cs | TRUE
31 | LV_261-367_0_5_line_31 |  | 22 | 25 | 0.015107 | 0.125 | 0.08 | 261 | 0 | 0.364 | 1 | 5 | cs | TRUE
32 | LV_261-367_0_5_line_32 |  | 23 | 59 | 0.015295 | 0.125 | 0.08 | 261 | 0 | 0.364 | 1 | 1 | cs | TRUE
33 | LV_261-367_0_5_line_33 |  | 24 | 25 | 0.004121 | 0.125 | 0.08 | 261 | 0 | 0.364 | 1 | 5 | cs | TRUE
34 | LV_261-367_0_5_line_34 |  | 25 | 60 | 0.01556 | 0.125 | 0.08 | 261 | 0 | 0.364 | 1 | 1 | cs | TRUE
35 | LV_261-367_0_5_line_35 |  | 26 | 27 | 0.030021 | 0.125 | 0.08 | 261 | 0 | 0.364 | 1 | 1 | cs | TRUE
36 | LV_261-367_0_5_line_36 |  | 26 | 28 | 0.025157 | 0.125 | 0.08 | 261 | 0 | 0.364 | 1 | 1 | cs | TRUE
37 | LV_261-367_0_5_line_37 |  | 27 | 61 | 0.015271 | 0.125 | 0.08 | 261 | 0 | 0.364 | 1 | 1 | cs | TRUE
38 | LV_261-367_0_5_line_38 |  | 27 | 53 | 0.015213 | 0.125 | 0.08 | 261 | 0 | 0.364 | 1 | 1 | cs | TRUE
39 | LV_261-367_0_5_line_39 |  | 28 | 62 | 0.013356 | 0.125 | 0.08 | 261 | 0 | 0.364 | 1 | 1 | cs | TRUE
40 | LV_261-367_0_5_line_40 |  | 29 | 54 | 0.025284 | 0.125 | 0.08 | 261 | 0 | 0.364 | 1 | 1 | cs | TRUE
41 | LV_261-367_0_5_line_41 |  | 30 | 31 | 0.037611 | 0.125 | 0.08 | 261 | 0 | 0.364 | 1 | 1 | cs | TRUE
42 | LV_261-367_0_5_line_42 |  | 31 | 63 | 0.0033336 | 0.125 | 0.08 | 261 | 0 | 0.364 | 1 | 1 | cs | TRUE
43 | LV_261-367_0_5_line_43 |  | 32 | 64 | 0.0045369 | 0.125 | 0.08 | 261 | 0 | 0.364 | 1 | 1 | cs | TRUE
44 | LV_261-367_0_5_line_44 |  | 33 | 69 | 0.023041 | 0.125 | 0.08 | 261 | 0 | 0.364 | 1 | 1 | cs | TRUE
45 | LV_261-367_0_5_line_45 |  | 34 | 35 | 0.037037 | 0.125 | 0.08 | 261 | 0 | 0.364 | 1 | 1 | cs | TRUE
46 | LV_261-367_0_5_line_46 |  | 34 | 36 | 0.018825 | 0.125 | 0.08 | 261 | 0 | 0.364 | 1 | 1 | cs | TRUE
47 | LV_261-367_0_5_line_47 |  | 35 | 70 | 0.004034 | 0.125 | 0.08 | 261 | 0 | 0.364 | 1 | 1 | cs | TRUE
48 | LV_261-367_0_5_line_48 |  | 36 | 38 | 0.019122 | 0.125 | 0.08 | 261 | 0 | 0.364 | 1 | 1 | cs | TRUE
49 | LV_261-367_0_5_line_49 |  | 37 | 71 | 0.00044835 | 0.125 | 0.08 | 261 | 0 | 0.364 | 1 | 1 | cs | TRUE
50 | LV_261-367_0_5_line_50 |  | 39 | 40 | 0.039086 | 0.125 | 0.08 | 261 | 0 | 0.364 | 1 | 1 | cs | TRUE
51 | LV_261-367_0_5_line_51 |  | 39 | 41 | 0.010679 | 0.125 | 0.08 | 261 | 0 | 0.364 | 1 | 1 | cs | TRUE
52 | LV_261-367_0_5_line_52 |  | 40 | 81 | 0.019385 | 0.125 | 0.08 | 261 | 0 | 0.364 | 1 | 1 | cs | TRUE
53 | LV_261-367_0_5_line_53 |  | 41 | 79 | 0.013992 | 0.125 | 0.08 | 261 | 0 | 0.364 | 1 | 1 | cs | TRUE
54 | LV_261-367_0_5_line_54 |  | 42 | 43 | 0.018443 | 0.125 | 0.08 | 261 | 0 | 0.364 | 1 | 1 | cs | TRUE
55 | LV_261-367_0_5_line_55 |  | 43 | 79 | 0.01903 | 0.125 | 0.08 | 261 | 0 | 0.364 | 1 | 1 | cs | TRUE
56 | LV_261-367_0_5_line_56 |  | 44 | 45 | 0.035086 | 0.125 | 0.08 | 261 | 0 | 0.364 | 1 | 1 | cs | TRUE
57 | LV_261-367_0_5_line_57 |  | 45 | 111 | 0.0080062 | 0.125 | 0.08 | 261 | 0 | 0.364 | 1 | 1 | cs | TRUE
58 | LV_261-367_0_5_line_58 |  | 46 | 47 | 0.018032 | 0.125 | 0.08 | 261 | 0 | 0.364 | 1 | 3 | cs | TRUE
59 | LV_261-367_0_5_line_59 |  | 46 | 48 | 0.033639 | 0.125 | 0.08 | 261 | 0 | 0.364 | 1 | 5 | cs | TRUE
60 | LV_261-367_0_5_line_60 |  | 47 | 87 | 0.032083 | 0.125 | 0.08 | 261 | 0 | 0.364 | 1 | 1 | cs | TRUE
61 | LV_261-367_0_5_line_61 |  | 48 | 88 | 0.017088 | 0.125 | 0.08 | 261 | 0 | 0.364 | 1 | 5 | cs | TRUE
62 | LV_261-367_0_5_line_62 |  | 49 | 50 | 0.0090093 | 0.125 | 0.08 | 261 | 0 | 0.364 | 1 | 1 | cs | TRUE
63 | LV_261-367_0_5_line_63 |  | 50 | 119 | 0.013516 | 0.125 | 0.08 | 261 | 0 | 0.364 | 1 | 1 | cs | TRUE
64 | LV_261-367_0_5_line_64 |  | 51 | 52 | 0.00065456 | 0.125 | 0.08 | 261 | 0 | 0.364 | 1 | 1 | cs | TRUE
65 | LV_261-367_0_5_line_65 |  | 51 | 53 | 0.022114 | 0.125 | 0.08 | 261 | 0 | 0.364 | 1 | 1 | cs | TRUE
66 | LV_261-367_0_5_line_66 |  | 52 | 104 | 0.0075761 | 0.125 | 0.08 | 261 | 0 | 0.364 | 1 | 1 | cs | TRUE
67 | LV_261-367_0_5_line_67 |  | 55 | 105 | 0.023052 | 0.125 | 0.08 | 261 | 0 | 0.364 | 1 | 1 | cs | TRUE
68 | LV_261-367_0_5_line_68 |  | 56 | 57 | 0.030129 | 0.125 | 0.08 | 261 | 0 | 0.364 | 1 | 1 | cs | TRUE
69 | LV_261-367_0_5_line_69 |  | 57 | 113 | 0.027485 | 0.125 | 0.08 | 261 | 0 | 0.364 | 1 | 1 | cs | TRUE
70 | LV_261-367_0_5_line_70 |  | 58 | 100 | 0.014169 | 0.125 | 0.08 | 261 | 0 | 0.364 | 1 | 5 | cs | TRUE
71 | LV_261-367_0_5_line_71 |  | 60 | 110 | 0.029849 | 0.125 | 0.08 | 261 | 0 | 0.364 | 1 | 1 | cs | TRUE
72 | LV_261-367_0_5_line_72 |  | 64 | 83 | 0.019401 | 0.125 | 0.08 | 261 | 0 | 0.364 | 1 | 1 | cs | TRUE
73 | LV_261-367_0_5_line_73 |  | 65 | 66 | 0.019028 | 0.125 | 0.08 | 261 | 0 | 0.364 | 1 | 1 | cs | TRUE
74 | LV_261-367_0_5_line_74 |  | 66 | 70 | 0.019125 | 0.125 | 0.08 | 261 | 0 | 0.364 | 1 | 1 | cs | TRUE
75 | LV_261-367_0_5_line_75 |  | 67 | 68 | 0.031572 | 0.125 | 0.08 | 261 | 0 | 0.364 | 1 | 1 | cs | TRUE
76 | LV_261-367_0_5_line_76 |  | 68 | 120 | 0.030244 | 0.125 | 0.08 | 261 | 0 | 0.364 | 1 | 1 | cs | TRUE
77 | LV_261-367_0_5_line_77 |  | 70 | 72 | 0.023286 | 0.125 | 0.08 | 261 | 0 | 0.364 | 1 | 1 | cs | TRUE
78 | LV_261-367_0_5_line_78 |  | 70 | 73 | 0.036449 | 0.125 | 0.08 | 261 | 0 | 0.364 | 1 | 1 | cs | TRUE
79 | LV_261-367_0_5_line_79 |  | 71 | 78 | 0.075196 | 0.125 | 0.08 | 261 | 0 | 0.364 | 1 | 1 | cs | TRUE
80 | LV_261-367_0_5_line_80 |  | 72 | 74 | 0.020246 | 0.125 | 0.08 | 261 | 0 | 0.364 | 1 | 1 | cs | TRUE
81 | LV_261-367_0_5_line_81 |  | 73 | 75 | 0.019096 | 0.125 | 0.08 | 261 | 0 | 0.364 | 1 | 1 | cs | TRUE
82 | LV_261-367_0_5_line_82 |  | 73 | 76 | 0.00049887 | 0.125 | 0.08 | 261 | 0 | 0.364 | 1 | 1 | cs | TRUE
83 | LV_261-367_0_5_line_83 |  | 74 | 93 | 0.014313 | 0.125 | 0.08 | 261 | 0 | 0.364 | 1 | 1 | cs | TRUE
84 | LV_261-367_0_5_line_84 |  | 75 | 80 | 0.01704 | 0.125 | 0.08 | 261 | 0 | 0.364 | 1 | 1 | cs | TRUE
85 | LV_261-367_0_5_line_85 |  | 77 | 78 | 0.039728 | 0.125 | 0.08 | 261 | 0 | 0.364 | 1 | 1 | cs | TRUE
86 | LV_261-367_0_5_line_86 |  | 81 | 82 | 0.030936 | 0.125 | 0.08 | 261 | 0 | 0.364 | 1 | 1 | cs | TRUE
87 | LV_261-367_0_5_line_87 |  | 82 | 83 | 0.043712 | 0.125 | 0.08 | 261 | 0 | 0.364 | 1 | 1 | cs | TRUE
88 | LV_261-367_0_5_line_88 |  | 82 | 84 | 0.018285 | 0.125 | 0.08 | 261 | 0 | 0.364 | 1 | 1 | cs | TRUE
89 | LV_261-367_0_5_line_89 |  | 84 | 85 | 0.004123 | 0.125 | 0.08 | 261 | 0 | 0.364 | 1 | 1 | cs | TRUE
90 | LV_261-367_0_5_line_90 |  | 84 | 86 | 0.008108 | 0.125 | 0.08 | 261 | 0 | 0.364 | 1 | 1 | cs | TRUE
91 | LV_261-367_0_5_line_91 |  | 87 | 90 | 0.03163 | 0.125 | 0.08 | 261 | 0 | 0.364 | 1 | 1 | cs | TRUE
92 | LV_261-367_0_5_line_92 |  | 88 | 94 | 0.016667 | 0.125 | 0.08 | 261 | 0 | 0.364 | 1 | 5 | cs | TRUE
93 | LV_261-367_0_5_line_93 |  | 89 | 90 | 0.031489 | 0.125 | 0.08 | 261 | 0 | 0.364 | 1 | 1 | cs | TRUE
94 | LV_261-367_0_5_line_94 |  | 89 | 91 | 0.026816 | 0.125 | 0.08 | 261 | 0 | 0.364 | 1 | 1 | cs | TRUE
95 | LV_261-367_0_5_line_95 |  | 91 | 92 | 0.01026 | 0.125 | 0.08 | 261 | 0 | 0.364 | 1 | 1 | cs | TRUE
96 | LV_261-367_0_5_line_96 |  | 92 | 93 | 0.0047377 | 0.125 | 0.08 | 261 | 0 | 0.364 | 1 | 1 | cs | TRUE
97 | LV_261-367_0_5_line_97 |  | 94 | 95 | 0.020742 | 0.125 | 0.08 | 261 | 0 | 0.364 | 1 | 5 | cs | TRUE
98 | LV_261-367_0_5_line_98 |  | 94 | 96 | 0.008391 | 0.125 | 0.08 | 261 | 0 | 0.364 | 1 | 5 | cs | TRUE
99 | LV_261-367_0_5_line_99 |  | 95 | 97 | 0.004039 | 0.125 | 0.08 | 261 | 0 | 0.364 | 1 | 1 | cs | TRUE
100 | LV_261-367_0_5_line_100 |  | 95 | 98 | 0.023367 | 0.125 | 0.08 | 261 | 0 | 0.364 | 1 | 5 | cs | TRUE
101 | LV_261-367_0_5_line_101 |  | 96 | 99 | 0.019073 | 0.125 | 0.08 | 261 | 0 | 0.364 | 1 | 1 | cs | TRUE
102 | LV_261-367_0_5_line_102 |  | 96 | 100 | 0.015453 | 0.125 | 0.08 | 261 | 0 | 0.364 | 1 | 5 | cs | TRUE
103 | LV_261-367_0_5_line_103 |  | 98 | 101 | 0.004272 | 0.125 | 0.08 | 261 | 0 | 0.364 | 1 | 1 | cs | TRUE
104 | LV_261-367_0_5_line_104 |  | 98 | 102 | 0.022213 | 0.125 | 0.08 | 261 | 0 | 0.364 | 1 | 5 | cs | TRUE
105 | LV_261-367_0_5_line_105 |  | 99 | 103 | 0.015585 | 0.125 | 0.08 | 261 | 0 | 0.364 | 1 | 1 | cs | TRUE
106 | LV_261-367_0_5_line_106 |  | 103 | 122 | 0.013494 | 0.125 | 0.08 | 261 | 0 | 0.364 | 1 | 1 | cs | TRUE
107 | LV_261-367_0_5_line_107 |  | 106 | 107 | 0.0047493 | 0.125 | 0.08 | 261 | 0 | 0.364 | 1 | 1 | cs | TRUE
108 | LV_261-367_0_5_line_108 |  | 106 | 108 | 0.018047 | 0.125 | 0.08 | 261 | 0 | 0.364 | 1 | 1 | cs | TRUE
109 | LV_261-367_0_5_line_109 |  | 107 | 109 | 0.031423 | 0.125 | 0.08 | 261 | 0 | 0.364 | 1 | 1 | cs | TRUE
110 | LV_261-367_0_5_line_110 |  | 108 | 110 | 0.010508 | 0.125 | 0.08 | 261 | 0 | 0.364 | 1 | 1 | cs | TRUE
111 | LV_261-367_0_5_line_111 |  | 109 | 111 | 0.010622 | 0.125 | 0.08 | 261 | 0 | 0.364 | 1 | 1 | cs | TRUE
112 | LV_261-367_0_5_line_112 |  | 112 | 113 | 0.016028 | 0.125 | 0.08 | 261 | 0 | 0.364 | 1 | 1 | cs | TRUE
113 | LV_261-367_0_5_line_113 |  | 112 | 114 | 9.6376e-05 | 0.125 | 0.08 | 261 | 0 | 0.364 | 1 | 1 | cs | TRUE
114 | LV_261-367_0_5_line_114 |  | 113 | 115 | 0.001796 | 0.125 | 0.08 | 261 | 0 | 0.364 | 1 | 1 | cs | TRUE
115 | LV_261-367_0_5_line_115 |  | 114 | 116 | 0.001576 | 0.125 | 0.08 | 261 | 0 | 0.364 | 1 | 1 | cs | TRUE
116 | LV_261-367_0_5_line_116 |  | 114 | 117 | 0.015487 | 0.125 | 0.08 | 261 | 0 | 0.364 | 1 | 1 | cs | TRUE
117 | LV_261-367_0_5_line_117 |  | 117 | 118 | 0.001369 | 0.125 | 0.08 | 261 | 0 | 0.364 | 1 | 1 | cs | TRUE
118 | LV_261-367_0_5_line_118 |  | 117 | 119 | 0.022872 | 0.125 | 0.08 | 261 | 0 | 0.364 | 1 | 1 | cs | TRUE
119 | LV_261-367_0_5_line_119 |  | 119 | 121 | 0.025198 | 0.125 | 0.08 | 261 | 0 | 0.364 | 1 | 1 | cs | TRUE
120 | LV_261-367_0_5_line_120 |  | 120 | 123 | 0.005031 | 0.125 | 0.08 | 261 | 0 | 0.364 | 1 | 1 | cs | TRUE
121 | LV_261-367_0_5_line_121 |  | 120 | 124 | 0.015297 | 0.125 | 0.08 | 261 | 0 | 0.364 | 1 | 1 | cs | TRUE
122 | LV_261-367_0_5_line_122 |  | 121 | 126 | 0.010845 | 0.125 | 0.08 | 261 | 0 | 0.364 | 1 | 1 | cs | TRUE
123 | LV_261-367_0_5_line_123 |  | 122 | 125 | 0.014944 | 0.125 | 0.08 | 261 | 0 | 0.364 | 1 | 1 | cs | TRUE
124 | LV_261-367_0_5_line_124 |  | 124 | 127 | 0.014446 | 0.125 | 0.08 | 261 | 0 | 0.364 | 1 | 1 | cs | TRUE
125 | LV_261-367_0_5_line_125 |  | 125 | 126 | 0.011808 | 0.125 | 0.08 | 261 | 0 | 0.364 | 1 | 1 | cs | TRUE
126 | LV_261-367_0_5_line_126 |  | 126 | 127 | 0.019187 | 0.125 | 0.08 | 261 | 0 | 0.364 | 1 | 1 | cs | TRUE

## trafo
| name | std_type | hv_bus | lv_bus | sn_mva | vn_hv_kv | vn_lv_kv | vk_percent | vkr_percent | pfe_kw | i0_percent | shift_degree | tap_side | tap_neutral | tap_min | tap_max | tap_step_percent | tap_step_degree | tap_pos | tap_phase_shifter | parallel | df | in_service
0 | LV_261-367_0_5_trafo_137 | 0.63 MVA 20/0.4 kV | 128 | 102 | 0.63 | 20 | 0.4 | 6 | 1.206 | 1.65 | 0.2619 | 150 | hv | 0 | -2 | 2 | 2.5 | 0 | 0 | FALSE | 1 | 1 | TRUE

## line_geodata
| x0 | y0 | x1 | y1 | x2 | y2 | x3 | y3 | x4 | y4 | x5 | y5 | x6 | y6
0 | 2685981.4732 | 1251430.0267 | 2685962.932 | 1251401.9862
1 | 2685981.4732 | 1251430.0267 | 2685937.114 | 1251446.931
2 | 2685981.4732 | 1251430.0267 | 2686010.7652 | 1251416.7973 | 2686017.3043 | 1251413.0977
3 | 2685925.2992 | 1251451.4334 | 2685937.114 | 1251446.931
4 | 2685911.511 | 1251456.6878 | 2685925.2992 | 1251451.4334
5 | 2686135.98 | 1251596.4737 | 2686110.2261 | 1251527.3472
6 | 2686099.1272 | 1251506.7593 | 2686101.706 | 1251513.702 | 2686104.3353 | 1251520.8012 | 2686110.2261 | 1251527.3472
7 | 2686110.2261 | 1251527.3472 | 2686123.7431 | 1251522.3176 | 2686131.1353 | 1251519.5674 | 2686136.744 | 1251517.4807
8 | 2686110.2261 | 1251527.3472 | 2686107.1699 | 1251530.394 | 2686092.1879 | 1251535.7174
9 | 2686135.98 | 1251596.4737 | 2686150.9018 | 1251592.9323 | 2686171.217 | 1251585.4999 | 2686248.2125 | 1251560.6664
10 | 2686099.1272 | 1251506.7593 | 2686095.9502 | 1251507.8847
11 | 2686136.744 | 1251517.4807 | 2686145.1111 | 1251517.2466 | 2686166.866 | 1251509.5106
12 | 2686136.744 | 1251517.4807 | 2686138.6354 | 1251524.4468 | 2686144.9145 | 1251541.1396 | 2686145.5759 | 1251543.929 | 2686146.454 | 1251546.0825
13 | 2686077.6464 | 1251540.8842 | 2686092.1879 | 1251535.7174
14 | 2686077.6464 | 1251540.8842 | 2686063.5191 | 1251545.908
15 | 2686048.2062 | 1251551.3534 | 2686063.5191 | 1251545.908
16 | 2685905.0211 | 1251602.259 | 2685909.4143 | 1251600.6993
17 | 2685909.4143 | 1251600.6993 | 2685929.9779 | 1251593.3832
18 | 2685905.0211 | 1251602.259 | 2685909.9969 | 1251616.0412
19 | 2685945.5993 | 1251587.8254 | 2685929.9779 | 1251593.3832
20 | 2685995.5463 | 1251610.745 | 2685982.7859 | 1251574.6104
21 | 2685982.7859 | 1251574.6104 | 2685954.9168 | 1251584.5136
22 | 2685982.7859 | 1251574.6104 | 2686013.159 | 1251563.8096
23 | 2685954.9168 | 1251584.5136 | 2685959.6949 | 1251598.3979
24 | 2685954.9168 | 1251584.5136 | 2685945.5993 | 1251587.8254
25 | 2686013.159 | 1251563.8096 | 2686017.9954 | 1251577.977
26 | 2686013.159 | 1251563.8096 | 2686024.4417 | 1251559.8037
27 | 2686169.4927 | 1251477.3042 | 2686171.9831 | 1251476.829 | 2686183.7688 | 1251472.5082
28 | 2686169.4927 | 1251477.3042 | 2686163.7118 | 1251461.1383
29 | 2686179.5628 | 1251500.6238 | 2686177.6409 | 1251495.7477 | 2686190.5149 | 1251491.3428 | 2686183.7688 | 1251472.5082
30 | 2686163.7118 | 1251461.1383 | 2686158.5664 | 1251446.7496
31 | 2686181.0998 | 1251504.4491 | 2686166.866 | 1251509.5106
32 | 2686152.3202 | 1251560.2073 | 2686150.4883 | 1251555.9762 | 2686146.454 | 1251546.0825
33 | 2686179.5628 | 1251500.6238 | 2686181.0998 | 1251504.4491
34 | 2686181.0998 | 1251504.4491 | 2686195.7632 | 1251499.2448
35 | 2686058.6897 | 1251579.4936 | 2686048.2062 | 1251551.3534
36 | 2686024.4417 | 1251559.8037 | 2686048.2062 | 1251551.3534
37 | 2686058.6897 | 1251579.4936 | 2686054.4081 | 1251594.1536
38 | 2686058.6897 | 1251579.4936 | 2686070.884 | 1251588.5886
39 | 2686024.4417 | 1251559.8037 | 2686028.9333 | 1251572.3814
40 | 2685915.6299 | 1251640.5306 | 2685914.9088 | 1251631.4466 | 2685910.6669 | 1251617.8971 | 2685909.9969 | 1251616.0412
41 | 2685945.5993 | 1251587.8254 | 2685958.4338 | 1251623.1791
42 | 2685959.5713 | 1251626.3126 | 2685958.4338 | 1251623.1791
43 | 2686095.9502 | 1251507.8847 | 2686091.6737 | 1251509.3994
44 | 2685959.6949 | 1251598.3979 | 2685967.1923 | 1251620.1845
45 | 2685876.6766 | 1251469.5482 | 2685911.511 | 1251456.6878
46 | 2685876.6766 | 1251469.5482 | 2685870.1386 | 1251451.895
47 | 2685912.8978 | 1251460.4774 | 2685911.511 | 1251456.6878
48 | 2685870.1386 | 1251451.895 | 2685863.4975 | 1251433.9635
49 | 2686248.6392 | 1251560.5288 | 2686248.2125 | 1251560.6664
50 | 2685947.9226 | 1251560.3717 | 2685984.7582 | 1251547.3004
51 | 2685944.4232 | 1251550.28 | 2685947.9226 | 1251560.3717
52 | 2686003.0273 | 1251540.8175 | 2685984.7582 | 1251547.3004
53 | 2685944.4232 | 1251550.28 | 2685931.1938 | 1251554.8375
54 | 2685895.7644 | 1251567.0428 | 2685913.2019 | 1251561.0356
55 | 2685931.1938 | 1251554.8375 | 2685913.2019 | 1251561.0356
56 | 2686302.4481 | 1251461.3809 | 2686335.5135 | 1251449.6455
57 | 2686302.4481 | 1251461.3809 | 2686294.9031 | 1251464.0587
58 | 2686102.2794 | 1251365.2317 | 2686087.1773 | 1251375.0843
59 | 2686102.2794 | 1251365.2317 | 2686120.6284 | 1251393.4253
60 | 2686060.3068 | 1251392.6145 | 2686087.1773 | 1251375.0843
61 | 2686120.6284 | 1251393.4253 | 2686129.9494 | 1251407.7472
62 | 2686267.5301 | 1251359.2876 | 2686259.9332 | 1251364.1306
63 | 2686248.536 | 1251371.3963 | 2686259.9332 | 1251364.1306
64 | 2686091.3823 | 1251581.1969 | 2686091.3137 | 1251580.546
65 | 2686091.3137 | 1251580.546 | 2686077.3872 | 1251584.6801 | 2686070.884 | 1251588.5886
66 | 2686092.176 | 1251588.7313 | 2686091.3823 | 1251581.1969
67 | 2686017.9954 | 1251577.977 | 2686025.4428 | 1251599.793
68 | 2686272.2016 | 1251445.4633 | 2686300.6119 | 1251435.4316
69 | 2686267.5704 | 1251422.4119 | 2686268.6983 | 1251423.7515 | 2686271.2798 | 1251430.4942 | 2686272.0617 | 1251432.7851 | 2686268.1921 | 1251434.1409 | 2686272.2016 | 1251445.4633
70 | 2686153.7966 | 1251433.4074 | 2686156.7339 | 1251441.6252 | 2686158.5664 | 1251446.7496
71 | 2686195.7632 | 1251499.2448 | 2686223.8931 | 1251489.2611
72 | 2686073.3856 | 1251515.8772 | 2686091.6737 | 1251509.3994
73 | 2685877.1849 | 1251473.9026 | 2685894.996 | 1251467.207
74 | 2685912.8978 | 1251460.4774 | 2685894.996 | 1251467.207
75 | 2686233.6939 | 1251459.1021 | 2686203.9343 | 1251469.6442
76 | 2686234.0141 | 1251436.0783 | 2686235.1064 | 1251436.7502 | 2686235.0006 | 1251439.3506 | 2686235.2472 | 1251441.0778 | 2686237.5133 | 1251445.6364 | 2686229.7953 | 1251448.4596 | 2686233.6939 | 1251459.1021
77 | 2685912.8978 | 1251460.4774 | 2685934.6955 | 1251452.2855
78 | 2685912.8978 | 1251460.4774 | 2685925.4222 | 1251494.7181
79 | 2686248.6392 | 1251560.5288 | 2686320.2049 | 1251537.4467
80 | 2685953.6473 | 1251445.1632 | 2685934.6955 | 1251452.2855
81 | 2685925.4222 | 1251494.7181 | 2685907.7578 | 1251501.9714
82 | 2685925.5937 | 1251495.1866 | 2685925.4222 | 1251494.7181
83 | 2685953.6473 | 1251445.1632 | 2685967.0451 | 1251440.1281
84 | 2685891.9946 | 1251508.4439 | 2685907.7578 | 1251501.9714
85 | 2686358.0144 | 1251525.2519 | 2686320.2049 | 1251537.4467
86 | 2686032.1823 | 1251530.4717 | 2686003.0273 | 1251540.8175
87 | 2686032.1823 | 1251530.4717 | 2686073.3856 | 1251515.8772
88 | 2686025.9404 | 1251513.2792 | 2686032.1823 | 1251530.4717
89 | 2686022.6951 | 1251515.8341 | 2686025.9404 | 1251513.2792
90 | 2686032.3239 | 1251508.257 | 2686025.9404 | 1251513.2792
91 | 2686033.3729 | 1251409.1751 | 2686046.7762 | 1251401.4418 | 2686060.3068 | 1251392.6145
92 | 2686140.3577 | 1251420.5712 | 2686135.6019 | 1251416.4323 | 2686129.9494 | 1251407.7472
93 | 2686005.5786 | 1251423.9323 | 2686010.5592 | 1251421.6202 | 2686020.2698 | 1251416.7352 | 2686033.3729 | 1251409.1751
94 | 2686005.5786 | 1251423.9323 | 2685993.2088 | 1251429.6745 | 2685983.7251 | 1251433.4953 | 2685980.9858 | 1251434.6004
95 | 2685971.4711 | 1251438.4387 | 2685980.9858 | 1251434.6004
96 | 2685971.4711 | 1251438.4387 | 2685970.5284 | 1251438.819 | 2685967.0451 | 1251440.1281
97 | 2686140.3577 | 1251420.5712 | 2686123.7429 | 1251433.0503
98 | 2686148.5956 | 1251418.8563 | 2686140.3577 | 1251420.5712
99 | 2686123.7429 | 1251433.0503 | 2686120.3369 | 1251435.2358
100 | 2686123.8356 | 1251454.1898 | 2686128.3419 | 1251448.4954 | 2686123.7429 | 1251433.0503
101 | 2686148.5956 | 1251418.8563 | 2686166.3101 | 1251411.7878
102 | 2686148.5956 | 1251418.8563 | 2686153.7966 | 1251433.4074
103 | 2686123.8356 | 1251454.1898 | 2686119.6979 | 1251455.2972
104 | 2686125.903 | 1251472.934 | 2686129.6152 | 1251471.498 | 2686123.8356 | 1251454.1898
105 | 2686180.7853 | 1251406.0118 | 2686166.3101 | 1251411.7878
106 | 2686180.7853 | 1251406.0118 | 2686193.3181 | 1251401.0109
107 | 2686250.8038 | 1251479.7102 | 2686255.2795 | 1251478.1217
108 | 2686250.8038 | 1251479.7102 | 2686233.7963 | 1251485.7464
109 | 2686255.2795 | 1251478.1217 | 2686284.8925 | 1251467.6116
110 | 2686223.8931 | 1251489.2611 | 2686233.7963 | 1251485.7464
111 | 2686294.9031 | 1251464.0587 | 2686284.8925 | 1251467.6116
112 | 2686267.5704 | 1251422.4119 | 2686262.1927 | 1251407.3124
113 | 2686262.1604 | 1251407.2217 | 2686262.1927 | 1251407.3124
114 | 2686267.5704 | 1251422.4119 | 2686265.8491 | 1251422.9428
115 | 2686262.1604 | 1251407.2217 | 2686260.6442 | 1251407.6666
116 | 2686262.1604 | 1251407.2217 | 2686256.9757 | 1251392.6241
117 | 2686256.9757 | 1251392.6241 | 2686255.6639 | 1251393.0275
118 | 2686248.536 | 1251371.3963 | 2686251.5949 | 1251377.501 | 2686256.9757 | 1251392.6241
119 | 2686248.536 | 1251371.3963 | 2686245.6636 | 1251373.2226 | 2686227.1673 | 1251384.7503
120 | 2686234.0141 | 1251436.0783 | 2686229.2567 | 1251437.7548
121 | 2686234.0141 | 1251436.0783 | 2686228.9023 | 1251421.6604
122 | 2686217.6634 | 1251389.9611 | 2686224.7603 | 1251386.2505 | 2686227.1673 | 1251384.7503
123 | 2686193.3181 | 1251401.0109 | 2686202.3141 | 1251397.4213 | 2686207.043 | 1251395.1229
124 | 2686224.075 | 1251408.0451 | 2686228.9023 | 1251421.6604
125 | 2686217.6634 | 1251389.9611 | 2686207.043 | 1251395.1229
126 | 2686217.6634 | 1251389.9611 | 2686224.075 | 1251408.0451

## bus_geodata
| x | y | coords
0 | 2685962.932 | 1251401.9862
1 | 2685981.4732 | 1251430.0267
2 | 2685937.114 | 1251446.931
3 | 2686017.3043 | 1251413.0977
4 | 2685925.2992 | 1251451.4334
5 | 2686110.2261 | 1251527.3472
6 | 2686135.98 | 1251596.4737
7 | 2686099.1272 | 1251506.7593
8 | 2686136.744 | 1251517.4807
9 | 2686092.1879 | 1251535.7174
10 | 2686077.6464 | 1251540.8842
11 | 2686063.5191 | 1251545.908
12 | 2685909.4143 | 1251600.6993
13 | 2685905.0211 | 1251602.259
14 | 2685929.9779 | 1251593.3832
15 | 2685982.7859 | 1251574.6104
16 | 2685995.5464 | 1251610.745
17 | 2685954.9168 | 1251584.5136
18 | 2686013.159 | 1251563.8096
19 | 2686169.4927 | 1251477.3042
20 | 2686183.7688 | 1251472.5082
21 | 2686163.7118 | 1251461.1383
22 | 2686166.866 | 1251509.5106
23 | 2686146.454 | 1251546.0825
24 | 2686179.5628 | 1251500.6238
25 | 2686181.0998 | 1251504.4491
26 | 2686048.2062 | 1251551.3534
27 | 2686058.6897 | 1251579.4936
28 | 2686024.4417 | 1251559.8037
29 | 2685909.9969 | 1251616.0412
30 | 2685945.5993 | 1251587.8254
31 | 2685958.4338 | 1251623.1791
32 | 2686095.9502 | 1251507.8847
33 | 2685959.6949 | 1251598.3979
34 | 2685876.6766 | 1251469.5482
35 | 2685911.511 | 1251456.6878
36 | 2685870.1386 | 1251451.895
37 | 2686248.2125 | 1251560.6664
38 | 2685863.4975 | 1251433.9635
39 | 2685947.9226 | 1251560.3717
40 | 2685984.7582 | 1251547.3004
41 | 2685944.4232 | 1251550.28
42 | 2685895.7644 | 1251567.0428
43 | 2685913.2019 | 1251561.0356
44 | 2686335.5135 | 1251449.6455
45 | 2686302.4481 | 1251461.3809
46 | 2686102.2794 | 1251365.2317
47 | 2686087.1773 | 1251375.0843
48 | 2686120.6284 | 1251393.4253
49 | 2686267.5301 | 1251359.2876
50 | 2686259.9332 | 1251364.1306
51 | 2686091.3137 | 1251580.546
52 | 2686091.3823 | 1251581.1969
53 | 2686070.884 | 1251588.5886
54 | 2685915.6299 | 1251640.5306
55 | 2686017.9954 | 1251577.977
56 | 2686300.6119 | 1251435.4316
57 | 2686272.2016 | 1251445.4633
58 | 2686158.5664 | 1251446.7496
59 | 2686152.3202 | 1251560.2073
60 | 2686195.7632 | 1251499.2448
61 | 2686054.4081 | 1251594.1536
62 | 2686028.9333 | 1251572.3814
63 | 2685959.5713 | 1251626.3126
64 | 2686091.6737 | 1251509.3994
65 | 2685877.1849 | 1251473.9026
66 | 2685894.996 | 1251467.207
67 | 2686203.9343 | 1251469.6442
68 | 2686233.6939 | 1251459.1021
69 | 2685967.1923 | 1251620.1845
70 | 2685912.8978 | 1251460.4774
71 | 2686248.6392 | 1251560.5288
72 | 2685934.6955 | 1251452.2855
73 | 2685925.4223 | 1251494.7181
74 | 2685953.6473 | 1251445.1632
75 | 2685907.7578 | 1251501.9714
76 | 2685925.5937 | 1251495.1866
77 | 2686358.0144 | 1251525.2519
78 | 2686320.2049 | 1251537.4467
79 | 2685931.1938 | 1251554.8375
80 | 2685891.9946 | 1251508.4439
81 | 2686003.0273 | 1251540.8175
82 | 2686032.1823 | 1251530.4717
83 | 2686073.3856 | 1251515.8772
84 | 2686025.9404 | 1251513.2792
85 | 2686022.6951 | 1251515.8341
86 | 2686032.3239 | 1251508.257
87 | 2686060.3068 | 1251392.6145
88 | 2686129.9494 | 1251407.7472
89 | 2686005.5786 | 1251423.9323
90 | 2686033.3729 | 1251409.1751
91 | 2685980.9858 | 1251434.6004
92 | 2685971.4711 | 1251438.4387
93 | 2685967.0451 | 1251440.1281
94 | 2686140.3577 | 1251420.5712
95 | 2686123.7429 | 1251433.0503
96 | 2686148.5956 | 1251418.8563
97 | 2686120.3369 | 1251435.2358
98 | 2686123.8356 | 1251454.1898
99 | 2686166.3101 | 1251411.7878
100 | 2686153.7966 | 1251433.4074
101 | 2686119.6979 | 1251455.2972
102 | 2686125.903 | 1251472.934
103 | 2686180.7853 | 1251406.0118
104 | 2686092.176 | 1251588.7313
105 | 2686025.4428 | 1251599.793
106 | 2686250.8038 | 1251479.7102
107 | 2686255.2795 | 1251478.1217
108 | 2686233.7963 | 1251485.7464
109 | 2686284.8925 | 1251467.6116
110 | 2686223.8931 | 1251489.2611
111 | 2686294.9031 | 1251464.0587
112 | 2686262.1927 | 1251407.3124
113 | 2686267.5704 | 1251422.4119
114 | 2686262.1604 | 1251407.2217
115 | 2686265.8491 | 1251422.9428
116 | 2686260.6442 | 1251407.6666
117 | 2686256.9757 | 1251392.6241
118 | 2686255.6639 | 1251393.0275
119 | 2686248.536 | 1251371.3963
120 | 2686234.0141 | 1251436.0783
121 | 2686227.1673 | 1251384.7503
122 | 2686193.3181 | 1251401.0109
123 | 2686229.2567 | 1251437.7548
124 | 2686228.9023 | 1251421.6604
125 | 2686207.043 | 1251395.1229
126 | 2686217.6634 | 1251389.9611
127 | 2686224.075 | 1251408.0451
128 | 2686123.8356 | 1251454.1898

## line_std_types
| c_nf_per_km | r_ohm_per_km | x_ohm_per_km | max_i_ka | type | q_mm2 | alpha | voltage_rating
NAYY 4x50 SE | 210 | 0.642 | 0.083 | 0.142 | cs | 50 | 0.00403 | LV
NAYY 4x120 SE | 264 | 0.225 | 0.08 | 0.242 | cs | 120 | 0.00403 | LV
NAYY 4x150 SE | 261 | 0.208 | 0.08 | 0.27 | cs | 150 | 0.00403 | LV
NA2XS2Y 1x95 RM/25 12/20 kV | 216 | 0.313 | 0.132 | 0.252 | cs | 95 | 0.00403 | MV
NA2XS2Y 1x185 RM/25 12/20 kV | 273 | 0.161 | 0.117 | 0.362 | cs | 185 | 0.00403 | MV
NA2XS2Y 1x240 RM/25 12/20 kV | 304 | 0.122 | 0.112 | 0.421 | cs | 240 | 0.00403 | MV
NA2XS2Y 1x95 RM/25 6/10 kV | 315 | 0.313 | 0.123 | 0.249 | cs | 95 | 0.00403 | MV
NA2XS2Y 1x185 RM/25 6/10 kV | 406 | 0.161 | 0.11 | 0.358 | cs | 185 | 0.00403 | MV
NA2XS2Y 1x240 RM/25 6/10 kV | 456 | 0.122 | 0.105 | 0.416 | cs | 240 | 0.00403 | MV
NA2XS2Y 1x150 RM/25 12/20 kV | 250 | 0.206 | 0.116 | 0.319 | cs | 150 | 0.00403 | MV
NA2XS2Y 1x120 RM/25 12/20 kV | 230 | 0.253 | 0.119 | 0.283 | cs | 120 | 0.00403 | MV
NA2XS2Y 1x70 RM/25 12/20 kV | 190 | 0.443 | 0.132 | 0.22 | cs | 70 | 0.00403 | MV
NA2XS2Y 1x150 RM/25 6/10 kV | 360 | 0.206 | 0.11 | 0.315 | cs | 150 | 0.00403 | MV
NA2XS2Y 1x120 RM/25 6/10 kV | 340 | 0.253 | 0.113 | 0.28 | cs | 120 | 0.00403 | MV
NA2XS2Y 1x70 RM/25 6/10 kV | 280 | 0.443 | 0.123 | 0.217 | cs | 70 | 0.00403 | MV
N2XS(FL)2Y 1x120 RM/35 64/110 kV | 112 | 0.153 | 0.166 | 0.366 | cs | 120 | 0.00393 | HV
N2XS(FL)2Y 1x185 RM/35 64/110 kV | 125 | 0.099 | 0.156 | 0.457 | cs | 185 | 0.00393 | HV
N2XS(FL)2Y 1x240 RM/35 64/110 kV | 135 | 0.075 | 0.149 | 0.526 | cs | 240 | 0.00393 | HV
N2XS(FL)2Y 1x300 RM/35 64/110 kV | 144 | 0.06 | 0.144 | 0.588 | cs | 300 | 0.00393 | HV
15-AL1/3-ST1A 0.4 | 11 | 1.8769 | 0.35 | 0.105 | ol | 16 | 0.00403 | LV
24-AL1/4-ST1A 0.4 | 11.25 | 1.2012 | 0.335 | 0.14 | ol | 24 | 0.00403 | LV
48-AL1/8-ST1A 0.4 | 12.2 | 0.5939 | 0.3 | 0.21 | ol | 48 | 0.00403 | LV
94-AL1/15-ST1A 0.4 | 13.2 | 0.306 | 0.29 | 0.35 | ol | 94 | 0.00403 | LV
34-AL1/6-ST1A 10.0 | 9.7 | 0.8342 | 0.36 | 0.17 | ol | 34 | 0.00403 | MV
48-AL1/8-ST1A 10.0 | 10.1 | 0.5939 | 0.35 | 0.21 | ol | 48 | 0.00403 | MV
70-AL1/11-ST1A 10.0 | 10.4 | 0.4132 | 0.339 | 0.29 | ol | 70 | 0.00403 | MV
94-AL1/15-ST1A 10.0 | 10.75 | 0.306 | 0.33 | 0.35 | ol | 94 | 0.00403 | MV
122-AL1/20-ST1A 10.0 | 11.1 | 0.2376 | 0.323 | 0.41 | ol | 122 | 0.00403 | MV
149-AL1/24-ST1A 10.0 | 11.25 | 0.194 | 0.315 | 0.47 | ol | 149 | 0.00403 | MV
34-AL1/6-ST1A 20.0 | 9.15 | 0.8342 | 0.382 | 0.17 | ol | 34 | 0.00403 | MV
48-AL1/8-ST1A 20.0 | 9.5 | 0.5939 | 0.372 | 0.21 | ol | 48 | 0.00403 | MV
70-AL1/11-ST1A 20.0 | 9.7 | 0.4132 | 0.36 | 0.29 | ol | 70 | 0.00403 | MV
94-AL1/15-ST1A 20.0 | 10 | 0.306 | 0.35 | 0.35 | ol | 94 | 0.00403 | MV
122-AL1/20-ST1A 20.0 | 10.3 | 0.2376 | 0.344 | 0.41 | ol | 122 | 0.00403 | MV
149-AL1/24-ST1A 20.0 | 10.5 | 0.194 | 0.337 | 0.47 | ol | 149 | 0.00403 | MV
184-AL1/30-ST1A 20.0 | 10.75 | 0.1571 | 0.33 | 0.535 | ol | 184 | 0.00403 | MV
243-AL1/39-ST1A 20.0 | 11 | 0.1188 | 0.32 | 0.645 | ol | 243 | 0.00403 | MV
48-AL1/8-ST1A 110.0 | 8 | 0.5939 | 0.46 | 0.21 | ol | 48 | 0.00403 | HV
70-AL1/11-ST1A 110.0 | 8.4 | 0.4132 | 0.45 | 0.29 | ol | 70 | 0.00403 | HV
94-AL1/15-ST1A 110.0 | 8.65 | 0.306 | 0.44 | 0.35 | ol | 94 | 0.00403 | HV
122-AL1/20-ST1A 110.0 | 8.5 | 0.2376 | 0.43 | 0.41 | ol | 122 | 0.00403 | HV
149-AL1/24-ST1A 110.0 | 8.75 | 0.194 | 0.41 | 0.47 | ol | 149 | 0.00403 | HV
184-AL1/30-ST1A 110.0 | 8.8 | 0.1571 | 0.4 | 0.535 | ol | 184 | 0.00403 | HV
243-AL1/39-ST1A 110.0 | 9 | 0.1188 | 0.39 | 0.645 | ol | 243 | 0.00403 | HV
305-AL1/39-ST1A 110.0 | 9.2 | 0.0949 | 0.38 | 0.74 | ol | 305 | 0.00403 | HV
490-AL1/64-ST1A 110.0 | 9.75 | 0.059 | 0.37 | 0.96 | ol | 490 | 0.00403 | HV
679-AL1/86-ST1A 110.0 | 9.95 | 0.042 | 0.36 | 1.15 | ol | 679 | 0.00403 | HV
490-AL1/64-ST1A 220.0 | 10 | 0.059 | 0.285 | 0.96 | ol | 490 | 0.00403 | HV
679-AL1/86-ST1A 220.0 | 11.7 | 0.042 | 0.275 | 1.15 | ol | 679 | 0.00403 | HV
490-AL1/64-ST1A 380.0 | 11 | 0.059 | 0.253 | 0.96 | ol | 490 | 0.00403 | HV
679-AL1/86-ST1A 380.0 | 14.6 | 0.042 | 0.25 | 1.15 | ol | 679 | 0.00403 | HV

## trafo_std_types
| i0_percent | pfe_kw | vkr_percent | sn_mva | vn_lv_kv | vn_hv_kv | vk_percent | shift_degree | vector_group | tap_side | tap_neutral | tap_min | tap_max | tap_step_degree | tap_step_percent | tap_phase_shifter
160 MVA 380/110 kV | 0.06 | 60 | 0.25 | 160 | 110 | 380 | 12.2 | 0 | Yy0 | hv | 0 | -9 | 9 | 0 | 1.5 | FALSE
100 MVA 220/110 kV | 0.06 | 55 | 0.26 | 100 | 110 | 220 | 12 | 0 | Yy0 | hv | 0 | -9 | 9 | 0 | 1.5 | FALSE
63 MVA 110/20 kV | 0.04 | 22 | 0.32 | 63 | 20 | 110 | 18 | 150 | YNd5 | hv | 0 | -9 | 9 | 0 | 1.5 | FALSE
40 MVA 110/20 kV | 0.05 | 18 | 0.34 | 40 | 20 | 110 | 16.2 | 150 | YNd5 | hv | 0 | -9 | 9 | 0 | 1.5 | FALSE
25 MVA 110/20 kV | 0.07 | 14 | 0.41 | 25 | 20 | 110 | 12 | 150 | YNd5 | hv | 0 | -9 | 9 | 0 | 1.5 | FALSE
63 MVA 110/10 kV | 0.04 | 22 | 0.32 | 63 | 10 | 110 | 18 | 150 | YNd5 | hv | 0 | -9 | 9 | 0 | 1.5 | FALSE
40 MVA 110/10 kV | 0.05 | 18 | 0.34 | 40 | 10 | 110 | 16.2 | 150 | YNd5 | hv | 0 | -9 | 9 | 0 | 1.5 | FALSE
25 MVA 110/10 kV | 0.07 | 14 | 0.41 | 25 | 10 | 110 | 12 | 150 | YNd5 | hv | 0 | -9 | 9 | 0 | 1.5 | FALSE
0.25 MVA 20/0.4 kV | 0.32 | 0.8 | 1.44 | 0.25 | 0.4 | 20 | 6 | 150 | Yzn5 | hv | 0 | -2 | 2 | 0 | 2.5 | FALSE
0.4 MVA 20/0.4 kV | 0.3375 | 1.35 | 1.425 | 0.4 | 0.4 | 20 | 6 | 150 | Dyn5 | hv | 0 | -2 | 2 | 0 | 2.5 | FALSE
0.63 MVA 20/0.4 kV | 0.2619 | 1.65 | 1.206 | 0.63 | 0.4 | 20 | 6 | 150 | Dyn5 | hv | 0 | -2 | 2 | 0 | 2.5 | FALSE
0.25 MVA 10/0.4 kV | 0.24 | 0.6 | 1.2 | 0.25 | 0.4 | 10 | 4 | 150 | Dyn5 | hv | 0 | -2 | 2 | 0 | 2.5 | FALSE
0.4 MVA 10/0.4 kV | 0.2375 | 0.95 | 1.325 | 0.4 | 0.4 | 10 | 4 | 150 | Dyn5 | hv | 0 | -2 | 2 | 0 | 2.5 | FALSE
0.63 MVA 10/0.4 kV | 0.1873 | 1.18 | 1.0794 | 0.63 | 0.4 | 10 | 4 | 150 | Dyn5 | hv | 0 | -2 | 2 | 0 | 2.5 | FALSE

## trafo3w_std_types
| sn_hv_mva | sn_mv_mva | sn_lv_mva | vn_hv_kv | vn_mv_kv | vn_lv_kv | vk_hv_percent | vk_mv_percent | vk_lv_percent | vkr_hv_percent | vkr_mv_percent | vkr_lv_percent | pfe_kw | i0_percent | shift_mv_degree | shift_lv_degree | vector_group | tap_side | tap_neutral | tap_min | tap_max | tap_step_percent
63/25/38 MVA 110/20/10 kV | 63 | 25 | 38 | 110 | 20 | 10 | 10.4 | 10.4 | 10.4 | 0.28 | 0.32 | 0.35 | 35 | 0.89 | 0 | 0 | YN0yn0yn0 | hv | 0 | -10 | 10 | 1.2
63/25/38 MVA 110/10/10 kV | 63 | 25 | 38 | 110 | 10 | 10 | 10.4 | 10.4 | 10.4 | 0.28 | 0.32 | 0.35 | 35 | 0.89 | 0 | 0 | YN0yn0yn0 | hv | 0 | -10 | 10 | 1.2

## fuse_std_types
| fuse_type | i_rated_a | t_avg | t_min | t_total | x_avg | x_min | x_total
HV 100A | HV 100A | 100 | 0 | [10.0, 3.64, 0.854, 0.281, 0.1, 0.0531, 0.022, 0.01] | [10.0, 4.267, 1.21, 0.403, 0.1, 0.058, 0.022, 0.01] | 0 | [300.0, 350.0, 450.0, 550.0, 700.0, 850.0, 1200.0, 1752.0] | [600.0, 700.0, 900.0, 1150.0, 1665.0, 2000.0, 3000.0, 4313.0]
HV 10A | HV 10A | 10 | 0 | [10.0, 1675.0, 0.344, 0.156, 0.1, 0.0417, 0.0171, 0.01] | [10.0, 1.3, 0.3, 0.155, 0.1, 0.0555, 0.023, 0.01] | 0 | [30.0, 32.0, 35.0, 37.0, 39.0, 50.0, 70.0, 88.0] | [60.0, 70.0, 80.0, 87.0, 94.0, 110.0, 150.0, 216.0]
HV 125A | HV 125A | 125 | 0 | [10.0, 1.82, 0.344, 0.1, 0.0467, 0.0269, 0.01] | [10.0, 2.478, 0.426, 0.1, 0.0427, 0.0211, 0.01] | 0 | [375.0, 500.0, 700.0, 925.0, 1200.0, 1500.0, 2341.0] | [750.0, 1000.0, 1500.0, 2200.0, 3000.0, 4000.0, 5765.0]
HV 160A | HV 160A | 160 | 0 | [10.0, 4.15, 1.03, 0.198, 0.1, 0.051, 0.0172, 0.01] | [10.0, 2.3, 0.734, 0.274, 0.1, 0.046, 0.0177, 0.01] | 0 | [480.0, 550.0, 700.0, 1000.0, 1260.0, 1600.0, 2500.0, 3227.0] | [960.0, 1300.0, 1700.0, 2200.0, 2996.0, 4000.0, 6000.0, 7946.0]
HV 16A | HV 16A | 16 | 0 | [10.0, 0.352, 0.164, 0.1, 0.0649, 0.0342, 0.01] | [10.0, 2.34, 0.722, 0.181, 0.1, 0.055, 0.0296, 0.01] | 0 | [48.0, 60.0, 65.0, 71.0, 80.0, 100.0, 162.0] | [96.0, 110.0, 125.0, 150.0, 168.0, 200.0, 250.0, 398.0]
HV 200A | HV 200A | 200 | 0 | [10.0, 4.267, 1.21, 0.403, 0.1, 0.058, 0.022, 0.01] | [10.0, 3.73, 1.654, 0.328, 0.1, 0.0531, 0.019, 0.01] | 0 | [600.0, 700.0, 900.0, 1150.0, 1665.0, 2000.0, 3000.0, 4313.0] | [1200.0, 1500.0, 1800.0, 2700.0, 3960.0, 5000.0, 7500.0, 10620.0]
HV 20A | HV 20A | 20 | 0 | [10.0, 1.3, 0.3, 0.155, 0.1, 0.0555, 0.023, 0.01] | [10.0, 1.3, 0.161, 0.1, 0.0611, 0.0399, 0.0141, 0.01] | 0 | [60.0, 70.0, 80.0, 87.0, 94.0, 110.0, 150.0, 216.0] | [120.0, 150.0, 200.0, 223.0, 260.0, 300.0, 450.0, 532.0]
HV 25A | HV 25A | 25 | 0 | [10.0, 2.512, 0.833, 0.299, 0.1, 0.0372, 0.0223, 0.01] | [10.0, 3.125, 0.597, 0.198, 0.1, 0.0378, 0.022, 0.01] | 0 | [75.0, 82.0, 90.0, 100.0, 124.0, 170.0, 200.0, 289.0] | [150.0, 170.0, 210.0, 250.0, 294.0, 400.0, 500.0, 711.0]
HV 31.5A | HV 31.5A | 31.5 | 0 | [10.0, 2.34, 0.722, 0.181, 0.1, 0.055, 0.0296, 0.01] | [10.0, 2.84, 0.368, 0.164, 0.1, 0.0621, 0.0378, 0.0195, 0.01] | 0 | [95.0, 110.0, 125.0, 150.0, 165.0, 200.0, 250.0, 390.0] | [189.0, 220.0, 300.0, 350.0, 393.0, 450.0, 530.0, 700.0, 960.0]
HV 40A | HV 40A | 40 | 0 | [10.0, 1.3, 0.161, 0.1, 0.0611, 0.0399, 0.0141, 0.01] | [10.0, 2.05, 0.369, 0.198, 0.1, 0.051, 0.0298, 0.01] | 0 | [120.0, 150.0, 200.0, 223.0, 260.0, 300.0, 450.0, 532.0] | [240.0, 300.0, 400.0, 450.0, 530.0, 650.0, 800.0, 1311.0]
HV 50A | HV 50A | 50 | 0 | [10.0, 3.215, 0.597, 0.198, 0.1, 0.0378, 0.022, 0.01] | [10.0, 3.64, 0.854, 0.281, 0.1, 0.0531, 0.022, 0.01] | 0 | [150.0, 170.0, 210.0, 250.0, 294.0, 400.0, 500.0, 711.0] | [300.0, 350.0, 450.0, 550.0, 700.0, 850.0, 1200.0, 1752.0]
HV 6.3A | HV 6.3A | 6.3 | 0 | [10.0, 1.39, 0.344, 0.168, 0.1, 0.056, 0.0263, 0.01] | [10.0, 1.711, 0.516, 0.198, 0.1, 0.0634, 0.0303, 0.01] | 0 | [19.0, 19.5, 20.4, 20.8, 22.0, 25.0, 32.0, 48.0] | [38.0, 40.0, 43.0, 48.0, 53.0, 60.0, 75.0, 118.0]
HV 63A | HV 63A | 63 | 0 | [10.0, 2.84, 0.368, 0.164, 0.1, 0.0621, 0.0378, 0.0195, 0.01] | [10.0, 1.82, 0.344, 0.1, 0.0467, 0.0269, 0.01] | 0 | [189.0, 220.0, 300.0, 350.0, 393.0, 450.0, 530.0, 700.0, 961.0] | [378.0, 500.0, 700.0, 934.0, 1200.0, 1500.0, 2366.0]
HV 80A | HV 80A | 80 | 0 | [10.0, 2.05, 0.369, 0.198, 0.1, 0.051, 0.0298, 0.01] | [10.0, 4.15, 1.03, 0.198, 0.1, 0.051, 0.0172, 0.01] | 0 | [240.0, 300.0, 400.0, 450.0, 530.0, 650.0, 800.0, 1311.0] | [480.0, 550.0, 700.0, 1000.0, 1260.0, 1600.0, 2500.0, 3227.0]
Siemens NH-1-100 | Siemens NH-1-100 | 100 | [5400.0, 2000.0, 400.0, 20.0, 1.0, 0.2, 0.012, 0.004] | 0 | 0 | [150.0, 190.0, 250.0, 430.0, 900.0, 1250.0, 2700.0, 3600.0] | 0 | 0
Siemens NH-1-125 | Siemens NH-1-125 | 125 | [4800.0, 120.0, 7.0, 0.1, 0.004] | 0 | 0 | [180.0, 400.0, 740.0, 2000.0, 4250.0] | 0 | 0
Siemens NH-1-16 | Siemens NH-1-16 | 16 | [4000.0, 400.0, 2.0, 0.1, 0.04, 0.01] | 0 | 0 | [26.0, 35.0, 75.0, 150.0, 200.0, 300.0] | 0 | 0
Siemens NH-1-160 | Siemens NH-1-160 | 160 | [4800.0, 120.0, 7.0, 0.1, 0.004] | 0 | 0 | [210.0, 500.0, 900.0, 2300.0, 5000.0] | 0 | 0
Siemens NH-1-25 | Siemens NH-1-25 | 25 | [4000.0, 1000.0, 10.0, 0.2, 0.02, 0.01] | 0 | 0 | [40.0, 50.0, 100.0, 210.0, 400.0, 500.0] | 0 | 0
Siemens NH-1-50 | Siemens NH-1-50 | 50 | [4000.0, 40.0, 4.0, 1.0, 0.02, 0.01] | 0 | 0 | [86.0, 200.0, 300.0, 400.0, 1000.0, 1280.0] | 0 | 0
Siemens NH-1-63 | Siemens NH-1-63 | 63 | [4000.0, 100.0, 10.0, 2.0, 0.04, 0.01] | 0 | 0 | [100.0, 200.0, 300.0, 400.0, 1000.0, 1500.0] | 0 | 0
Siemens NH-1-80 | Siemens NH-1-80 | 80 | [4800.0, 120.0, 7.0, 0.1, 0.01] | 0 | 0 | [150.58, 250.0, 450.0, 1150.0, 2470.0] | 0 | 0
Siemens NH-2-1000 | Siemens NH-2-1000 | 1000 | [4800.0, 120.0, 7.0, 0.1, 0.004] | 0 | 0 | [1900.0, 3500.0, 8400.0, 24000.0, 52000.0] | 0 | 0
Siemens NH-2-200 | Siemens NH-2-200 | 200 | [4800.0, 120.0, 7.0, 0.1, 0.004] | 0 | 0 | [280.0, 650.0, 1200.0, 3000.0, 7000.0] | 0 | 0
Siemens NH-2-224 | Siemens NH-2-224 | 224 | [4800.0, 120.0, 7.0, 0.2, 0.04, 0.004] | 0 | 0 | [400.0, 750.0, 1453.0, 3025.0, 4315.0, 7600.0] | 0 | 0
Siemens NH-2-250 | Siemens NH-2-250 | 250 | [4800.0, 120.0, 7.0, 0.1, 0.004] | 0 | 0 | [450.0, 800.0, 1650.0, 4000.0, 8500.0] | 0 | 0
Siemens NH-2-315 | Siemens NH-2-315 | 315 | [4800.0, 120.0, 7.0, 0.1, 0.004] | 0 | 0 | [550.0, 920.0, 1900.0, 5000.0, 11000.0] | 0 | 0
Siemens NH-2-355 | Siemens NH-2-355 | 355 | [4800.0, 120.0, 6.0, 0.1, 0.004] | 0 | 0 | [650.0, 1116.27, 2350.0, 5840.0, 12790.0] | 0 | 0
Siemens NH-2-400 | Siemens NH-2-400 | 400 | [4800.0, 120.0, 7.0, 0.1, 0.004] | 0 | 0 | [720.0, 1350.0, 2800.0, 6500.0, 15000.0] | 0 | 0
Siemens NH-2-425 | Siemens NH-2-425 | 425 | [4800.0, 120.0, 7.0, 0.1, 0.004] | 0 | 0 | [850.0, 1500.0, 3050.0, 7500.0, 16500.0] | 0 | 0
Siemens NH-2-630 | Siemens NH-2-630 | 630 | [4800.0, 120.0, 7.0, 0.1, 0.004] | 0 | 0 | [1200.0, 2000.0, 4800.0, 12000.0, 26000.0] | 0 | 0

## res_bus
| vm_pu | va_degree | p_mw | q_mvar
0 | 0.97022 | -0.57444 | 0.010354 | 0.0025949
1 | 0.97055 | -0.568 | 0 | 0
2 | 0.97142 | -0.55077 | 0.0031112 | 0.00077974
3 | 0.9702 | -0.57481 | 0.0092769 | 0.002325
4 | 0.97168 | -0.54546 | 0.010201 | 0.0025566
5 | 0.98147 | -0.35454 | 0 | 0
6 | 0.98024 | -0.37857 | 0 | 0
7 | 0.98009 | -0.38129 | 0 | 0
8 | 0.98393 | -0.3068 | 0 | 0
9 | 0.98046 | -0.37412 | 0.0066194 | 0.001659
10 | 0.97902 | -0.40223 | 0 | 0
11 | 0.97761 | -0.42963 | 0.0063714 | 0.0015968
12 | 0.97052 | -0.56915 | 0 | 0
13 | 0.97047 | -0.57031 | 0 | 0
14 | 0.9708 | -0.5637 | 0.0067493 | 0.0016915
15 | 0.97257 | -0.52875 | 0 | 0
16 | 0.97251 | -0.52981 | 0.0015037 | 0.00037685
17 | 0.97138 | -0.5523 | 0 | 0
18 | 0.97391 | -0.50224 | 0 | 0
19 | 0.98877 | -0.21335 | 0 | 0
20 | 0.98798 | -0.22861 | 0.0062001 | 0.0015539
21 | 0.98968 | -0.19603 | 0.0062485 | 0.001566
22 | 0.98515 | -0.28324 | 0.013215 | 0.0033119
23 | 0.98334 | -0.31837 | 0.010242 | 0.0025669
24 | 0.98598 | -0.26713 | 0 | 0
25 | 0.98577 | -0.27123 | 0 | 0
26 | 0.97619 | -0.45751 | 0 | 0
27 | 0.97547 | -0.47173 | 0 | 0
28 | 0.97459 | -0.48888 | 0 | 0
29 | 0.97028 | -0.57397 | 0.0067729 | 0.0016974
30 | 0.97111 | -0.55749 | 0 | 0
31 | 0.97082 | -0.5632 | 0.0066616 | 0.0016695
32 | 0.9799 | -0.38509 | 0.001704 | 0.00042705
33 | 0.97117 | -0.55633 | 0.0080907 | 0.0020277
34 | 0.97185 | -0.54228 | 0 | 0
35 | 0.97214 | -0.53649 | 0 | 0
36 | 0.9717 | -0.54523 | 0.0042392 | 0.0010624
37 | 0.97827 | -0.4171 | 0.0027014 | 0.00067704
38 | 0.97162 | -0.54673 | 0.0042403 | 0.0010627
39 | 0.97453 | -0.49055 | 0 | 0
40 | 0.97519 | -0.47744 | 0.0060251 | 0.00151
41 | 0.97434 | -0.49414 | 0 | 0
42 | 0.97378 | -0.5053 | 0.0063602 | 0.001594
43 | 0.97389 | -0.50315 | 0.0059631 | 0.0014945
44 | 0.98149 | -0.35481 | 0.0059735 | 0.0014971
45 | 0.98168 | -0.35102 | 0.0030588 | 0.0007666
46 | 0.9911 | -0.16862 | 0 | 0
47 | 0.99037 | -0.18257 | 0.0057298 | 0.001436
48 | 0.99192 | -0.15303 | 0.0072937 | 0.001828
49 | 0.98066 | -0.37122 | 0.010236 | 0.0025655
50 | 0.98075 | -0.36955 | 0.011743 | 0.0029432
51 | 0.97489 | -0.48306 | 0 | 0
52 | 0.97488 | -0.48322 | 0.011891 | 0.0029803
53 | 0.97518 | -0.47746 | 0.0067721 | 0.0016973
54 | 0.97012 | -0.57712 | 0.0067244 | 0.0016853
55 | 0.97369 | -0.50669 | 0.009062 | 0.0022711
56 | 0.97858 | -0.4121 | 0.0098361 | 0.0024652
57 | 0.97885 | -0.4067 | 0 | 0
58 | 0.9905 | -0.18029 | 0.0063836 | 0.0015999
59 | 0.98318 | -0.3214 | 0.01099 | 0.0027545
60 | 0.98497 | -0.28677 | 0.010432 | 0.0026146
61 | 0.97539 | -0.47322 | 0.005314 | 0.0013318
62 | 0.9745 | -0.49063 | 0.0071218 | 0.0017849
63 | 0.97082 | -0.56329 | 0.0015484 | 0.00038806
64 | 0.97964 | -0.39006 | 0.0040561 | 0.0010166
65 | 0.97207 | -0.53794 | 0.0042937 | 0.0010761
66 | 0.97214 | -0.53643 | 0.0042841 | 0.0010737
67 | 0.98241 | -0.33712 | 0.0062015 | 0.0015542
68 | 0.98259 | -0.33358 | 0 | 0
69 | 0.97103 | -0.55919 | 0.0067339 | 0.0016877
70 | 0.97229 | -0.53341 | 0 | 0
71 | 0.97826 | -0.41722 | 0.0028404 | 0.00071187
72 | 0.974 | -0.49988 | 0.0012337 | 0.00030921
73 | 0.97133 | -0.55239 | 0 | 0
74 | 0.9755 | -0.47036 | 0.0047651 | 0.0011942
75 | 0.97111 | -0.55679 | 0.0059544 | 0.0014923
76 | 0.97133 | -0.55254 | 0.015766 | 0.0039513
77 | 0.97719 | -0.43835 | 0.0056319 | 0.0014115
78 | 0.9774 | -0.43427 | 0.0068024 | 0.0017048
79 | 0.97411 | -0.49884 | 0.0059675 | 0.0014956
80 | 0.97101 | -0.55884 | 0.0065055 | 0.0016304
81 | 0.97563 | -0.4688 | 0.0063881 | 0.001601
82 | 0.97651 | -0.45142 | 0 | 0
83 | 0.97863 | -0.40993 | 0.004263 | 0.0010684
84 | 0.97615 | -0.45856 | 0.0011255 | 0.00028208
85 | 0.97609 | -0.45982 | 0.016756 | 0.0041995
86 | 0.97612 | -0.45907 | 0.0034575 | 0.00086653
87 | 0.98664 | -0.25407 | 0.0089594 | 0.0022454
88 | 0.99236 | -0.14468 | 0.0073107 | 0.0018322
89 | 0.98021 | -0.3784 | 0.0096721 | 0.0024241
90 | 0.98322 | -0.31999 | 0.013423 | 0.0033641
91 | 0.97788 | -0.42369 | 0.0013378 | 0.00033529
92 | 0.97701 | -0.44083 | 0.0051461 | 0.0012897
93 | 0.97662 | -0.4483 | 0.0021695 | 0.00054373
94 | 0.99281 | -0.13611 | 0 | 0
95 | 0.99504 | -0.09372 | 0 | 0
96 | 0.99213 | -0.149 | 0 | 0
97 | 0.99503 | -0.09394 | 0.0030996 | 0.00077683
98 | 0.99756 | -0.045933 | 0 | 0
99 | 0.98976 | -0.1945 | 0.0065887 | 0.0016513
100 | 0.99127 | -0.1654 | 0.0035585 | 0.00089185
101 | 0.99752 | -0.046639 | 0.0094281 | 0.0023629
102 | 1 | 0 | -0.60475 | -0.15557
103 | 0.98792 | -0.23002 | 0.0065857 | 0.0016505
104 | 0.97487 | -0.48348 | 0.0019004 | 0.0004763
105 | 0.97354 | -0.50969 | 0.0070853 | 0.0017757
106 | 0.98278 | -0.32942 | 0.0018667 | 0.00046784
107 | 0.98265 | -0.33199 | 0.0039753 | 0.00099631
108 | 0.98331 | -0.31907 | 0.010594 | 0.0026551
109 | 0.9819 | -0.34673 | 0.010423 | 0.0026123
110 | 0.98372 | -0.31104 | 0.0028014 | 0.00070209
111 | 0.98175 | -0.34971 | 0.0065066 | 0.0016307
112 | 0.9794 | -0.39605 | 0.010139 | 0.002541
113 | 0.9791 | -0.40179 | 0 | 0
114 | 0.9794 | -0.396 | 0 | 0
115 | 0.97909 | -0.40211 | 0.0098357 | 0.0024651
116 | 0.97939 | -0.39628 | 0.0098544 | 0.0024697
117 | 0.97997 | -0.38485 | 0 | 0
118 | 0.97996 | -0.3851 | 0.010197 | 0.0025557
119 | 0.98102 | -0.36417 | 0 | 0
120 | 0.98277 | -0.33019 | 0 | 0
121 | 0.9827 | -0.33144 | 0.016182 | 0.0040557
122 | 0.98641 | -0.25928 | 0.004809 | 0.0012053
123 | 0.98274 | -0.3307 | 0.0056042 | 0.0014046
124 | 0.98293 | -0.32694 | 0.0056054 | 0.0014048
125 | 0.9848 | -0.2905 | 0.0047634 | 0.0011938
126 | 0.98358 | -0.31422 | 0 | 0
127 | 0.98316 | -0.3224 | 0.0062255 | 0.0015603
128 | 0.99998 | 149.9956 | 0 | 0

## res_line
| p_from_mw | q_from_mvar | p_to_mw | q_to_mvar | pl_mw | ql_mvar | i_from_ka | i_to_ka | i_ka | vm_from_pu | va_from_degree | vm_to_pu | va_to_degree | loading_percent
0 | -0.010354 | -0.0025949 | 0.010357 | 0.0025965 | 3.1786e-06 | 1.619e-06 | 0.015879 | 0.015879 | 0.015879 | 0.97022 | -0.57444 | 0.97055 | -0.568 | 4.3624
1 | -0.019637 | -0.0049229 | 0.019653 | 0.0049327 | 1.6136e-05 | 9.7398e-06 | 0.030107 | 0.030107 | 0.030107 | 0.97055 | -0.568 | 0.97142 | -0.55077 | 8.2712
2 | 0.0092799 | 0.0023265 | -0.0092769 | -0.002325 | 3.0103e-06 | 1.4367e-06 | 0.014228 | 0.014228 | 0.014228 | 0.97055 | -0.568 | 0.9702 | -0.57481 | 3.9088
3 | -0.022764 | -0.0057124 | 0.02277 | 0.0057159 | 5.7659e-06 | 3.5336e-06 | 0.034873 | 0.034873 | 0.034873 | 0.97142 | -0.55077 | 0.97168 | -0.54546 | 9.5804
4 | -0.032971 | -0.0082726 | 0.032985 | 0.0082814 | 1.4108e-05 | 8.8463e-06 | 0.050494 | 0.050494 | 0.050494 | 0.97168 | -0.54546 | 0.97214 | -0.53649 | 13.872
5 | 0.018041 | 0.004543 | -0.018021 | -0.0045307 | 2.0702e-05 | 1.2319e-05 | 0.02736 | 0.027361 | 0.027361 | 0.98147 | -0.35454 | 0.98024 | -0.37857 | 7.5167
6 | 0.062395 | 0.015762 | -0.062315 | -0.015711 | 7.9886e-05 | 5.0827e-05 | 0.094642 | 0.094642 | 0.094642 | 0.98147 | -0.35454 | 0.98009 | -0.38129 | 26.0007
7 | -0.18816 | -0.047609 | 0.18859 | 0.047885 | 0.00043222 | 0.00027591 | 0.28543 | 0.28543 | 0.28543 | 0.98147 | -0.35454 | 0.98393 | -0.3068 | 39.2081
8 | 0.10772 | 0.027304 | -0.10762 | -0.027239 | 0.00010124 | 6.4283e-05 | 0.16343 | 0.16343 | 0.16343 | 0.98147 | -0.35454 | 0.98046 | -0.37412 | 22.4495
9 | 0.018021 | 0.0045307 | -0.017987 | -0.004511 | 3.309e-05 | 1.9695e-05 | 0.027361 | 0.027361 | 0.027361 | 0.98024 | -0.37857 | 0.97827 | -0.4171 | 7.5168
10 | 0.062315 | 0.015711 | -0.062304 | -0.015704 | 1.1321e-05 | 7.203e-06 | 0.094642 | 0.094642 | 0.094642 | 0.98009 | -0.38129 | 0.9799 | -0.38509 | 26.0007
11 | -0.20984 | -0.053214 | 0.21008 | 0.053364 | 0.00023795 | 0.00015029 | 0.31757 | 0.31757 | 0.31757 | 0.98393 | -0.3068 | 0.98515 | -0.28324 | 17.4487
12 | 0.021246 | 0.0053293 | -0.021234 | -0.0053222 | 1.171e-05 | 7.1107e-06 | 0.032132 | 0.032132 | 0.032132 | 0.98393 | -0.3068 | 0.98334 | -0.31837 | 8.8276
13 | 0.101 | 0.02558 | -0.10087 | -0.025493 | 0.00013615 | 8.6944e-05 | 0.15339 | 0.15339 | 0.15339 | 0.98046 | -0.37412 | 0.97902 | -0.40223 | 42.1391
14 | 0.10087 | 0.025493 | -0.10073 | -0.025409 | 0.00013229 | 8.4476e-05 | 0.15339 | 0.15339 | 0.15339 | 0.97902 | -0.40223 | 0.97761 | -0.42963 | 42.1391
15 | 0.094364 | 0.023812 | -0.094238 | -0.023732 | 0.00012583 | 8.0329e-05 | 0.14369 | 0.14369 | 0.14369 | 0.97761 | -0.42963 | 0.97619 | -0.45751 | 39.4749
16 | 0.013501 | 0.0033848 | -0.013501 | -0.0033844 | 7.4724e-07 | 4.2077e-07 | 0.020701 | 0.020701 | 0.020701 | 0.97052 | -0.56915 | 0.97047 | -0.57031 | 5.687
17 | -0.013501 | -0.0033848 | 0.013505 | 0.0033868 | 3.5074e-06 | 1.9749e-06 | 0.020701 | 0.020701 | 0.020701 | 0.97052 | -0.56915 | 0.9708 | -0.5637 | 5.687
18 | 0.013501 | 0.0033844 | -0.013498 | -0.0033831 | 2.3547e-06 | 1.326e-06 | 0.020701 | 0.020701 | 0.020701 | 0.97047 | -0.57031 | 0.97028 | -0.57397 | 5.687
19 | -0.020254 | -0.0050783 | 0.02026 | 0.005082 | 5.9929e-06 | 3.6304e-06 | 0.031046 | 0.031046 | 0.031046 | 0.9708 | -0.5637 | 0.97111 | -0.55749 | 8.5291
20 | 0.0015037 | 0.00037643 | -0.0015037 | -0.00037685 | 7.604e-08 | -4.2672e-07 | 0.0023005 | 0.0023007 | 0.0023007 | 0.97257 | -0.52875 | 0.97251 | -0.52981 | 0.63206
21 | 0.043356 | 0.010893 | -0.043308 | -0.010862 | 4.8691e-05 | 3.0797e-05 | 0.066345 | 0.066345 | 0.066345 | 0.97257 | -0.52875 | 0.97138 | -0.5523 | 18.2265
22 | -0.04486 | -0.011269 | 0.044917 | 0.011305 | 5.6816e-05 | 3.5963e-05 | 0.068645 | 0.068645 | 0.068645 | 0.97257 | -0.52875 | 0.97391 | -0.50224 | 18.8585
23 | 0.014828 | 0.0037173 | -0.014825 | -0.0037157 | 2.8412e-06 | 1.6366e-06 | 0.022715 | 0.022715 | 0.022715 | 0.97138 | -0.5523 | 0.97117 | -0.55633 | 6.2405
24 | 0.028479 | 0.0071449 | -0.028472 | -0.0071405 | 7.0404e-06 | 4.3838e-06 | 0.043629 | 0.043629 | 0.043629 | 0.97138 | -0.5523 | 0.97111 | -0.55749 | 11.9861
25 | 0.016152 | 0.0040492 | -0.016148 | -0.0040472 | 3.4189e-06 | 2.0019e-06 | 0.024678 | 0.024678 | 0.024678 | 0.97391 | -0.50224 | 0.97369 | -0.50669 | 6.7797
26 | -0.061069 | -0.015355 | 0.061108 | 0.015379 | 3.9002e-05 | 2.4813e-05 | 0.093323 | 0.093323 | 0.093323 | 0.97391 | -0.50224 | 0.97459 | -0.48888 | 25.6382
27 | 0.28619 | 0.072847 | -0.28598 | -0.072713 | 0.00021029 | 0.00013362 | 0.43109 | 0.43109 | 0.43109 | 0.98877 | -0.21335 | 0.98798 | -0.22861 | 23.6861
28 | -0.28619 | -0.072847 | 0.28643 | 0.072999 | 0.00023929 | 0.00015204 | 0.43109 | 0.43109 | 0.43109 | 0.98877 | -0.21335 | 0.98968 | -0.19603 | 23.6861
29 | 0.27978 | 0.071159 | -0.27926 | -0.07083 | 0.00051833 | 0.00032925 | 0.42175 | 0.42175 | 0.42175 | 0.98798 | -0.22861 | 0.98598 | -0.26713 | 23.1731
30 | -0.29267 | -0.074565 | 0.2929 | 0.074706 | 0.00022237 | 0.00014133 | 0.44048 | 0.44048 | 0.44048 | 0.98968 | -0.19603 | 0.9905 | -0.18029 | 24.2023
31 | -0.22329 | -0.056676 | 0.22342 | 0.056758 | 0.00012908 | 8.1648e-05 | 0.33753 | 0.33753 | 0.33753 | 0.98515 | -0.28324 | 0.98577 | -0.27123 | 18.5454
32 | 0.010992 | 0.0027553 | -0.01099 | -0.0027545 | 1.5869e-06 | 8.2164e-07 | 0.016634 | 0.016634 | 0.016634 | 0.98334 | -0.31837 | 0.98318 | -0.3214 | 4.5697
33 | 0.27926 | 0.07083 | -0.2792 | -0.070795 | 5.4976e-05 | 3.4922e-05 | 0.42175 | 0.42175 | 0.42175 | 0.98598 | -0.26713 | 0.98577 | -0.27123 | 23.1731
34 | 0.055783 | 0.014038 | -0.055742 | -0.014011 | 4.1392e-05 | 2.6292e-05 | 0.084225 | 0.084225 | 0.084225 | 0.98577 | -0.27123 | 0.98497 | -0.28677 | 23.1388
35 | 0.025905 | 0.006502 | -0.025888 | -0.0064911 | 1.7557e-05 | 1.0862e-05 | 0.039491 | 0.039491 | 0.039491 | 0.97619 | -0.45751 | 0.97547 | -0.47173 | 10.8492
36 | 0.068333 | 0.01723 | -0.06823 | -0.017165 | 0.00010242 | 6.5238e-05 | 0.1042 | 0.1042 | 0.1042 | 0.97619 | -0.45751 | 0.97459 | -0.48888 | 28.6257
37 | 0.0053144 | 0.0013319 | -0.005314 | -0.0013318 | 3.7635e-07 | 5.0243e-08 | 0.0081067 | 0.0081068 | 0.0081068 | 0.97547 | -0.47173 | 0.97539 | -0.47322 | 2.2271
38 | 0.020573 | 0.0051593 | -0.020568 | -0.0051559 | 5.6191e-06 | 3.4064e-06 | 0.031384 | 0.031385 | 0.031385 | 0.97547 | -0.47173 | 0.97518 | -0.47746 | 8.6221
39 | 0.0071224 | 0.0017851 | -0.0071218 | -0.0017849 | 5.9228e-07 | 2.1265e-07 | 0.010875 | 0.010875 | 0.010875 | 0.97459 | -0.48888 | 0.9745 | -0.49063 | 2.9875
40 | 0.0067254 | 0.0016856 | -0.0067244 | -0.0016853 | 1.0086e-06 | 3.333e-07 | 0.010314 | 0.010314 | 0.010314 | 0.97028 | -0.57397 | 0.97012 | -0.57712 | 2.8336
41 | 0.0082122 | 0.0020585 | -0.00821 | -0.0020576 | 2.2334e-06 | 9.6415e-07 | 0.012584 | 0.012584 | 0.012584 | 0.97111 | -0.55749 | 0.97082 | -0.5632 | 3.4571
42 | 0.0015484 | 0.00038802 | -0.0015484 | -0.00038806 | 7.041e-09 | -3.6713e-08 | 0.0023733 | 0.0023733 | 0.0023733 | 0.97082 | -0.5632 | 0.97082 | -0.56329 | 0.652
43 | 0.0606 | 0.015277 | -0.060585 | -0.015268 | 1.4417e-05 | 9.1699e-06 | 0.092055 | 0.092055 | 0.092055 | 0.9799 | -0.38509 | 0.97964 | -0.39006 | 25.2898
44 | 0.0067348 | 0.001688 | -0.0067339 | -0.0016877 | 9.2004e-07 | 3.0377e-07 | 0.010319 | 0.010319 | 0.010319 | 0.97117 | -0.55633 | 0.97103 | -0.55919 | 2.8349
45 | -0.008481 | -0.0021257 | 0.0084834 | 0.0021267 | 2.342e-06 | 1.0398e-06 | 0.012986 | 0.012985 | 0.012986 | 0.97185 | -0.54228 | 0.97214 | -0.53649 | 3.5675
46 | 0.008481 | 0.0021257 | -0.0084798 | -0.0021251 | 1.1904e-06 | 5.2863e-07 | 0.012986 | 0.012986 | 0.012986 | 0.97185 | -0.54228 | 0.9717 | -0.54523 | 3.5675
47 | -0.041468 | -0.010408 | 0.041474 | 0.010412 | 6.0958e-06 | 3.8513e-06 | 0.063479 | 0.063479 | 0.063479 | 0.97214 | -0.53649 | 0.97229 | -0.53341 | 17.4394
48 | 0.0042407 | 0.0010627 | -0.0042403 | -0.0010627 | 3.024e-07 | -4.3311e-08 | 0.0064939 | 0.006494 | 0.006494 | 0.9717 | -0.54523 | 0.97162 | -0.54673 | 1.7841
49 | 0.015286 | 0.003834 | -0.015286 | -0.0038339 | 9.0903e-08 | 5.2548e-08 | 0.023252 | 0.023252 | 0.023252 | 0.97827 | -0.4171 | 0.97826 | -0.41722 | 6.3879
50 | -0.018301 | -0.00459 | 0.018313 | 0.0045969 | 1.1447e-05 | 6.8386e-06 | 0.027946 | 0.027946 | 0.027946 | 0.97453 | -0.49055 | 0.97519 | -0.47744 | 7.6774
51 | 0.018301 | 0.00459 | -0.018298 | -0.0045881 | 3.1275e-06 | 1.8685e-06 | 0.027946 | 0.027946 | 0.027946 | 0.97453 | -0.49055 | 0.97434 | -0.49414 | 7.6774
52 | -0.024338 | -0.0061069 | 0.024348 | 0.0061131 | 1.0027e-05 | 6.1752e-06 | 0.037139 | 0.037139 | 0.037139 | 0.97519 | -0.47744 | 0.97563 | -0.4688 | 10.2031
53 | 0.018298 | 0.0045881 | -0.018294 | -0.0045857 | 4.0978e-06 | 2.4484e-06 | 0.027946 | 0.027946 | 0.027946 | 0.97434 | -0.49414 | 0.97411 | -0.49884 | 7.6774
54 | -0.0063602 | -0.001594 | 0.0063609 | 0.0015942 | 6.5329e-07 | 1.8864e-07 | 0.009719 | 0.0097189 | 0.009719 | 0.97378 | -0.5053 | 0.97389 | -0.50315 | 2.67
55 | -0.012324 | -0.0030887 | 0.012327 | 0.0030901 | 2.5302e-06 | 1.3825e-06 | 0.01883 | 0.01883 | 0.01883 | 0.97389 | -0.50315 | 0.97411 | -0.49884 | 5.1731
56 | -0.0059735 | -0.0014971 | 0.0059745 | 0.0014973 | 1.0791e-06 | 2.4711e-07 | 0.0090563 | 0.0090561 | 0.0090563 | 0.98149 | -0.35481 | 0.98168 | -0.35102 | 2.488
57 | -0.0090333 | -0.0022639 | 0.0090339 | 0.0022642 | 5.6289e-07 | 2.5902e-07 | 0.013693 | 0.013692 | 0.013693 | 0.98168 | -0.35102 | 0.98175 | -0.34971 | 3.7617
58 | 0.13257 | 0.033962 | -0.13248 | -0.033905 | 8.9533e-05 | 5.6605e-05 | 0.1993 | 0.1993 | 0.1993 | 0.9911 | -0.16862 | 0.99037 | -0.18257 | 18.2513
59 | -0.13257 | -0.033962 | 0.13267 | 0.034024 | 0.00010022 | 6.1968e-05 | 0.1993 | 0.1993 | 0.1993 | 0.9911 | -0.16862 | 0.99192 | -0.15303 | 10.9508
60 | 0.12675 | 0.032469 | -0.12632 | -0.03219 | 0.00043751 | 0.0002796 | 0.1907 | 0.1907 | 0.1907 | 0.99037 | -0.18257 | 0.98664 | -0.25407 | 52.389
61 | -0.13997 | -0.035852 | 0.14002 | 0.035887 | 5.665e-05 | 3.5153e-05 | 0.21024 | 0.21024 | 0.21024 | 0.99192 | -0.15303 | 0.99236 | -0.14468 | 11.5519
62 | -0.010236 | -0.0025655 | 0.010237 | 0.0025659 | 8.1506e-07 | 4.0796e-07 | 0.015532 | 0.015532 | 0.015532 | 0.98066 | -0.37122 | 0.98075 | -0.36955 | 4.2671
63 | -0.021981 | -0.0055091 | 0.021986 | 0.0055125 | 5.6372e-06 | 3.4372e-06 | 0.03335 | 0.033349 | 0.03335 | 0.98075 | -0.36955 | 0.98102 | -0.36417 | 9.162
64 | 0.013792 | 0.0034565 | -0.013792 | -0.0034565 | 1.0878e-07 | 6.1455e-08 | 0.021051 | 0.021051 | 0.021051 | 0.97489 | -0.48306 | 0.97488 | -0.48322 | 5.7833
65 | -0.013792 | -0.0034565 | 0.013796 | 0.0034586 | 3.675e-06 | 2.0762e-06 | 0.021051 | 0.021051 | 0.021051 | 0.97489 | -0.48306 | 0.97518 | -0.47746 | 5.7833
66 | 0.0019005 | 0.00047622 | -0.0019004 | -0.0004763 | 2.3906e-08 | -7.9162e-08 | 0.0029007 | 0.0029008 | 0.0029008 | 0.97488 | -0.48322 | 0.97487 | -0.48348 | 0.79692
67 | 0.0070863 | 0.0017761 | -0.0070853 | -0.0017757 | 1.0138e-06 | 3.6217e-07 | 0.01083 | 0.01083 | 0.01083 | 0.97369 | -0.50669 | 0.97354 | -0.50969 | 2.9752
68 | -0.0098361 | -0.0024652 | 0.0098386 | 0.0024664 | 2.5275e-06 | 1.239e-06 | 0.014957 | 0.014957 | 0.014957 | 0.97858 | -0.4121 | 0.97885 | -0.4067 | 4.109
69 | -0.0098386 | -0.0024664 | 0.0098409 | 0.0024675 | 2.3056e-06 | 1.13e-06 | 0.014957 | 0.014956 | 0.014957 | 0.97885 | -0.4067 | 0.9791 | -0.40179 | 4.1089
70 | -0.29928 | -0.076306 | 0.2995 | 0.076443 | 0.00021526 | 0.00013686 | 0.45007 | 0.45007 | 0.45007 | 0.9905 | -0.18029 | 0.99127 | -0.1654 | 24.7292
71 | 0.04531 | 0.011397 | -0.045257 | -0.011364 | 5.2469e-05 | 3.3201e-05 | 0.068465 | 0.068465 | 0.068465 | 0.98497 | -0.28677 | 0.98372 | -0.31104 | 18.8092
72 | 0.056529 | 0.014251 | -0.056475 | -0.014217 | 5.3677e-05 | 3.411e-05 | 0.085894 | 0.085894 | 0.085894 | 0.97964 | -0.39006 | 0.97863 | -0.40993 | 23.5973
73 | -0.0042937 | -0.0010761 | 0.0042941 | 0.0010761 | 3.0826e-07 | -3.8615e-08 | 0.0065728 | 0.0065727 | 0.0065728 | 0.97207 | -0.53794 | 0.97214 | -0.53643 | 1.8057
74 | -0.0085782 | -0.0021498 | 0.0085794 | 0.0021503 | 1.2364e-06 | 5.5416e-07 | 0.01313 | 0.01313 | 0.01313 | 0.97214 | -0.53643 | 0.97229 | -0.53341 | 3.6072
75 | -0.0062015 | -0.0015542 | 0.0062025 | 0.0015545 | 1.0446e-06 | 2.687e-07 | 0.0093931 | 0.009393 | 0.0093931 | 0.98241 | -0.33712 | 0.98259 | -0.33358 | 2.5805
76 | -0.0062025 | -0.0015545 | 0.0062035 | 0.0015548 | 1.0006e-06 | 2.5725e-07 | 0.009393 | 0.0093929 | 0.009393 | 0.98259 | -0.33358 | 0.98277 | -0.33019 | 2.5805
77 | -0.078308 | -0.019654 | 0.078434 | 0.019734 | 0.00012544 | 7.9993e-05 | 0.11985 | 0.11985 | 0.11985 | 0.97229 | -0.53341 | 0.974 | -0.49988 | 32.9271
78 | 0.028255 | 0.0070916 | -0.028229 | -0.0070757 | 2.5562e-05 | 1.5908e-05 | 0.043245 | 0.043245 | 0.043245 | 0.97229 | -0.53341 | 0.97133 | -0.55239 | 11.8806
79 | 0.012446 | 0.0031221 | -0.012435 | -0.0031165 | 1.0107e-05 | 5.525e-06 | 0.018932 | 0.018932 | 0.018932 | 0.97826 | -0.41722 | 0.9774 | -0.43427 | 5.2011
80 | -0.079668 | -0.020043 | 0.07978 | 0.020115 | 0.00011252 | 7.1761e-05 | 0.12174 | 0.12174 | 0.12174 | 0.974 | -0.49988 | 0.9755 | -0.47036 | 33.4449
81 | 0.012463 | 0.0031244 | -0.012461 | -0.0031229 | 2.6104e-06 | 1.4344e-06 | 0.019093 | 0.019093 | 0.019093 | 0.97133 | -0.55239 | 0.97111 | -0.55679 | 5.2453
82 | 0.015766 | 0.0039513 | -0.015766 | -0.0039513 | 1.0913e-07 | 6.3667e-08 | 0.024152 | 0.024152 | 0.024152 | 0.97133 | -0.55239 | 0.97133 | -0.55254 | 6.6352
83 | -0.084545 | -0.021309 | 0.084635 | 0.021366 | 8.9327e-05 | 5.6991e-05 | 0.12901 | 0.12901 | 0.12901 | 0.9755 | -0.47036 | 0.97662 | -0.4483 | 35.4417
84 | 0.0065061 | 0.0016306 | -0.0065055 | -0.0016304 | 6.3509e-07 | 1.9565e-07 | 0.0099692 | 0.0099693 | 0.0099693 | 0.97111 | -0.55679 | 0.97101 | -0.55884 | 2.7388
85 | -0.0056319 | -0.0014115 | 0.005633 | 0.0014117 | 1.0957e-06 | 2.0345e-07 | 0.008576 | 0.0085759 | 0.008576 | 0.97719 | -0.43835 | 0.9774 | -0.43427 | 2.3561
86 | -0.030736 | -0.0077141 | 0.030761 | 0.00773 | 2.5498e-05 | 1.5932e-05 | 0.046882 | 0.046882 | 0.046882 | 0.97563 | -0.4688 | 0.97651 | -0.45142 | 12.8797
87 | -0.052109 | -0.013083 | 0.052212 | 0.013149 | 0.00010337 | 6.561e-05 | 0.079412 | 0.079412 | 0.079412 | 0.97651 | -0.45142 | 0.97863 | -0.40993 | 21.8166
88 | 0.021348 | 0.0053531 | -0.02134 | -0.0053486 | 7.2562e-06 | 4.4153e-06 | 0.032531 | 0.032531 | 0.032531 | 0.97651 | -0.45142 | 0.97615 | -0.45856 | 8.937
89 | 0.016757 | 0.0042001 | -0.016756 | -0.0041995 | 1.0089e-06 | 5.9413e-07 | 0.025544 | 0.025544 | 0.025544 | 0.97615 | -0.45856 | 0.97609 | -0.45982 | 7.0177
90 | 0.0034576 | 0.00086649 | -0.0034575 | -0.00086653 | 8.4464e-08 | -4.7298e-08 | 0.0052706 | 0.0052707 | 0.0052707 | 0.97615 | -0.45856 | 0.97612 | -0.45907 | 1.448
91 | 0.11736 | 0.029944 | -0.11698 | -0.029707 | 0.00037237 | 0.00023791 | 0.17718 | 0.17718 | 0.17718 | 0.98664 | -0.25407 | 0.98322 | -0.31999 | 48.6769
92 | -0.14733 | -0.037719 | 0.14739 | 0.037757 | 6.1167e-05 | 3.807e-05 | 0.22121 | 0.22121 | 0.22121 | 0.99236 | -0.14468 | 0.99281 | -0.13611 | 12.1542
93 | -0.10327 | -0.026157 | 0.10356 | 0.026342 | 0.00029058 | 0.00018557 | 0.15687 | 0.15687 | 0.15687 | 0.98021 | -0.3784 | 0.98322 | -0.31999 | 43.096
94 | 0.093598 | 0.023733 | -0.093395 | -0.023603 | 0.0002033 | 0.00012978 | 0.14219 | 0.14219 | 0.14219 | 0.98021 | -0.3784 | 0.97788 | -0.42369 | 39.0623
95 | 0.092057 | 0.023268 | -0.091981 | -0.023219 | 7.5572e-05 | 4.8237e-05 | 0.14015 | 0.14015 | 0.14015 | 0.97788 | -0.42369 | 0.97701 | -0.44083 | 38.503
96 | 0.086835 | 0.02193 | -0.086804 | -0.02191 | 3.1103e-05 | 1.9847e-05 | 0.13231 | 0.13231 | 0.13231 | 0.97701 | -0.44083 | 0.97662 | -0.4483 | 36.3498
97 | -0.58665 | -0.14992 | 0.58785 | 0.15069 | 0.0012055 | 0.00077018 | 0.8803 | 0.8803 | 0.8803 | 0.99281 | -0.13611 | 0.99504 | -0.09372 | 48.368
98 | 0.43925 | 0.11216 | -0.43898 | -0.11199 | 0.00027338 | 0.00017442 | 0.65909 | 0.65909 | 0.65909 | 0.99281 | -0.13611 | 0.99213 | -0.149 | 36.2139
99 | 0.0030996 | 0.00077679 | -0.0030996 | -0.00077683 | 3.2543e-08 | -3.1636e-08 | 0.0046352 | 0.0046353 | 0.0046353 | 0.99504 | -0.09372 | 0.99503 | -0.09394 | 1.2734
100 | -0.59095 | -0.15147 | 0.59233 | 0.15234 | 0.0013724 | 0.00087682 | 0.88493 | 0.88493 | 0.88493 | 0.99504 | -0.09372 | 0.99756 | -0.045933 | 48.6227
101 | 0.13569 | 0.0345 | -0.13539 | -0.03431 | 0.00029672 | 0.00018965 | 0.20368 | 0.20368 | 0.20368 | 0.99213 | -0.149 | 0.98976 | -0.1945 | 55.9562
102 | 0.30329 | 0.077488 | -0.30305 | -0.077335 | 0.00024037 | 0.00015284 | 0.45541 | 0.45541 | 0.45541 | 0.99213 | -0.149 | 0.99127 | -0.1654 | 25.0227
103 | 0.0094284 | 0.0023631 | -0.0094281 | -0.0023629 | 3.1687e-07 | 1.4703e-07 | 0.014064 | 0.014064 | 0.014064 | 0.99756 | -0.045933 | 0.99752 | -0.046639 | 3.8637
104 | -0.60176 | -0.15471 | 0.6031 | 0.15557 | 0.0013464 | 0.00086026 | 0.899 | 0.899 | 0.899 | 0.99756 | -0.045933 | 1 | 0 | 49.3954
105 | 0.1288 | 0.032659 | -0.12858 | -0.032518 | 0.00021945 | 0.00014025 | 0.19377 | 0.19377 | 0.19377 | 0.98976 | -0.1945 | 0.98792 | -0.23002 | 53.2349
106 | 0.122 | 0.030868 | -0.12182 | -0.030758 | 0.00017105 | 0.0001093 | 0.18386 | 0.18386 | 0.18386 | 0.98792 | -0.23002 | 0.98641 | -0.25928 | 50.5098
107 | 0.029963 | 0.0075184 | -0.029959 | -0.0075161 | 3.666e-06 | 2.2861e-06 | 0.04537 | 0.04537 | 0.04537 | 0.98278 | -0.32942 | 0.98265 | -0.33199 | 12.4643
108 | -0.03183 | -0.0079862 | 0.031846 | 0.007996 | 1.572e-05 | 9.8321e-06 | 0.048196 | 0.048196 | 0.048196 | 0.98278 | -0.32942 | 0.98331 | -0.31907 | 13.2407
109 | 0.025984 | 0.0065198 | -0.025966 | -0.0065085 | 1.8246e-05 | 1.128e-05 | 0.03935 | 0.03935 | 0.03935 | 0.98265 | -0.33199 | 0.9819 | -0.34673 | 10.8105
110 | -0.04244 | -0.010651 | 0.042456 | 0.010661 | 1.6256e-05 | 1.0271e-05 | 0.064228 | 0.064228 | 0.064228 | 0.98331 | -0.31907 | 0.98372 | -0.31104 | 17.645
111 | 0.015543 | 0.0038962 | -0.01554 | -0.0038949 | 2.21e-06 | 1.2801e-06 | 0.023554 | 0.023555 | 0.023555 | 0.9819 | -0.34673 | 0.98175 | -0.34971 | 6.471
112 | 0.019682 | 0.0049359 | -0.019677 | -0.0049327 | 5.3753e-06 | 3.2385e-06 | 0.029905 | 0.029905 | 0.029905 | 0.9794 | -0.39605 | 0.9791 | -0.40179 | 8.2156
113 | -0.029821 | -0.0074769 | 0.029821 | 0.007477 | 7.4194e-08 | 4.6272e-08 | 0.045309 | 0.045309 | 0.045309 | 0.9794 | -0.39605 | 0.9794 | -0.396 | 12.4475
114 | 0.0098359 | 0.0024651 | -0.0098357 | -0.0024651 | 1.5049e-07 | 7.3729e-08 | 0.014948 | 0.014948 | 0.014948 | 0.9791 | -0.40179 | 0.97909 | -0.40211 | 4.1067
115 | 0.0098545 | 0.0024698 | -0.0098544 | -0.0024697 | 1.3248e-07 | 6.4956e-08 | 0.014972 | 0.014972 | 0.014972 | 0.9794 | -0.396 | 0.97939 | -0.39628 | 4.1132
116 | -0.039676 | -0.0099468 | 0.039697 | 0.0099601 | 2.1104e-05 | 1.3311e-05 | 0.060281 | 0.060281 | 0.060281 | 0.9794 | -0.396 | 0.97997 | -0.38485 | 16.5607
117 | 0.010197 | 0.0025557 | -0.010197 | -0.0025557 | 1.2308e-07 | 6.1526e-08 | 0.015484 | 0.015484 | 0.015484 | 0.97997 | -0.38485 | 0.97996 | -0.3851 | 4.2539
118 | -0.049894 | -0.012516 | 0.049943 | 0.012547 | 4.9235e-05 | 3.1222e-05 | 0.075765 | 0.075765 | 0.075765 | 0.97997 | -0.38485 | 0.98102 | -0.36417 | 20.8145
119 | -0.07193 | -0.01806 | 0.072042 | 0.018131 | 0.0001125 | 7.1683e-05 | 0.10911 | 0.10911 | 0.10911 | 0.98102 | -0.36417 | 0.9827 | -0.33144 | 29.9764
120 | 0.0056044 | 0.0014046 | -0.0056042 | -0.0014046 | 1.3585e-07 | 2.3197e-08 | 0.0084856 | 0.0084856 | 0.0084856 | 0.98277 | -0.33019 | 0.98274 | -0.3307 | 2.3312
121 | -0.011808 | -0.0029593 | 0.01181 | 0.0029603 | 1.8336e-06 | 9.7964e-07 | 0.017878 | 0.017878 | 0.017878 | 0.98277 | -0.33019 | 0.98293 | -0.32694 | 4.9117
122 | -0.088224 | -0.022187 | 0.088297 | 0.022233 | 7.2607e-05 | 4.6331e-05 | 0.13362 | 0.13362 | 0.13362 | 0.9827 | -0.33144 | 0.98358 | -0.31422 | 36.7081
123 | 0.11702 | 0.029553 | -0.11684 | -0.029442 | 0.00017477 | 0.00011166 | 0.1766 | 0.1766 | 0.1766 | 0.98641 | -0.25928 | 0.9848 | -0.2905 | 48.5168
124 | -0.017415 | -0.0043652 | 0.017419 | 0.0043674 | 3.7653e-06 | 2.2266e-06 | 0.026364 | 0.026364 | 0.026364 | 0.98293 | -0.32694 | 0.98316 | -0.3224 | 7.2429
125 | 0.11208 | 0.028248 | -0.11195 | -0.028167 | 0.00012708 | 8.1179e-05 | 0.1694 | 0.1694 | 0.1694 | 0.9848 | -0.2905 | 0.98358 | -0.31422 | 46.5395
126 | 0.023654 | 0.0059333 | -0.023644 | -0.0059276 | 9.2145e-06 | 5.6538e-06 | 0.035786 | 0.035786 | 0.035786 | 0.98358 | -0.31422 | 0.98316 | -0.3224 | 9.8314

## res_trafo
| p_hv_mw | q_hv_mvar | p_lv_mw | q_lv_mvar | pl_mw | ql_mvar | i_hv_ka | i_lv_ka | vm_hv_pu | va_hv_degree | vm_lv_pu | va_lv_degree | loading_percent
0 | -1.2729e-15 | -1.3162e-15 | 0.00165 | 1.2699e-07 | 0.00165 | 1.2699e-07 | 5.2857e-17 | 0.0023815 | 0.99998 | 149.9956 | 1 | 0 | 0.2619

## res_ext_grid
| p_mw | q_mvar
0 | 0.61418 | 0.15793

## res_load
| p_mw | q_mvar
0 | 0.010354 | 0.0025949
1 | 0.0031112 | 0.00077974
2 | 0.0092769 | 0.002325
3 | 0.010201 | 0.0025566
4 | 0.0066194 | 0.001659
5 | 0.0063714 | 0.0015968
6 | 0.0067493 | 0.0016915
7 | 0.0015037 | 0.00037685
8 | 0.0062001 | 0.0015539
9 | 0.0062485 | 0.001566
10 | 0.013215 | 0.0033119
11 | 0.010242 | 0.0025669
12 | 0.0067729 | 0.0016974
13 | 0.0066616 | 0.0016695
14 | 0.001704 | 0.00042705
15 | 0.0080907 | 0.0020277
16 | 0.0042392 | 0.0010624
17 | 0.0027014 | 0.00067704
18 | 0.0042403 | 0.0010627
19 | 0.0060251 | 0.00151
20 | 0.0063602 | 0.001594
21 | 0.0059631 | 0.0014945
22 | 0.0059735 | 0.0014971
23 | 0.0030588 | 0.0007666
24 | 0.0057298 | 0.001436
25 | 0.0072937 | 0.001828
26 | 0.010236 | 0.0025655
27 | 0.011743 | 0.0029432
28 | 0.011891 | 0.0029803
29 | 0.0067721 | 0.0016973
30 | 0.0067244 | 0.0016853
31 | 0.009062 | 0.0022711
32 | 0.0098361 | 0.0024652
33 | 0.0063836 | 0.0015999
34 | 0.01099 | 0.0027545
35 | 0.010432 | 0.0026146
36 | 0.005314 | 0.0013318
37 | 0.0071218 | 0.0017849
38 | 0.0015484 | 0.00038806
39 | 0.0040561 | 0.0010166
40 | 0.0042937 | 0.0010761
41 | 0.0042841 | 0.0010737
42 | 0.0062015 | 0.0015542
43 | 0.0067339 | 0.0016877
44 | 0.0028404 | 0.00071187
45 | 0.0012337 | 0.00030921
46 | 0.0047651 | 0.0011942
47 | 0.0059544 | 0.0014923
48 | 0.015766 | 0.0039513
49 | 0.0056319 | 0.0014115
50 | 0.0068024 | 0.0017048
51 | 0.0059675 | 0.0014956
52 | 0.0065055 | 0.0016304
53 | 0.0063881 | 0.001601
54 | 0.004263 | 0.0010684
55 | 0.0011255 | 0.00028208
56 | 0.016756 | 0.0041995
57 | 0.0034575 | 0.00086653
58 | 0.0089594 | 0.0022454
59 | 0.0073107 | 0.0018322
60 | 0.0096721 | 0.0024241
61 | 0.013423 | 0.0033641
62 | 0.0013378 | 0.00033529
63 | 0.0051461 | 0.0012897
64 | 0.0021695 | 0.00054373
65 | 0.0030996 | 0.00077683
66 | 0.0065887 | 0.0016513
67 | 0.0035585 | 0.00089185
68 | 0.0094281 | 0.0023629
69 | 0.0094306 | 0.0023635
70 | 0.0065857 | 0.0016505
71 | 0.0019004 | 0.0004763
72 | 0.0070853 | 0.0017757
73 | 0.0018667 | 0.00046784
74 | 0.0039753 | 0.00099631
75 | 0.010594 | 0.0026551
76 | 0.010423 | 0.0026123
77 | 0.0028014 | 0.00070209
78 | 0.0065066 | 0.0016307
79 | 0.010139 | 0.002541
80 | 0.0098357 | 0.0024651
81 | 0.0098544 | 0.0024697
82 | 0.010197 | 0.0025557
83 | 0.016182 | 0.0040557
84 | 0.004809 | 0.0012053
85 | 0.0056042 | 0.0014046
86 | 0.0056054 | 0.0014048
87 | 0.0047634 | 0.0011938
88 | 0.0062255 | 0.0015603

## dtypes
| element | column | dtype
0 | bus | name | object
1 | bus | vn_kv | float64
2 | bus | type | object
3 | bus | zone | object
4 | bus | in_service | bool
5 | load | name | object
6 | load | bus | uint32
7 | load | p_mw | float64
8 | load | q_mvar | float64
9 | load | const_z_percent | float64
10 | load | const_i_percent | float64
11 | load | sn_mva | float64
12 | load | scaling | float64
13 | load | in_service | bool
14 | load | type | object
15 | ext_grid | name | object
16 | ext_grid | bus | uint32
17 | ext_grid | vm_pu | float64
18 | ext_grid | va_degree | float64
19 | ext_grid | slack_weight | float64
20 | ext_grid | in_service | bool
21 | line | name | object
22 | line | std_type | object
23 | line | from_bus | uint32
24 | line | to_bus | uint32
25 | line | length_km | float64
26 | line | r_ohm_per_km | float64
27 | line | x_ohm_per_km | float64
28 | line | c_nf_per_km | float64
29 | line | g_us_per_km | float64
30 | line | max_i_ka | float64
31 | line | df | float64
32 | line | parallel | uint32
33 | line | type | object
34 | line | in_service | bool
35 | trafo | name | object
36 | trafo | std_type | object
37 | trafo | hv_bus | uint32
38 | trafo | lv_bus | uint32
39 | trafo | sn_mva | float64
40 | trafo | vn_hv_kv | float64
41 | trafo | vn_lv_kv | float64
42 | trafo | vk_percent | float64
43 | trafo | vkr_percent | float64
44 | trafo | pfe_kw | float64
45 | trafo | i0_percent | float64
46 | trafo | shift_degree | float64
47 | trafo | tap_side | object
48 | trafo | tap_neutral | int32
49 | trafo | tap_min | int32
50 | trafo | tap_max | int32
51 | trafo | tap_step_percent | float64
52 | trafo | tap_step_degree | float64
53 | trafo | tap_pos | int32
54 | trafo | tap_phase_shifter | bool
55 | trafo | parallel | uint32
56 | trafo | df | float64
57 | trafo | in_service | bool
58 | line_geodata | coords | object
59 | bus_geodata | x | float64
60 | bus_geodata | y | float64
61 | bus_geodata | coords | object
62 | res_bus | vm_pu | float64
63 | res_bus | va_degree | float64
64 | res_bus | p_mw | float64
65 | res_bus | q_mvar | float64
66 | res_line | p_from_mw | float64
67 | res_line | q_from_mvar | float64
68 | res_line | p_to_mw | float64
69 | res_line | q_to_mvar | float64
70 | res_line | pl_mw | float64
71 | res_line | ql_mvar | float64
72 | res_line | i_from_ka | float64
73 | res_line | i_to_ka | float64
74 | res_line | i_ka | float64
75 | res_line | vm_from_pu | float64
76 | res_line | va_from_degree | float64
77 | res_line | vm_to_pu | float64
78 | res_line | va_to_degree | float64
79 | res_line | loading_percent | float64
80 | res_trafo | p_hv_mw | float64
81 | res_trafo | q_hv_mvar | float64
82 | res_trafo | p_lv_mw | float64
83 | res_trafo | q_lv_mvar | float64
84 | res_trafo | pl_mw | float64
85 | res_trafo | ql_mvar | float64
86 | res_trafo | i_hv_ka | float64
87 | res_trafo | i_lv_ka | float64
88 | res_trafo | vm_hv_pu | float64
89 | res_trafo | va_hv_degree | float64
90 | res_trafo | vm_lv_pu | float64
91 | res_trafo | va_lv_degree | float64
92 | res_trafo | loading_percent | float64
93 | res_ext_grid | p_mw | float64
94 | res_ext_grid | q_mvar | float64
95 | res_load | p_mw | float64
96 | res_load | q_mvar | float64

## parameters
| version | format_version | converged | OPF_converged | name | f_hz | sn_mva
0 | 2.14.6 | 2.14.0 | TRUE | FALSE |  | 50 | 1