## bus
| name | vn_kv | type | zone | in_service
0 | bus_LV_261-40_0_10_node_0 | 0.4 | n |  | TRUE
1 | bus_LV_261-40_0_10_node_1 | 0.4 | n |  | TRUE
2 | bus_LV_261-40_0_10_node_81 | 0.4 | n |  | TRUE
3 | bus_LV_261-40_0_10_node_63 | 0.4 | n |  | TRUE
4 | bus_LV_261-40_0_10_node_237 | 0.4 | n |  | TRUE
5 | bus_LV_261-40_0_10_node_6 | 0.4 | n |  | TRUE
6 | bus_LV_261-40_0_10_node_7 | 0.4 | n |  | TRUE
7 | bus_LV_261-40_0_10_node_8 | 0.4 | n |  | TRUE
8 | bus_LV_261-40_0_10_node_62 | 0.4 | n |  | TRUE
9 | bus_LV_261-40_0_10_node_9 | 0.4 | n |  | TRUE
10 | bus_LV_261-40_0_10_node_10 | 0.4 | n |  | TRUE
11 | bus_LV_261-40_0_10_node_202 | 0.4 | n |  | TRUE
12 | bus_LV_261-40_0_10_node_77 | 0.4 | n |  | TRUE
13 | bus_LV_261-40_0_10_node_11 | 0.4 | n |  | TRUE
14 | bus_LV_261-40_0_10_node_12 | 0.4 | n |  | TRUE
15 | bus_LV_261-40_0_10_node_13 | 0.4 | n |  | TRUE
16 | bus_LV_261-40_0_10_node_14 | 0.4 | n |  | TRUE
17 | bus_LV_261-40_0_10_node_15 | 0.4 | n |  | TRUE
18 | bus_LV_261-40_0_10_node_47 | 0.4 | n |  | TRUE
19 | bus_LV_261-40_0_10_node_43 | 0.4 | n |  | TRUE
20 | bus_LV_261-40_0_10_node_235 | 0.4 | n |  | TRUE
21 | bus_LV_261-40_0_10_node_17 | 0.4 | n |  | TRUE
22 | bus_LV_261-40_0_10_node_21 | 0.4 | n |  | TRUE
23 | bus_LV_261-40_0_10_node_175 | 0.4 | n |  | TRUE
24 | bus_LV_261-40_0_10_node_174 | 0.4 | n |  | TRUE
25 | bus_LV_261-40_0_10_node_22 | 0.4 | n |  | TRUE
26 | bus_LV_261-40_0_10_node_154 | 0.4 | n |  | TRUE
27 | bus_LV_261-40_0_10_node_155 | 0.4 | n |  | TRUE
28 | bus_LV_261-40_0_10_node_65 | 0.4 | n |  | TRUE
29 | bus_LV_261-40_0_10_node_23 | 0.4 | n |  | TRUE
30 | bus_LV_261-40_0_10_node_58 | 0.4 | n |  | TRUE
31 | bus_LV_261-40_0_10_node_59 | 0.4 | n |  | TRUE
32 | bus_LV_261-40_0_10_node_53 | 0.4 | n |  | TRUE
33 | bus_LV_261-40_0_10_node_24 | 0.4 | n |  | TRUE
34 | bus_LV_261-40_0_10_node_57 | 0.4 | n |  | TRUE
35 | bus_LV_261-40_0_10_node_40 | 0.4 | n |  | TRUE
36 | bus_LV_261-40_0_10_node_207 | 0.4 | n |  | TRUE
37 | bus_LV_261-40_0_10_node_32 | 0.4 | n |  | TRUE
38 | bus_LV_261-40_0_10_node_190 | 0.4 | n |  | TRUE
39 | bus_LV_261-40_0_10_node_170 | 0.4 | n |  | TRUE
40 | bus_LV_261-40_0_10_node_187 | 0.4 | n |  | TRUE
41 | bus_LV_261-40_0_10_node_34 | 0.4 | n |  | TRUE
42 | bus_LV_261-40_0_10_node_38 | 0.4 | n |  | TRUE
43 | bus_LV_261-40_0_10_node_109 | 0.4 | n |  | TRUE
44 | bus_LV_261-40_0_10_node_35 | 0.4 | n |  | TRUE
45 | bus_LV_261-40_0_10_node_55 | 0.4 | n |  | TRUE
46 | bus_LV_261-40_0_10_node_129 | 0.4 | n |  | TRUE
47 | bus_LV_261-40_0_10_node_37 | 0.4 | n |  | TRUE
48 | bus_LV_261-40_0_10_node_42 | 0.4 | n |  | TRUE
49 | bus_LV_261-40_0_10_node_130 | 0.4 | n |  | TRUE
50 | bus_LV_261-40_0_10_node_110 | 0.4 | n |  | TRUE
51 | bus_LV_261-40_0_10_node_39 | 0.4 | n |  | TRUE
52 | bus_LV_261-40_0_10_node_66 | 0.4 | n |  | TRUE
53 | bus_LV_261-40_0_10_node_64 | 0.4 | n |  | TRUE
54 | bus_LV_261-40_0_10_node_48 | 0.4 | n |  | TRUE
55 | bus_LV_261-40_0_10_node_41 | 0.4 | n |  | TRUE
56 | bus_LV_261-40_0_10_node_171 | 0.4 | n |  | TRUE
57 | bus_LV_261-40_0_10_node_169 | 0.4 | n |  | TRUE
58 | bus_LV_261-40_0_10_node_234 | 0.4 | n |  | TRUE
59 | bus_LV_261-40_0_10_node_44 | 0.4 | n |  | TRUE
60 | bus_LV_261-40_0_10_node_54 | 0.4 | n |  | TRUE
61 | bus_LV_261-40_0_10_node_56 | 0.4 | n |  | TRUE
62 | bus_LV_261-40_0_10_node_61 | 0.4 | n |  | TRUE
63 | bus_LV_261-40_0_10_node_176 | 0.4 | n |  | TRUE
64 | bus_LV_261-40_0_10_node_173 | 0.4 | n |  | TRUE
65 | bus_LV_261-40_0_10_node_156 | 0.4 | n |  | TRUE
66 | bus_LV_261-40_0_10_node_157 | 0.4 | n |  | TRUE
67 | bus_LV_261-40_0_10_node_60 | 0.4 | n |  | TRUE
68 | bus_LV_261-40_0_10_node_51 | 0.4 | n |  | TRUE
69 | bus_LV_261-40_0_10_node_210 | 0.4 | n |  | TRUE
70 | bus_LV_261-40_0_10_node_208 | 0.4 | n |  | TRUE
71 | bus_LV_261-40_0_10_node_209 | 0.4 | n |  | TRUE
72 | bus_LV_261-40_0_10_node_191 | 0.4 | n |  | TRUE
73 | bus_LV_261-40_0_10_node_192 | 0.4 | n |  | TRUE
74 | bus_LV_261-40_0_10_node_168 | 0.4 | n |  | TRUE
75 | bus_LV_261-40_0_10_node_186 | 0.4 | n |  | TRUE
76 | bus_LV_261-40_0_10_node_196 | 0.4 | n |  | TRUE
77 | bus_LV_261-40_0_10_node_197 | 0.4 | n |  | TRUE
78 | bus_LV_261-40_0_10_node_113 | 0.4 | n |  | TRUE
79 | bus_LV_261-40_0_10_node_52 | 0.4 | n |  | TRUE
80 | bus_LV_261-40_0_10_node_49 | 0.4 | n |  | TRUE
81 | bus_LV_261-40_0_10_node_183 | 0.4 | n |  | TRUE
82 | bus_LV_261-40_0_10_node_167 | 0.4 | n |  | TRUE
83 | bus_LV_261-40_0_10_node_50 | 0.4 | n |  | TRUE
84 | bus_LV_261-40_0_10_node_211 | 0.4 | n |  | TRUE
85 | bus_LV_261-40_0_10_node_131 | 0.4 | n |  | TRUE
86 | bus_LV_261-40_0_10_node_132 | 0.4 | n |  | TRUE
87 | bus_LV_261-40_0_10_node_67 | 0.4 | n |  | TRUE
88 | bus_LV_261-40_0_10_node_68 | 0.4 | n |  | TRUE
89 | bus_LV_261-40_0_10_node_69 | 0.4 | n |  | TRUE
90 | bus_LV_261-40_0_10_node_71 | 0.4 | n |  | TRUE
91 | bus_LV_261-40_0_10_node_72 | 0.4 | n |  | TRUE
92 | bus_LV_261-40_0_10_node_75 | 0.4 | n |  | TRUE
93 | bus_LV_261-40_0_10_node_76 | 0.4 | n |  | TRUE
94 | bus_LV_261-40_0_10_node_199 | 0.4 | n |  | TRUE
95 | bus_LV_261-40_0_10_node_200 | 0.4 | n |  | TRUE
96 | bus_LV_261-40_0_10_node_103 | 0.4 | n |  | TRUE
97 | bus_LV_261-40_0_10_node_105 | 0.4 | n |  | TRUE
98 | bus_LV_261-40_0_10_node_107 | 0.4 | n |  | TRUE
99 | bus_LV_261-40_0_10_node_108 | 0.4 | n |  | TRUE
100 | bus_LV_261-40_0_10_node_111 | 0.4 | n |  | TRUE
101 | bus_LV_261-40_0_10_node_112 | 0.4 | n |  | TRUE
102 | bus_LV_261-40_0_10_node_114 | 0.4 | n |  | TRUE
103 | bus_LV_261-40_0_10_node_115 | 0.4 | n |  | TRUE
104 | bus_LV_261-40_0_10_node_133 | 0.4 | n |  | TRUE
105 | bus_LV_261-40_0_10_node_138 | 0.4 | n |  | TRUE
106 | bus_LV_261-40_0_10_node_136 | 0.4 | n |  | TRUE
107 | bus_LV_261-40_0_10_node_134 | 0.4 | n |  | TRUE
108 | bus_LV_261-40_0_10_node_135 | 0.4 | n |  | TRUE
109 | bus_LV_261-40_0_10_node_137 | 0.4 | n |  | TRUE
110 | bus_LV_261-40_0_10_node_139 | 0.4 | n |  | TRUE
111 | bus_LV_261-40_0_10_node_140 | 0.4 | n |  | TRUE
112 | bus_LV_261-40_0_10_node_141 | 0.4 | n |  | TRUE
113 | bus_LV_261-40_0_10_node_142 | 0.4 | n |  | TRUE
114 | bus_LV_261-40_0_10_node_143 | 0.4 | n |  | TRUE
115 | bus_LV_261-40_0_10_node_144 | 0.4 | n |  | TRUE
116 | bus_LV_261-40_0_10_node_145 | 0.4 | n |  | TRUE
117 | bus_LV_261-40_0_10_node_146 | 0.4 | n |  | TRUE
118 | bus_LV_261-40_0_10_node_147 | 0.4 | n |  | TRUE
119 | bus_LV_261-40_0_10_node_148 | 0.4 | n |  | TRUE
120 | bus_LV_261-40_0_10_node_149 | 0.4 | n |  | TRUE
121 | bus_LV_261-40_0_10_node_150 | 0.4 | n |  | TRUE
122 | bus_LV_261-40_0_10_node_151 | 0.4 | n |  | TRUE
123 | bus_LV_261-40_0_10_node_152 | 0.4 | n |  | TRUE
124 | bus_LV_261-40_0_10_node_153 | 0.4 | n |  | TRUE
125 | bus_LV_261-40_0_10_node_158 | 0.4 | n |  | TRUE
126 | bus_LV_261-40_0_10_node_165 | 0.4 | n |  | TRUE
127 | bus_LV_261-40_0_10_node_163 | 0.4 | n |  | TRUE
128 | bus_LV_261-40_0_10_node_159 | 0.4 | n |  | TRUE
129 | bus_LV_261-40_0_10_node_179 | 0.4 | n |  | TRUE
130 | bus_LV_261-40_0_10_node_164 | 0.4 | n |  | TRUE
131 | bus_LV_261-40_0_10_node_161 | 0.4 | n |  | TRUE
132 | bus_LV_261-40_0_10_node_172 | 0.4 | n |  | TRUE
133 | bus_LV_261-40_0_10_node_162 | 0.4 | n |  | TRUE
134 | bus_LV_261-40_0_10_node_160 | 0.4 | n |  | TRUE
135 | bus_LV_261-40_0_10_node_166 | 0.4 | n |  | TRUE
136 | bus_LV_261-40_0_10_node_188 | 0.4 | n |  | TRUE
137 | bus_LV_261-40_0_10_node_180 | 0.4 | n |  | TRUE
138 | bus_LV_261-40_0_10_node_189 | 0.4 | n |  | TRUE
139 | bus_LV_261-40_0_10_node_195 | 0.4 | n |  | TRUE
140 | bus_LV_261-40_0_10_node_177 | 0.4 | n |  | TRUE
141 | bus_LV_261-40_0_10_node_178 | 0.4 | n |  | TRUE
142 | bus_LV_261-40_0_10_node_184 | 0.4 | n |  | TRUE
143 | bus_LV_261-40_0_10_node_181 | 0.4 | n |  | TRUE
144 | bus_LV_261-40_0_10_node_182 | 0.4 | n |  | TRUE
145 | bus_LV_261-40_0_10_node_194 | 0.4 | n |  | TRUE
146 | bus_LV_261-40_0_10_node_185 | 0.4 | n |  | TRUE
147 | bus_LV_261-40_0_10_node_193 | 0.4 | n |  | TRUE
148 | bus_LV_261-40_0_10_node_198 | 0.4 | n |  | TRUE
149 | bus_LV_261-40_0_10_node_201 | 0.4 | n |  | TRUE
150 | bus_MV_534_0_node_69 | 20 | n |  | TRUE

## load
| name | bus | p_mw | q_mvar | const_z_percent | const_i_percent | sn_mva | scaling | in_service | type
0 | LV_261-40_0_10_load_0 | 0 | 0.0014601 | 0.00036594 | 0 | 0 |  | 1 | TRUE | wye
1 | LV_261-40_0_10_load_81 | 2 | 0.018635 | 0.0046704 | 0 | 0 |  | 1 | TRUE | wye
2 | LV_261-40_0_10_load_63 | 3 | 0.0017844 | 0.0004472 | 0 | 0 |  | 1 | TRUE | wye
3 | LV_261-40_0_10_load_237 | 4 | 0.0010402 | 0.00026069 | 0 | 0 |  | 1 | TRUE | wye
4 | LV_261-40_0_10_load_6 | 5 | 0.0031283 | 0.00078402 | 0 | 0 |  | 1 | TRUE | wye
5 | LV_261-40_0_10_load_7 | 6 | 0.0083623 | 0.0020958 | 0 | 0 |  | 1 | TRUE | wye
6 | LV_261-40_0_10_load_62 | 8 | 0.0020746 | 0.00051995 | 0 | 0 |  | 1 | TRUE | wye
7 | LV_261-40_0_10_load_202 | 11 | 0.016621 | 0.0041657 | 0 | 0 |  | 1 | TRUE | wye
8 | LV_261-40_0_10_load_11 | 13 | 0.0074628 | 0.0018704 | 0 | 0 |  | 1 | TRUE | wye
9 | LV_261-40_0_10_load_12 | 14 | 0.0028317 | 0.00070969 | 0 | 0 |  | 1 | TRUE | wye
10 | LV_261-40_0_10_load_235 | 20 | 0.011884 | 0.0029785 | 0 | 0 |  | 1 | TRUE | wye
11 | LV_261-40_0_10_load_175 | 23 | 0.00049028 | 0.00012288 | 0 | 0 |  | 1 | TRUE | wye
12 | LV_261-40_0_10_load_174 | 24 | 0.00029426 | 7.375e-05 | 0 | 0 |  | 1 | TRUE | wye
13 | LV_261-40_0_10_load_154 | 26 | 0.0018137 | 0.00045455 | 0 | 0 |  | 1 | TRUE | wye
14 | LV_261-40_0_10_load_155 | 27 | 0.0023721 | 0.00059449 | 0 | 0 |  | 1 | TRUE | wye
15 | LV_261-40_0_10_load_65 | 28 | 0.0023635 | 0.00059235 | 0 | 0 |  | 1 | TRUE | wye
16 | LV_261-40_0_10_load_58 | 30 | 0.001624 | 0.00040702 | 0 | 0 |  | 1 | TRUE | wye
17 | LV_261-40_0_10_load_59 | 31 | 0.00034249 | 8.5837e-05 | 0 | 0 |  | 1 | TRUE | wye
18 | LV_261-40_0_10_load_53 | 32 | 0.0040112 | 0.0010053 | 0 | 0 |  | 1 | TRUE | wye
19 | LV_261-40_0_10_load_207 | 36 | 0.03425 | 0.008584 | 0 | 0 |  | 1 | TRUE | wye
20 | LV_261-40_0_10_load_190 | 38 | 0.00018912 | 4.7398e-05 | 0 | 0 |  | 1 | TRUE | wye
21 | LV_261-40_0_10_load_170 | 39 | 0.00036826 | 9.2294e-05 | 0 | 0 |  | 1 | TRUE | wye
22 | LV_261-40_0_10_load_187 | 40 | 0.0011303 | 0.00028327 | 0 | 0 |  | 1 | TRUE | wye
23 | LV_261-40_0_10_load_109 | 43 | 0.0013884 | 0.00034796 | 0 | 0 |  | 1 | TRUE | wye
24 | LV_261-40_0_10_load_55 | 45 | 0.0068062 | 0.0017058 | 0 | 0 |  | 1 | TRUE | wye
25 | LV_261-40_0_10_load_129 | 46 | 0.0052227 | 0.0013089 | 0 | 0 |  | 1 | TRUE | wye
26 | LV_261-40_0_10_load_130 | 49 | 0.01064 | 0.0026666 | 0 | 0 |  | 1 | TRUE | wye
27 | LV_261-40_0_10_load_110 | 50 | 0.0004909 | 0.00012303 | 0 | 0 |  | 1 | TRUE | wye
28 | LV_261-40_0_10_load_66 | 52 | 0.010118 | 0.0025357 | 0 | 0 |  | 1 | TRUE | wye
29 | LV_261-40_0_10_load_64 | 53 | 0.010115 | 0.0025351 | 0 | 0 |  | 1 | TRUE | wye
30 | LV_261-40_0_10_load_48 | 54 | 0.010544 | 0.0026427 | 0 | 0 |  | 1 | TRUE | wye
31 | LV_261-40_0_10_load_171 | 56 | 0.00035944 | 9.0084e-05 | 0 | 0 |  | 1 | TRUE | wye
32 | LV_261-40_0_10_load_234 | 58 | 0.012919 | 0.0032377 | 0 | 0 |  | 1 | TRUE | wye
33 | LV_261-40_0_10_load_54 | 60 | 0.01015 | 0.0025439 | 0 | 0 |  | 1 | TRUE | wye
34 | LV_261-40_0_10_load_56 | 61 | 0.010673 | 0.0026749 | 0 | 0 |  | 1 | TRUE | wye
35 | LV_261-40_0_10_load_61 | 62 | 0.0075551 | 0.0018935 | 0 | 0 |  | 1 | TRUE | wye
36 | LV_261-40_0_10_load_176 | 63 | 0.0019857 | 0.00049767 | 0 | 0 |  | 1 | TRUE | wye
37 | LV_261-40_0_10_load_173 | 64 | 0.0022852 | 0.00057274 | 0 | 0 |  | 1 | TRUE | wye
38 | LV_261-40_0_10_load_156 | 65 | 0.0055364 | 0.0013875 | 0 | 0 |  | 1 | TRUE | wye
39 | LV_261-40_0_10_load_157 | 66 | 0.0022847 | 0.00057259 | 0 | 0 |  | 1 | TRUE | wye
40 | LV_261-40_0_10_load_60 | 67 | 0.0015898 | 0.00039843 | 0 | 0 |  | 1 | TRUE | wye
41 | LV_261-40_0_10_load_51 | 68 | 0.0062601 | 0.0015689 | 0 | 0 |  | 1 | TRUE | wye
42 | LV_261-40_0_10_load_210 | 69 | 0.003512 | 0.00088019 | 0 | 0 |  | 1 | TRUE | wye
43 | LV_261-40_0_10_load_208 | 70 | 0.011029 | 0.0027641 | 0 | 0 |  | 1 | TRUE | wye
44 | LV_261-40_0_10_load_209 | 71 | 0.0032604 | 0.00081713 | 0 | 0 |  | 1 | TRUE | wye
45 | LV_261-40_0_10_load_191 | 72 | 0.00045931 | 0.00011511 | 0 | 0 |  | 1 | TRUE | wye
46 | LV_261-40_0_10_load_192 | 73 | 0.00068587 | 0.0001719 | 0 | 0 |  | 1 | TRUE | wye
47 | LV_261-40_0_10_load_168 | 74 | 0.00040419 | 0.0001013 | 0 | 0 |  | 1 | TRUE | wye
48 | LV_261-40_0_10_load_186 | 75 | 0.0002231 | 5.5913e-05 | 0 | 0 |  | 1 | TRUE | wye
49 | LV_261-40_0_10_load_196 | 76 | 0.00018305 | 4.5876e-05 | 0 | 0 |  | 1 | TRUE | wye
50 | LV_261-40_0_10_load_52 | 79 | 0.0055985 | 0.0014031 | 0 | 0 |  | 1 | TRUE | wye
51 | LV_261-40_0_10_load_49 | 80 | 0.0049821 | 0.0012486 | 0 | 0 |  | 1 | TRUE | wye
52 | LV_261-40_0_10_load_183 | 81 | 0.00037244 | 9.3342e-05 | 0 | 0 |  | 1 | TRUE | wye
53 | LV_261-40_0_10_load_167 | 82 | 0.00032484 | 8.1413e-05 | 0 | 0 |  | 1 | TRUE | wye
54 | LV_261-40_0_10_load_50 | 83 | 0.0047921 | 0.001201 | 0 | 0 |  | 1 | TRUE | wye
55 | LV_261-40_0_10_load_211 | 84 | 0.001952 | 0.00048922 | 0 | 0 |  | 1 | TRUE | wye
56 | LV_261-40_0_10_load_131 | 85 | 0.00034359 | 8.6111e-05 | 0 | 0 |  | 1 | TRUE | wye
57 | LV_261-40_0_10_load_132 | 86 | 0.0015729 | 0.0003942 | 0 | 0 |  | 1 | TRUE | wye
58 | LV_261-40_0_10_load_67 | 87 | 0.011372 | 0.0028502 | 0 | 0 |  | 1 | TRUE | wye
59 | LV_261-40_0_10_load_68 | 88 | 0.0005189 | 0.00013005 | 0 | 0 |  | 1 | TRUE | wye
60 | LV_261-40_0_10_load_71 | 90 | 0.018416 | 0.0046154 | 0 | 0 |  | 1 | TRUE | wye
61 | LV_261-40_0_10_load_75 | 92 | 0.039319 | 0.0098543 | 0 | 0 |  | 1 | TRUE | wye
62 | LV_261-40_0_10_load_76 | 93 | 0.012855 | 0.0032217 | 0 | 0 |  | 1 | TRUE | wye
63 | LV_261-40_0_10_load_103 | 96 | 0.00086618 | 0.00021709 | 0 | 0 |  | 1 | TRUE | wye
64 | LV_261-40_0_10_load_107 | 98 | 0.00086769 | 0.00021746 | 0 | 0 |  | 1 | TRUE | wye
65 | LV_261-40_0_10_load_111 | 100 | 0.0015159 | 0.00037993 | 0 | 0 |  | 1 | TRUE | wye
66 | LV_261-40_0_10_load_112 | 101 | 0.00019516 | 4.8911e-05 | 0 | 0 |  | 1 | TRUE | wye
67 | LV_261-40_0_10_load_114 | 102 | 0.00024645 | 6.1765e-05 | 0 | 0 |  | 1 | TRUE | wye
68 | LV_261-40_0_10_load_115 | 103 | 0.0006121 | 0.00015341 | 0 | 0 |  | 1 | TRUE | wye
69 | LV_261-40_0_10_load_133 | 104 | 0.0016214 | 0.00040637 | 0 | 0 |  | 1 | TRUE | wye
70 | LV_261-40_0_10_load_138 | 105 | 0.00034916 | 8.7509e-05 | 0 | 0 |  | 1 | TRUE | wye
71 | LV_261-40_0_10_load_136 | 106 | 0.00034237 | 8.5805e-05 | 0 | 0 |  | 1 | TRUE | wye
72 | LV_261-40_0_10_load_134 | 107 | 0.00037987 | 9.5203e-05 | 0 | 0 |  | 1 | TRUE | wye
73 | LV_261-40_0_10_load_135 | 108 | 0.00038206 | 9.5752e-05 | 0 | 0 |  | 1 | TRUE | wye
74 | LV_261-40_0_10_load_137 | 109 | 0.0015858 | 0.00039743 | 0 | 0 |  | 1 | TRUE | wye
75 | LV_261-40_0_10_load_139 | 110 | 0.0015303 | 0.00038352 | 0 | 0 |  | 1 | TRUE | wye
76 | LV_261-40_0_10_load_140 | 111 | 0.0016354 | 0.00040987 | 0 | 0 |  | 1 | TRUE | wye
77 | LV_261-40_0_10_load_141 | 112 | 0.0016702 | 0.00041859 | 0 | 0 |  | 1 | TRUE | wye
78 | LV_261-40_0_10_load_142 | 113 | 0.0003659 | 9.1702e-05 | 0 | 0 |  | 1 | TRUE | wye
79 | LV_261-40_0_10_load_143 | 114 | 0.00036061 | 9.0376e-05 | 0 | 0 |  | 1 | TRUE | wye
80 | LV_261-40_0_10_load_144 | 115 | 0.0011466 | 0.00028737 | 0 | 0 |  | 1 | TRUE | wye
81 | LV_261-40_0_10_load_145 | 116 | 0.0018203 | 0.00045622 | 0 | 0 |  | 1 | TRUE | wye
82 | LV_261-40_0_10_load_146 | 117 | 0.001075 | 0.00026942 | 0 | 0 |  | 1 | TRUE | wye
83 | LV_261-40_0_10_load_147 | 118 | 0.0018507 | 0.00046382 | 0 | 0 |  | 1 | TRUE | wye
84 | LV_261-40_0_10_load_149 | 120 | 0.0010989 | 0.0002754 | 0 | 0 |  | 1 | TRUE | wye
85 | LV_261-40_0_10_load_151 | 122 | 0.0010707 | 0.00026834 | 0 | 0 |  | 1 | TRUE | wye
86 | LV_261-40_0_10_load_152 | 123 | 0.0018313 | 0.00045897 | 0 | 0 |  | 1 | TRUE | wye
87 | LV_261-40_0_10_load_153 | 124 | 0.0011573 | 0.00029004 | 0 | 0 |  | 1 | TRUE | wye
88 | LV_261-40_0_10_load_158 | 125 | 0.0011098 | 0.00027815 | 0 | 0 |  | 1 | TRUE | wye
89 | LV_261-40_0_10_load_165 | 126 | 0.0010454 | 0.00026201 | 0 | 0 |  | 1 | TRUE | wye
90 | LV_261-40_0_10_load_163 | 127 | 0.0020034 | 0.00050209 | 0 | 0 |  | 1 | TRUE | wye
91 | LV_261-40_0_10_load_159 | 128 | 0.0012013 | 0.00030107 | 0 | 0 |  | 1 | TRUE | wye
92 | LV_261-40_0_10_load_179 | 129 | 0.001952 | 0.00048922 | 0 | 0 |  | 1 | TRUE | wye
93 | LV_261-40_0_10_load_164 | 130 | 0.0019606 | 0.00049137 | 0 | 0 |  | 1 | TRUE | wye
94 | LV_261-40_0_10_load_161 | 131 | 0.0019303 | 0.00048378 | 0 | 0 |  | 1 | TRUE | wye
95 | LV_261-40_0_10_load_172 | 132 | 0.0024819 | 0.00062201 | 0 | 0 |  | 1 | TRUE | wye
96 | LV_261-40_0_10_load_162 | 133 | 0.0025419 | 0.00063707 | 0 | 0 |  | 1 | TRUE | wye
97 | LV_261-40_0_10_load_160 | 134 | 0.0011038 | 0.00027663 | 0 | 0 |  | 1 | TRUE | wye
98 | LV_261-40_0_10_load_166 | 135 | 0.0011952 | 0.00029955 | 0 | 0 |  | 1 | TRUE | wye
99 | LV_261-40_0_10_load_188 | 136 | 0.0004176 | 0.00010466 | 0 | 0 |  | 1 | TRUE | wye
100 | LV_261-40_0_10_load_180 | 137 | 0.0018522 | 0.00046421 | 0 | 0 |  | 1 | TRUE | wye
101 | LV_261-40_0_10_load_189 | 138 | 0.0004176 | 0.00010466 | 0 | 0 |  | 1 | TRUE | wye
102 | LV_261-40_0_10_load_195 | 139 | 0.00036581 | 9.1679e-05 | 0 | 0 |  | 1 | TRUE | wye
103 | LV_261-40_0_10_load_177 | 140 | 0.0012942 | 0.00032436 | 0 | 0 |  | 1 | TRUE | wye
104 | LV_261-40_0_10_load_178 | 141 | 0.00115 | 0.00028821 | 0 | 0 |  | 1 | TRUE | wye
105 | LV_261-40_0_10_load_184 | 142 | 0.0013749 | 0.00034458 | 0 | 0 |  | 1 | TRUE | wye
106 | LV_261-40_0_10_load_181 | 143 | 0.0012137 | 0.00030418 | 0 | 0 |  | 1 | TRUE | wye
107 | LV_261-40_0_10_load_182 | 144 | 0.001093 | 0.00027393 | 0 | 0 |  | 1 | TRUE | wye
108 | LV_261-40_0_10_load_194 | 145 | 0.00038714 | 9.7028e-05 | 0 | 0 |  | 1 | TRUE | wye
109 | LV_261-40_0_10_load_185 | 146 | 0.0042367 | 0.0010618 | 0 | 0 |  | 1 | TRUE | wye
110 | LV_261-40_0_10_load_193 | 147 | 0.00045635 | 0.00011437 | 0 | 0 |  | 1 | TRUE | wye
111 | LV_261-40_0_10_load_198 | 148 | 0.031505 | 0.0078959 | 0 | 0 |  | 1 | TRUE | wye
112 | LV_261-40_0_10_load_201 | 149 | 0.012796 | 0.003207 | 0 | 0 |  | 1 | TRUE | wye

## ext_grid
| name | bus | vm_pu | va_degree | slack_weight | in_service
0 |  | 80 | 1 | 0 | 1 | TRUE

## line
| name | std_type | from_bus | to_bus | length_km | r_ohm_per_km | x_ohm_per_km | c_nf_per_km | g_us_per_km | max_i_ka | df | parallel | type | in_service
0 | LV_261-40_0_10_line_0 |  | 0 | 1 | 0.012458 | 0.125 | 0.08 | 261 | 0 | 0.364 | 1 | 1 | cs | TRUE
1 | LV_261-40_0_10_line_1 |  | 1 | 2 | 0.34901 | 0.125 | 0.08 | 261 | 0 | 0.364 | 1 | 1 | cs | TRUE
2 | LV_261-40_0_10_line_2 |  | 2 | 9 | 0.022362 | 0.125 | 0.08 | 261 | 0 | 0.364 | 1 | 1 | cs | TRUE
3 | LV_261-40_0_10_line_3 |  | 3 | 4 | 0.024535 | 0.125 | 0.08 | 261 | 0 | 0.364 | 1 | 1 | cs | TRUE
4 | LV_261-40_0_10_line_4 |  | 4 | 62 | 0.055398 | 0.125 | 0.08 | 261 | 0 | 0.364 | 1 | 5 | cs | TRUE
5 | LV_261-40_0_10_line_5 |  | 4 | 21 | 0.036575 | 0.125 | 0.08 | 261 | 0 | 0.364 | 1 | 5 | cs | TRUE
6 | LV_261-40_0_10_line_6 |  | 5 | 6 | 0.028257 | 0.125 | 0.08 | 261 | 0 | 0.364 | 1 | 5 | cs | TRUE
7 | LV_261-40_0_10_line_7 |  | 5 | 7 | 0.032399 | 0.125 | 0.08 | 261 | 0 | 0.364 | 1 | 5 | cs | TRUE
8 | LV_261-40_0_10_line_8 |  | 6 | 8 | 0.053226 | 0.125 | 0.08 | 261 | 0 | 0.364 | 1 | 5 | cs | TRUE
9 | LV_261-40_0_10_line_9 |  | 7 | 9 | 0.024162 | 0.125 | 0.08 | 261 | 0 | 0.364 | 1 | 1 | cs | TRUE
10 | LV_261-40_0_10_line_10 |  | 7 | 10 | 0.025355 | 0.125 | 0.08 | 261 | 0 | 0.364 | 1 | 5 | cs | TRUE
11 | LV_261-40_0_10_line_11 |  | 8 | 62 | 0.012588 | 0.125 | 0.08 | 261 | 0 | 0.364 | 1 | 5 | cs | TRUE
12 | LV_261-40_0_10_line_12 |  | 10 | 11 | 0.032129 | 0.125 | 0.08 | 261 | 0 | 0.364 | 1 | 5 | cs | TRUE
13 | LV_261-40_0_10_line_13 |  | 11 | 12 | 0.030412 | 0.125 | 0.08 | 261 | 0 | 0.364 | 1 | 5 | cs | TRUE
14 | LV_261-40_0_10_line_14 |  | 12 | 94 | 0.017141 | 0.125 | 0.08 | 261 | 0 | 0.364 | 1 | 5 | cs | TRUE
15 | LV_261-40_0_10_line_15 |  | 13 | 14 | 0.047838 | 0.125 | 0.08 | 261 | 0 | 0.364 | 1 | 5 | cs | TRUE
16 | LV_261-40_0_10_line_16 |  | 13 | 15 | 0.047158 | 0.125 | 0.08 | 261 | 0 | 0.364 | 1 | 5 | cs | TRUE
17 | LV_261-40_0_10_line_17 |  | 14 | 16 | 0.033599 | 0.125 | 0.08 | 261 | 0 | 0.364 | 1 | 5 | cs | TRUE
18 | LV_261-40_0_10_line_18 |  | 15 | 17 | 0.075525 | 0.125 | 0.08 | 261 | 0 | 0.364 | 1 | 5 | cs | TRUE
19 | LV_261-40_0_10_line_19 |  | 16 | 18 | 0.009865 | 0.125 | 0.08 | 261 | 0 | 0.364 | 1 | 5 | cs | TRUE
20 | LV_261-40_0_10_line_20 |  | 16 | 19 | 0.081947 | 0.125 | 0.08 | 261 | 0 | 0.364 | 1 | 1 | cs | TRUE
21 | LV_261-40_0_10_line_21 |  | 17 | 20 | 0.022493 | 0.125 | 0.08 | 261 | 0 | 0.364 | 1 | 1 | cs | TRUE
22 | LV_261-40_0_10_line_22 |  | 17 | 21 | 0.06901 | 0.125 | 0.08 | 261 | 0 | 0.364 | 1 | 5 | cs | TRUE
23 | LV_261-40_0_10_line_23 |  | 18 | 61 | 0.006196 | 0.125 | 0.08 | 261 | 0 | 0.364 | 1 | 1 | cs | TRUE
24 | LV_261-40_0_10_line_24 |  | 18 | 34 | 0.026232 | 0.125 | 0.08 | 261 | 0 | 0.364 | 1 | 5 | cs | TRUE
25 | LV_261-40_0_10_line_25 |  | 19 | 45 | 0.0029607 | 0.125 | 0.08 | 261 | 0 | 0.364 | 1 | 1 | cs | TRUE
26 | LV_261-40_0_10_line_26 |  | 19 | 59 | 0.017716 | 0.125 | 0.08 | 261 | 0 | 0.364 | 1 | 1 | cs | TRUE
27 | LV_261-40_0_10_line_27 |  | 22 | 23 | 0.026968 | 0.125 | 0.08 | 261 | 0 | 0.364 | 1 | 1 | cs | TRUE
28 | LV_261-40_0_10_line_28 |  | 22 | 24 | 0.0096692 | 0.125 | 0.08 | 261 | 0 | 0.364 | 1 | 1 | cs | TRUE
29 | LV_261-40_0_10_line_29 |  | 23 | 63 | 0.041993 | 0.125 | 0.08 | 261 | 0 | 0.364 | 1 | 1 | cs | TRUE
30 | LV_261-40_0_10_line_30 |  | 24 | 64 | 0.0055553 | 0.125 | 0.08 | 261 | 0 | 0.364 | 1 | 1 | cs | TRUE
31 | LV_261-40_0_10_line_31 |  | 25 | 26 | 0.017434 | 0.125 | 0.08 | 261 | 0 | 0.364 | 1 | 1 | cs | TRUE
32 | LV_261-40_0_10_line_32 |  | 25 | 27 | 0.024137 | 0.125 | 0.08 | 261 | 0 | 0.364 | 1 | 1 | cs | TRUE
33 | LV_261-40_0_10_line_33 |  | 25 | 28 | 0.015395 | 0.125 | 0.08 | 261 | 0 | 0.364 | 1 | 1 | cs | TRUE
34 | LV_261-40_0_10_line_34 |  | 26 | 65 | 0.00021183 | 0.125 | 0.08 | 261 | 0 | 0.364 | 1 | 1 | cs | TRUE
35 | LV_261-40_0_10_line_35 |  | 27 | 66 | 0.0056489 | 0.125 | 0.08 | 261 | 0 | 0.364 | 1 | 1 | cs | TRUE
36 | LV_261-40_0_10_line_36 |  | 28 | 51 | 0.028182 | 0.125 | 0.08 | 261 | 0 | 0.364 | 1 | 2 | cs | TRUE
37 | LV_261-40_0_10_line_37 |  | 29 | 30 | 0.033801 | 0.125 | 0.08 | 261 | 0 | 0.364 | 1 | 1 | cs | TRUE
38 | LV_261-40_0_10_line_38 |  | 29 | 31 | 0.036186 | 0.125 | 0.08 | 261 | 0 | 0.364 | 1 | 1 | cs | TRUE
39 | LV_261-40_0_10_line_39 |  | 29 | 32 | 0.023588 | 0.125 | 0.08 | 261 | 0 | 0.364 | 1 | 1 | cs | TRUE
40 | LV_261-40_0_10_line_40 |  | 30 | 67 | 0.00012469 | 0.125 | 0.08 | 261 | 0 | 0.364 | 1 | 1 | cs | TRUE
41 | LV_261-40_0_10_line_41 |  | 32 | 68 | 0.0027337 | 0.125 | 0.08 | 261 | 0 | 0.364 | 1 | 1 | cs | TRUE
42 | LV_261-40_0_10_line_42 |  | 33 | 34 | 0.018126 | 0.125 | 0.08 | 261 | 0 | 0.364 | 1 | 5 | cs | TRUE
43 | LV_261-40_0_10_line_43 |  | 33 | 35 | 0.01674 | 0.125 | 0.08 | 261 | 0 | 0.364 | 1 | 5 | cs | TRUE
44 | LV_261-40_0_10_line_44 |  | 33 | 36 | 0.032973 | 0.125 | 0.08 | 261 | 0 | 0.364 | 1 | 1 | cs | TRUE
45 | LV_261-40_0_10_line_45 |  | 34 | 69 | 0.021511 | 0.125 | 0.08 | 261 | 0 | 0.364 | 1 | 1 | cs | TRUE
46 | LV_261-40_0_10_line_46 |  | 35 | 54 | 0.030674 | 0.125 | 0.08 | 261 | 0 | 0.364 | 1 | 5 | cs | TRUE
47 | LV_261-40_0_10_line_47 |  | 36 | 70 | 0.025065 | 0.125 | 0.08 | 261 | 0 | 0.364 | 1 | 1 | cs | TRUE
48 | LV_261-40_0_10_line_48 |  | 37 | 38 | 0.006732 | 0.125 | 0.08 | 261 | 0 | 0.364 | 1 | 1 | cs | TRUE
49 | LV_261-40_0_10_line_49 |  | 37 | 39 | 0.020945 | 0.125 | 0.08 | 261 | 0 | 0.364 | 1 | 1 | cs | TRUE
50 | LV_261-40_0_10_line_50 |  | 37 | 40 | 0.039617 | 0.125 | 0.08 | 261 | 0 | 0.364 | 1 | 1 | cs | TRUE
51 | LV_261-40_0_10_line_51 |  | 38 | 72 | 0.014778 | 0.125 | 0.08 | 261 | 0 | 0.364 | 1 | 1 | cs | TRUE
52 | LV_261-40_0_10_line_52 |  | 38 | 73 | 0.014227 | 0.125 | 0.08 | 261 | 0 | 0.364 | 1 | 1 | cs | TRUE
53 | LV_261-40_0_10_line_53 |  | 39 | 74 | 0.0048787 | 0.125 | 0.08 | 261 | 0 | 0.364 | 1 | 1 | cs | TRUE
54 | LV_261-40_0_10_line_54 |  | 40 | 75 | 0.00060281 | 0.125 | 0.08 | 261 | 0 | 0.364 | 1 | 1 | cs | TRUE
55 | LV_261-40_0_10_line_55 |  | 41 | 42 | 0.026458 | 0.125 | 0.08 | 261 | 0 | 0.364 | 1 | 1 | cs | TRUE
56 | LV_261-40_0_10_line_56 |  | 41 | 43 | 0.0046204 | 0.125 | 0.08 | 261 | 0 | 0.364 | 1 | 1 | cs | TRUE
57 | LV_261-40_0_10_line_57 |  | 42 | 50 | 0.00661 | 0.125 | 0.08 | 261 | 0 | 0.364 | 1 | 1 | cs | TRUE
58 | LV_261-40_0_10_line_58 |  | 44 | 45 | 0.035017 | 0.125 | 0.08 | 261 | 0 | 0.364 | 1 | 1 | cs | TRUE
59 | LV_261-40_0_10_line_59 |  | 44 | 46 | 0.043335 | 0.125 | 0.08 | 261 | 0 | 0.364 | 1 | 1 | cs | TRUE
60 | LV_261-40_0_10_line_60 |  | 46 | 49 | 0.043327 | 0.125 | 0.08 | 261 | 0 | 0.364 | 1 | 1 | cs | TRUE
61 | LV_261-40_0_10_line_61 |  | 47 | 48 | 0.1549 | 0.125 | 0.08 | 261 | 0 | 0.364 | 1 | 1 | cs | TRUE
62 | LV_261-40_0_10_line_62 |  | 47 | 49 | 0.0087203 | 0.125 | 0.08 | 261 | 0 | 0.364 | 1 | 1 | cs | TRUE
63 | LV_261-40_0_10_line_63 |  | 48 | 58 | 0.008337 | 0.125 | 0.08 | 261 | 0 | 0.364 | 1 | 1 | cs | TRUE
64 | LV_261-40_0_10_line_64 |  | 50 | 78 | 0.0058285 | 0.125 | 0.08 | 261 | 0 | 0.364 | 1 | 1 | cs | TRUE
65 | LV_261-40_0_10_line_65 |  | 51 | 52 | 0.028577 | 0.125 | 0.08 | 261 | 0 | 0.364 | 1 | 1 | cs | TRUE
66 | LV_261-40_0_10_line_66 |  | 51 | 53 | 0.017585 | 0.125 | 0.08 | 261 | 0 | 0.364 | 1 | 2 | cs | TRUE
67 | LV_261-40_0_10_line_67 |  | 53 | 79 | 0.032698 | 0.125 | 0.08 | 261 | 0 | 0.364 | 1 | 5 | cs | TRUE
68 | LV_261-40_0_10_line_68 |  | 54 | 80 | 0.038105 | 0.125 | 0.08 | 261 | 0 | 0.364 | 1 | 5 | cs | TRUE
69 | LV_261-40_0_10_line_69 |  | 55 | 56 | 0.013272 | 0.125 | 0.08 | 261 | 0 | 0.364 | 1 | 1 | cs | TRUE
70 | LV_261-40_0_10_line_70 |  | 55 | 57 | 0.031014 | 0.125 | 0.08 | 261 | 0 | 0.364 | 1 | 1 | cs | TRUE
71 | LV_261-40_0_10_line_71 |  | 56 | 81 | 0.0014267 | 0.125 | 0.08 | 261 | 0 | 0.364 | 1 | 1 | cs | TRUE
72 | LV_261-40_0_10_line_72 |  | 57 | 82 | 0.0097577 | 0.125 | 0.08 | 261 | 0 | 0.364 | 1 | 1 | cs | TRUE
73 | LV_261-40_0_10_line_73 |  | 59 | 60 | 0.03998 | 0.125 | 0.08 | 261 | 0 | 0.364 | 1 | 1 | cs | TRUE
74 | LV_261-40_0_10_line_74 |  | 63 | 140 | 0.039542 | 0.125 | 0.08 | 261 | 0 | 0.364 | 1 | 1 | cs | TRUE
75 | LV_261-40_0_10_line_75 |  | 64 | 132 | 0.0055662 | 0.125 | 0.08 | 261 | 0 | 0.364 | 1 | 1 | cs | TRUE
76 | LV_261-40_0_10_line_76 |  | 65 | 131 | 0.023202 | 0.125 | 0.08 | 261 | 0 | 0.364 | 1 | 1 | cs | TRUE
77 | LV_261-40_0_10_line_77 |  | 66 | 132 | 0.0055427 | 0.125 | 0.08 | 261 | 0 | 0.364 | 1 | 1 | cs | TRUE
78 | LV_261-40_0_10_line_78 |  | 67 | 85 | 0.00012613 | 0.125 | 0.08 | 261 | 0 | 0.364 | 1 | 1 | cs | TRUE
79 | LV_261-40_0_10_line_79 |  | 69 | 84 | 0.0075181 | 0.125 | 0.08 | 261 | 0 | 0.364 | 1 | 1 | cs | TRUE
80 | LV_261-40_0_10_line_80 |  | 70 | 71 | 0.042024 | 0.125 | 0.08 | 261 | 0 | 0.364 | 1 | 1 | cs | TRUE
81 | LV_261-40_0_10_line_81 |  | 72 | 103 | 0.022422 | 0.125 | 0.08 | 261 | 0 | 0.364 | 1 | 1 | cs | TRUE
82 | LV_261-40_0_10_line_82 |  | 73 | 77 | 0.019191 | 0.125 | 0.08 | 261 | 0 | 0.364 | 1 | 1 | cs | TRUE
83 | LV_261-40_0_10_line_83 |  | 74 | 82 | 0.021441 | 0.125 | 0.08 | 261 | 0 | 0.364 | 1 | 1 | cs | TRUE
84 | LV_261-40_0_10_line_84 |  | 75 | 146 | 0.013614 | 0.125 | 0.08 | 261 | 0 | 0.364 | 1 | 1 | cs | TRUE
85 | LV_261-40_0_10_line_85 |  | 76 | 77 | 0.050991 | 0.125 | 0.08 | 261 | 0 | 0.364 | 1 | 1 | cs | TRUE
86 | LV_261-40_0_10_line_86 |  | 77 | 148 | 0.037458 | 0.125 | 0.08 | 261 | 0 | 0.364 | 1 | 1 | cs | TRUE
87 | LV_261-40_0_10_line_87 |  | 78 | 102 | 0.010158 | 0.125 | 0.08 | 261 | 0 | 0.364 | 1 | 1 | cs | TRUE
88 | LV_261-40_0_10_line_88 |  | 78 | 101 | 0.013621 | 0.125 | 0.08 | 261 | 0 | 0.364 | 1 | 1 | cs | TRUE
89 | LV_261-40_0_10_line_89 |  | 79 | 83 | 0.0007588 | 0.125 | 0.08 | 261 | 0 | 0.364 | 1 | 5 | cs | TRUE
90 | LV_261-40_0_10_line_90 |  | 80 | 83 | 0.027477 | 0.125 | 0.08 | 261 | 0 | 0.364 | 1 | 5 | cs | TRUE
91 | LV_261-40_0_10_line_91 |  | 81 | 139 | 0.017345 | 0.125 | 0.08 | 261 | 0 | 0.364 | 1 | 1 | cs | TRUE
92 | LV_261-40_0_10_line_92 |  | 85 | 86 | 0.021402 | 0.125 | 0.08 | 261 | 0 | 0.364 | 1 | 1 | cs | TRUE
93 | LV_261-40_0_10_line_93 |  | 86 | 104 | 3.7518e-05 | 0.125 | 0.08 | 261 | 0 | 0.364 | 1 | 1 | cs | TRUE
94 | LV_261-40_0_10_line_94 |  | 87 | 88 | 0.052482 | 0.125 | 0.08 | 261 | 0 | 0.364 | 1 | 1 | cs | TRUE
95 | LV_261-40_0_10_line_95 |  | 87 | 89 | 0.055142 | 0.125 | 0.08 | 261 | 0 | 0.364 | 1 | 1 | cs | TRUE
96 | LV_261-40_0_10_line_96 |  | 89 | 90 | 0.018981 | 0.125 | 0.08 | 261 | 0 | 0.364 | 1 | 1 | cs | TRUE
97 | LV_261-40_0_10_line_97 |  | 89 | 91 | 0.033516 | 0.125 | 0.08 | 261 | 0 | 0.364 | 1 | 1 | cs | TRUE
98 | LV_261-40_0_10_line_98 |  | 90 | 92 | 0.012764 | 0.125 | 0.08 | 261 | 0 | 0.364 | 1 | 1 | cs | TRUE
99 | LV_261-40_0_10_line_99 |  | 91 | 93 | 0.020547 | 0.125 | 0.08 | 261 | 0 | 0.364 | 1 | 2 | cs | TRUE
100 | LV_261-40_0_10_line_100 |  | 93 | 94 | 0.027331 | 0.125 | 0.08 | 261 | 0 | 0.364 | 1 | 2 | cs | TRUE
101 | LV_261-40_0_10_line_101 |  | 94 | 95 | 0.035132 | 0.125 | 0.08 | 261 | 0 | 0.364 | 1 | 1 | cs | TRUE
102 | LV_261-40_0_10_line_102 |  | 95 | 149 | 0.020504 | 0.125 | 0.08 | 261 | 0 | 0.364 | 1 | 1 | cs | TRUE
103 | LV_261-40_0_10_line_103 |  | 96 | 97 | 0.021066 | 0.125 | 0.08 | 261 | 0 | 0.364 | 1 | 1 | cs | TRUE
104 | LV_261-40_0_10_line_104 |  | 97 | 98 | 0.0078734 | 0.125 | 0.08 | 261 | 0 | 0.364 | 1 | 1 | cs | TRUE
105 | LV_261-40_0_10_line_105 |  | 98 | 99 | 0.012474 | 0.125 | 0.08 | 261 | 0 | 0.364 | 1 | 1 | cs | TRUE
106 | LV_261-40_0_10_line_106 |  | 99 | 100 | 0.026389 | 0.125 | 0.08 | 261 | 0 | 0.364 | 1 | 1 | cs | TRUE
107 | LV_261-40_0_10_line_107 |  | 100 | 101 | 0.010526 | 0.125 | 0.08 | 261 | 0 | 0.364 | 1 | 1 | cs | TRUE
108 | LV_261-40_0_10_line_108 |  | 102 | 103 | 0.0058346 | 0.125 | 0.08 | 261 | 0 | 0.364 | 1 | 1 | cs | TRUE
109 | LV_261-40_0_10_line_109 |  | 104 | 105 | 2.4918e-05 | 0.125 | 0.08 | 261 | 0 | 0.364 | 1 | 1 | cs | TRUE
110 | LV_261-40_0_10_line_110 |  | 105 | 106 | 8.8054e-05 | 0.125 | 0.08 | 261 | 0 | 0.364 | 1 | 1 | cs | TRUE
111 | LV_261-40_0_10_line_111 |  | 106 | 107 | 0.021387 | 0.125 | 0.08 | 261 | 0 | 0.364 | 1 | 1 | cs | TRUE
112 | LV_261-40_0_10_line_112 |  | 107 | 108 | 4.81e-05 | 0.125 | 0.08 | 261 | 0 | 0.364 | 1 | 1 | cs | TRUE
113 | LV_261-40_0_10_line_113 |  | 108 | 109 | 1.516e-05 | 0.125 | 0.08 | 261 | 0 | 0.364 | 1 | 1 | cs | TRUE
114 | LV_261-40_0_10_line_114 |  | 109 | 110 | 7.4616e-05 | 0.125 | 0.08 | 261 | 0 | 0.364 | 1 | 1 | cs | TRUE
115 | LV_261-40_0_10_line_115 |  | 110 | 111 | 0.021515 | 0.125 | 0.08 | 261 | 0 | 0.364 | 1 | 1 | cs | TRUE
116 | LV_261-40_0_10_line_116 |  | 111 | 112 | 1.4101e-05 | 0.125 | 0.08 | 261 | 0 | 0.364 | 1 | 1 | cs | TRUE
117 | LV_261-40_0_10_line_117 |  | 112 | 113 | 4.3989e-05 | 0.125 | 0.08 | 261 | 0 | 0.364 | 1 | 1 | cs | TRUE
118 | LV_261-40_0_10_line_118 |  | 113 | 114 | 0.00014307 | 0.125 | 0.08 | 261 | 0 | 0.364 | 1 | 1 | cs | TRUE
119 | LV_261-40_0_10_line_119 |  | 114 | 115 | 0.021282 | 0.125 | 0.08 | 261 | 0 | 0.364 | 1 | 1 | cs | TRUE
120 | LV_261-40_0_10_line_120 |  | 115 | 116 | 7.3423e-05 | 0.125 | 0.08 | 261 | 0 | 0.364 | 1 | 1 | cs | TRUE
121 | LV_261-40_0_10_line_121 |  | 116 | 117 | 0.00010861 | 0.125 | 0.08 | 261 | 0 | 0.364 | 1 | 1 | cs | TRUE
122 | LV_261-40_0_10_line_122 |  | 117 | 118 | 4.1358e-05 | 0.125 | 0.08 | 261 | 0 | 0.364 | 1 | 1 | cs | TRUE
123 | LV_261-40_0_10_line_123 |  | 118 | 119 | 0.030335 | 0.125 | 0.08 | 261 | 0 | 0.364 | 1 | 1 | cs | TRUE
124 | LV_261-40_0_10_line_124 |  | 119 | 120 | 0.0042941 | 0.125 | 0.08 | 261 | 0 | 0.364 | 1 | 1 | cs | TRUE
125 | LV_261-40_0_10_line_125 |  | 119 | 121 | 0.010107 | 0.125 | 0.08 | 261 | 0 | 0.364 | 1 | 1 | cs | TRUE
126 | LV_261-40_0_10_line_126 |  | 120 | 122 | 0.0065647 | 0.125 | 0.08 | 261 | 0 | 0.364 | 1 | 1 | cs | TRUE
127 | LV_261-40_0_10_line_127 |  | 121 | 123 | 0.013868 | 0.125 | 0.08 | 261 | 0 | 0.364 | 1 | 1 | cs | TRUE
128 | LV_261-40_0_10_line_128 |  | 121 | 124 | 0.0037824 | 0.125 | 0.08 | 261 | 0 | 0.364 | 1 | 1 | cs | TRUE
129 | LV_261-40_0_10_line_129 |  | 122 | 125 | 0.0084718 | 0.125 | 0.08 | 261 | 0 | 0.364 | 1 | 1 | cs | TRUE
130 | LV_261-40_0_10_line_130 |  | 123 | 126 | 0.0056442 | 0.125 | 0.08 | 261 | 0 | 0.364 | 1 | 1 | cs | TRUE
131 | LV_261-40_0_10_line_131 |  | 124 | 127 | 0.0057874 | 0.125 | 0.08 | 261 | 0 | 0.364 | 1 | 1 | cs | TRUE
132 | LV_261-40_0_10_line_132 |  | 125 | 128 | 0.019419 | 0.125 | 0.08 | 261 | 0 | 0.364 | 1 | 1 | cs | TRUE
133 | LV_261-40_0_10_line_133 |  | 126 | 129 | 0.015919 | 0.125 | 0.08 | 261 | 0 | 0.364 | 1 | 1 | cs | TRUE
134 | LV_261-40_0_10_line_134 |  | 127 | 130 | 0.019459 | 0.125 | 0.08 | 261 | 0 | 0.364 | 1 | 1 | cs | TRUE
135 | LV_261-40_0_10_line_135 |  | 128 | 134 | 0.028468 | 0.125 | 0.08 | 261 | 0 | 0.364 | 1 | 1 | cs | TRUE
136 | LV_261-40_0_10_line_136 |  | 129 | 137 | 0.00014021 | 0.125 | 0.08 | 261 | 0 | 0.364 | 1 | 1 | cs | TRUE
137 | LV_261-40_0_10_line_137 |  | 130 | 133 | 0.0029605 | 0.125 | 0.08 | 261 | 0 | 0.364 | 1 | 1 | cs | TRUE
138 | LV_261-40_0_10_line_138 |  | 131 | 133 | 0.0090782 | 0.125 | 0.08 | 261 | 0 | 0.364 | 1 | 1 | cs | TRUE
139 | LV_261-40_0_10_line_139 |  | 134 | 135 | 0.0051637 | 0.125 | 0.08 | 261 | 0 | 0.364 | 1 | 1 | cs | TRUE
140 | LV_261-40_0_10_line_140 |  | 135 | 136 | 0.024684 | 0.125 | 0.08 | 261 | 0 | 0.364 | 1 | 1 | cs | TRUE
141 | LV_261-40_0_10_line_141 |  | 136 | 138 | 5.2752e-05 | 0.125 | 0.08 | 261 | 0 | 0.364 | 1 | 1 | cs | TRUE
142 | LV_261-40_0_10_line_142 |  | 137 | 143 | 0.0043993 | 0.125 | 0.08 | 261 | 0 | 0.364 | 1 | 1 | cs | TRUE
143 | LV_261-40_0_10_line_143 |  | 138 | 147 | 0.011998 | 0.125 | 0.08 | 261 | 0 | 0.364 | 1 | 1 | cs | TRUE
144 | LV_261-40_0_10_line_144 |  | 139 | 145 | 4.8255e-05 | 0.125 | 0.08 | 261 | 0 | 0.364 | 1 | 1 | cs | TRUE
145 | LV_261-40_0_10_line_145 |  | 140 | 141 | 0.027056 | 0.125 | 0.08 | 261 | 0 | 0.364 | 1 | 1 | cs | TRUE
146 | LV_261-40_0_10_line_146 |  | 141 | 142 | 0.0073488 | 0.125 | 0.08 | 261 | 0 | 0.364 | 1 | 1 | cs | TRUE
147 | LV_261-40_0_10_line_147 |  | 143 | 144 | 0.0076925 | 0.125 | 0.08 | 261 | 0 | 0.364 | 1 | 1 | cs | TRUE
148 | LV_261-40_0_10_line_148 |  | 145 | 147 | 0.0094793 | 0.125 | 0.08 | 261 | 0 | 0.364 | 1 | 1 | cs | TRUE

## trafo
| name | std_type | hv_bus | lv_bus | sn_mva | vn_hv_kv | vn_lv_kv | vk_percent | vkr_percent | pfe_kw | i0_percent | shift_degree | tap_side | tap_neutral | tap_min | tap_max | tap_step_percent | tap_step_degree | tap_pos | tap_phase_shifter | parallel | df | in_service
0 | LV_261-40_0_10_trafo_49 | 0.63 MVA 20/0.4 kV | 150 | 80 | 0.63 | 20 | 0.4 | 6 | 1.206 | 1.65 | 0.2619 | 150 | hv | 0 | -2 | 2 | 2.5 | 0 | 0 | FALSE | 1 | 1 | TRUE

## line_geodata
| x0 | y0 | x1 | y1 | x2 | y2 | x3 | y3 | x4 | y4 | x5 | y5 | x6 | y6
0 | 2685294.297 | 1248980.2626 | 2685288.4819 | 1248977.6659 | 2685287.0147 | 1248977.8115 | 2685282.4342 | 1248977.2483
1 | 2685611.2241 | 1248834.1009 | 2685294.297 | 1248980.2626
2 | 2685630.2869 | 1248844.9602 | 2685624.233 | 1248843.7274 | 2685611.2241 | 1248834.1009
3 | 2685568.965 | 1248717.4243 | 2685563.4575 | 1248741.3331
4 | 2685568.965 | 1248717.4243 | 2685616.7727 | 1248745.4131
5 | 2685568.965 | 1248717.4243 | 2685552.8323 | 1248684.5781
6 | 2685633.4379 | 1248805.6431 | 2685642.0378 | 1248804.7222 | 2685650.7445 | 1248800.5893 | 2685660.6668 | 1248799.6097
7 | 2685637.4246 | 1248821.8905 | 2685640.6694 | 1248816.8448 | 2685660.6668 | 1248799.6097
8 | 2685633.4379 | 1248805.6431 | 2685611.8513 | 1248756.9912
9 | 2685630.2869 | 1248844.9602 | 2685631.881 | 1248839.1678 | 2685633.6905 | 1248832.5779 | 2685637.4246 | 1248821.8905
10 | 2685637.4246 | 1248821.8905 | 2685645.0715 | 1248828.3836 | 2685652.4837 | 1248836.9971 | 2685655.9294 | 1248838.9484
11 | 2685611.8513 | 1248756.9912 | 2685614.0759 | 1248751.2118 | 2685616.7727 | 1248745.4131 | 2685616.7727 | 1248745.4131
12 | 2685655.9294 | 1248838.9484 | 2685673.0303 | 1248848.636 | 2685678.7074 | 1248859.7436
13 | 2685682.0584 | 1248888.5963 | 2685678.2129 | 1248883.4813 | 2685679.6546 | 1248861.5969 | 2685678.7074 | 1248859.7436
14 | 2685693.0942 | 1248876.9248 | 2685689.5805 | 1248877.5968 | 2685687.0617 | 1248883.6204 | 2685682.0584 | 1248888.5963
15 | 2685669.1296 | 1248708.0926 | 2685694.6546 | 1248724.1445 | 2685710.3252 | 1248732.3425
16 | 2685633.2352 | 1248678.0673 | 2685646.4195 | 1248692.8131 | 2685661.8073 | 1248703.4878 | 2685669.1296 | 1248708.0926
17 | 2685738.9693 | 1248749.7598 | 2685725.7825 | 1248740.4289 | 2685710.3252 | 1248732.3425
18 | 2685584.2716 | 1248643.2788 | 2685601.8166 | 1248634.2921 | 2685603.7566 | 1248633.3082 | 2685609.9645 | 1248644.2838 | 2685620.5713 | 1248660.2377 | 2685633.2352 | 1248678.0673
19 | 2685745.2938 | 1248757.3458 | 2685738.9693 | 1248749.7598
20 | 2685738.9693 | 1248749.7598 | 2685742.101 | 1248744.1787 | 2685789.2645 | 1248685.1614
21 | 2685584.2716 | 1248643.2788 | 2685593.8024 | 1248663.6649
22 | 2685584.2716 | 1248643.2788 | 2685563.4961 | 1248653.709 | 2685573.4122 | 1248674.0895 | 2685552.8323 | 1248684.5781
23 | 2685745.2938 | 1248757.3458 | 2685741.0446 | 1248761.8655
24 | 2685765.5322 | 1248774.1066 | 2685745.2938 | 1248757.3458
25 | 2685789.2645 | 1248685.1614 | 2685790.9489 | 1248682.7265
26 | 2685789.2645 | 1248685.1614 | 2685775.2315 | 1248674.2947
27 | 2685839.7655 | 1249018.2186 | 2685841.342 | 1249019.3868 | 2685846.8499 | 1249022.3243 | 2685852.7621 | 1249024.9785 | 2685856.5315 | 1249025.9449 | 2685861.1488 | 1249026.2454 | 2685864.9034 | 1249025.9667
28 | 2685839.7655 | 1249018.2186 | 2685840.5944 | 1249013.6494 | 2685839.7542 | 1249008.6948
29 | 2685864.9034 | 1249025.9667 | 2685875.5653 | 1249025.1756 | 2685885.5983 | 1249023.831 | 2685891.6937 | 1249022.1848 | 2685896.4414 | 1249019.218 | 2685903.5806 | 1249013.3102
30 | 2685838.8255 | 1249003.2177 | 2685839.7542 | 1249008.6948
31 | 2685831.9883 | 1248962.8981 | 2685849.1717 | 1248959.9506
32 | 2685831.9883 | 1248962.8981 | 2685836.0238 | 1248986.6958
33 | 2685831.9883 | 1248962.8981 | 2685829.4068 | 1248947.7206
34 | 2685849.3805 | 1248959.9148 | 2685849.1717 | 1248959.9506
35 | 2685836.0238 | 1248986.6958 | 2685836.9682 | 1248992.2651
36 | 2685824.6813 | 1248919.938 | 2685829.4068 | 1248947.7206
37 | 2685889.9084 | 1248791.1086 | 2685890.2975 | 1248801.7777 | 2685894.2404 | 1248824.5642
38 | 2685889.9084 | 1248791.1086 | 2685920.5262 | 1248810.3951
39 | 2685889.9084 | 1248791.1086 | 2685878.977 | 1248786.1577 | 2685870.9645 | 1248783.5397 | 2685867.92 | 1248782.7008
40 | 2685894.2617 | 1248824.6871 | 2685894.2404 | 1248824.5642
41 | 2685865.2846 | 1248781.9746 | 2685867.92 | 1248782.7008
42 | 2685779.5801 | 1248785.4961 | 2685776.5541 | 1248782.2054 | 2685771.657 | 1248778.265 | 2685765.5322 | 1248774.1066
43 | 2685779.5801 | 1248785.4961 | 2685781.4928 | 1248784.3118 | 2685789.9285 | 1248779.0855 | 2685793.7926 | 1248776.6507
44 | 2685779.5801 | 1248785.4961 | 2685790.0471 | 1248802.7048 | 2685794.1591 | 1248811.3152 | 2685795.1875 | 1248814.4397
45 | 2685765.5322 | 1248774.1066 | 2685766.6502 | 1248778.7818 | 2685775.1601 | 1248789.2905 | 2685773.4203 | 1248791.9548
46 | 2685793.7926 | 1248776.6507 | 2685797.6447 | 1248783.9118 | 2685800.2285 | 1248789.5757 | 2685803.1095 | 1248796.6226 | 2685805.4741 | 1248804.9075
47 | 2685795.1875 | 1248814.4397 | 2685797.4504 | 1248821.3147 | 2685799.5117 | 1248831.252 | 2685802.4082 | 1248834.6186 | 2685802.9284 | 1248837.8135
48 | 2686026.8153 | 1248896.3498 | 2686032.5019 | 1248899.9794
49 | 2686026.8153 | 1248896.3498 | 2686025.7997 | 1248895.5567 | 2686013.6493 | 1248888.2416 | 2686009.7616 | 1248884.3883
50 | 2686026.8153 | 1248896.3498 | 2686022.1588 | 1248902.3867 | 2685999.7227 | 1248925.1939
51 | 2686032.5019 | 1248899.9794 | 2686026.8637 | 1248906.0132 | 2686022.5712 | 1248910.9211
52 | 2686032.5019 | 1248899.9794 | 2686044.4885 | 1248907.6423
53 | 2686006.2966 | 1248880.9539 | 2686009.7616 | 1248884.3883
54 | 2685999.7227 | 1248925.1939 | 2685999.2999 | 1248925.6237
55 | 2686040.2995 | 1248965.7417 | 2686034.9624 | 1248955.7234 | 2686032.7765 | 1248953.8792 | 2686030.4507 | 1248949.1864 | 2686025.5966 | 1248954.2754
56 | 2686040.2995 | 1248965.7417 | 2686042.9115 | 1248961.9305
57 | 2686025.5966 | 1248954.2754 | 2686021.5835 | 1248949.0231
58 | 2685810.8703 | 1248653.9285 | 2685790.9489 | 1248682.7265
59 | 2685810.8703 | 1248653.9285 | 2685818.0451 | 1248657.5573 | 2685852.5665 | 1248664.9058
60 | 2685852.5665 | 1248664.9058 | 2685856.6081 | 1248665.7661 | 2685869.9271 | 1248670.14 | 2685884.3782 | 1248679.245 | 2685890.8783 | 1248684.0716
61 | 2685897.8795 | 1248689.2703 | 2685913.9295 | 1248701.6454 | 2685985.936 | 1248758.0202 | 2686001.705 | 1248769.9578 | 2686017.1101 | 1248752.3348
62 | 2685897.8795 | 1248689.2703 | 2685890.8783 | 1248684.0716
63 | 2686017.1101 | 1248752.3348 | 2686020.6834 | 1248754.8551 | 2686023.5969 | 1248757.5661
64 | 2686018.0448 | 1248944.3917 | 2686021.5835 | 1248949.0231
65 | 2685852.8854 | 1248914.8536 | 2685824.6813 | 1248919.938
66 | 2685824.6813 | 1248919.938 | 2685821.7699 | 1248902.5958
67 | 2685821.7699 | 1248902.5958 | 2685816.3562 | 1248870.3486
68 | 2685811.6815 | 1248842.5029 | 2685809.4772 | 1248829.3726 | 2685807.2745 | 1248815.6415 | 2685805.4741 | 1248804.9075
69 | 2685962.0717 | 1248837.1332 | 2685958.968 | 1248843.3706 | 2685958.2551 | 1248849.635
70 | 2685962.0717 | 1248837.1332 | 2685984.1383 | 1248858.9917
71 | 2685958.0938 | 1248851.0526 | 2685958.2551 | 1248849.635
72 | 2685984.1383 | 1248858.9917 | 2685991.0686 | 1248865.8607
73 | 2685775.2315 | 1248674.2947 | 2685763.7864 | 1248669.3254 | 2685757.2275 | 1248668.0185 | 2685736.6341 | 1248664.9876
74 | 2685903.5806 | 1249013.3102 | 2685934.0442 | 1248988.1011
75 | 2685837.8949 | 1248997.7298 | 2685838.8255 | 1249003.2177
76 | 2685849.3805 | 1248959.9148 | 2685868.6903 | 1248956.6026 | 2685869.7994 | 1248953.167
77 | 2685836.9682 | 1248992.2651 | 2685837.8949 | 1248997.7298
78 | 2685894.2832 | 1248824.8113 | 2685894.2617 | 1248824.6871
79 | 2685769.3924 | 1248798.2986 | 2685769.9161 | 1248797.3207 | 2685773.4203 | 1248791.9548
80 | 2685802.9284 | 1248837.8135 | 2685809.2669 | 1248876.7382 | 2685809.4131 | 1248879.3203
81 | 2686022.5712 | 1248910.9211 | 2686018.0863 | 1248916.0489 | 2686022.7413 | 1248930.948
82 | 2686060.658 | 1248917.9793 | 2686044.4885 | 1248907.6423
83 | 2685991.0686 | 1248865.8607 | 2686006.2966 | 1248880.9539
84 | 2685999.2999 | 1248925.6237 | 2685989.7524 | 1248935.3291
85 | 2686060.658 | 1248917.9793 | 2686071.5672 | 1248924.954 | 2686076.8186 | 1248929.4335 | 2686081.8604 | 1248935.3445 | 2686090.586 | 1248948.6255 | 2686093.9817 | 1248955.2906
86 | 2686085.3323 | 1248889.7386 | 2686069.2022 | 1248908.4073 | 2686060.658 | 1248917.9793
87 | 2686018.0448 | 1248944.3917 | 2686024.455 | 1248936.5121
88 | 2686018.0448 | 1248944.3917 | 2686008.2594 | 1248953.8671
89 | 2685816.2306 | 1248869.6003 | 2685816.3562 | 1248870.3486
90 | 2685811.6815 | 1248842.5029 | 2685816.2306 | 1248869.6003
91 | 2685958.0938 | 1248851.0526 | 2685958.0938 | 1248851.0526 | 2685960.9925 | 1248868.1532
92 | 2685894.2832 | 1248824.8113 | 2685897.9324 | 1248845.9003
93 | 2685897.9388 | 1248845.9373 | 2685897.9324 | 1248845.9003
94 | 2685729.2619 | 1248994.718 | 2685729.3431 | 1248996.9606 | 2685734.3508 | 1249025.5989 | 2685737.2548 | 1249042.5313 | 2685737.7533 | 1249046.4856
95 | 2685721.4156 | 1248940.4705 | 2685722.5627 | 1248958.7897 | 2685728.7657 | 1248981.0182 | 2685729.2619 | 1248994.718
96 | 2685721.4156 | 1248940.4705 | 2685736.0555 | 1248934.9336 | 2685739.3007 | 1248934.1908
97 | 2685703.0727 | 1248922.6921 | 2685706.9393 | 1248928.9526 | 2685708.6064 | 1248942.131 | 2685721.4156 | 1248940.4705
98 | 2685750.9203 | 1248929.5112 | 2685746.7464 | 1248932.4864 | 2685739.3007 | 1248934.1908
99 | 2685703.0727 | 1248922.6921 | 2685703.7563 | 1248910.9376 | 2685702.2571 | 1248902.2944
100 | 2685693.0942 | 1248876.9248 | 2685694.3419 | 1248884.6486 | 2685701.5327 | 1248898.1182 | 2685702.2571 | 1248902.2944
101 | 2685693.0942 | 1248876.9248 | 2685691.9545 | 1248872.1826 | 2685694.81 | 1248870.0334 | 2685698.7418 | 1248867.088 | 2685702.1928 | 1248864.4915 | 2685708.5958 | 1248860.9036 | 2685712.0792 | 1248851.3691
102 | 2685712.0792 | 1248851.3691 | 2685712.5542 | 1248847.2506 | 2685714.5951 | 1248842.421 | 2685718.7092 | 1248832.095
103 | 2685965.7908 | 1248984.6973 | 2685950.2991 | 1248998.9723
104 | 2685965.7908 | 1248984.6973 | 2685971.5848 | 1248979.3662
105 | 2685981.7393 | 1248979.5469 | 2685978.1854 | 1248982.9869 | 2685971.5848 | 1248979.3662
106 | 2685981.7393 | 1248979.5469 | 2686000.6973 | 1248961.1896
107 | 2686000.6973 | 1248961.1896 | 2686008.2594 | 1248953.8671
108 | 2686022.7413 | 1248930.948 | 2686024.4729 | 1248936.4902 | 2686024.455 | 1248936.5121
109 | 2685897.943 | 1248845.9619 | 2685897.9388 | 1248845.9373
110 | 2685897.958 | 1248846.0486 | 2685897.943 | 1248845.9619
111 | 2685897.958 | 1248846.0486 | 2685901.6046 | 1248867.1222
112 | 2685901.6128 | 1248867.1696 | 2685901.6046 | 1248867.1222
113 | 2685901.6154 | 1248867.1845 | 2685901.6128 | 1248867.1696
114 | 2685901.6281 | 1248867.2581 | 2685901.6154 | 1248867.1845
115 | 2685901.6281 | 1248867.2581 | 2685905.2965 | 1248888.4581
116 | 2685905.2989 | 1248888.472 | 2685905.2965 | 1248888.4581
117 | 2685905.3064 | 1248888.5153 | 2685905.2989 | 1248888.472
118 | 2685905.3308 | 1248888.6563 | 2685905.3064 | 1248888.5153
119 | 2685905.3308 | 1248888.6563 | 2685908.9595 | 1248909.6266
120 | 2685908.972 | 1248909.6989 | 2685908.9595 | 1248909.6266
121 | 2685908.9905 | 1248909.806 | 2685908.972 | 1248909.6989
122 | 2685908.9976 | 1248909.8467 | 2685908.9905 | 1248909.806
123 | 2685914.1698 | 1248939.7377 | 2685908.9976 | 1248909.8467
124 | 2685914.1698 | 1248939.7377 | 2685918.4036 | 1248939.0207
125 | 2685904.1908 | 1248941.5167 | 2685914.1698 | 1248939.7377
126 | 2685924.8762 | 1248937.9246 | 2685918.4036 | 1248939.0207
127 | 2685904.1908 | 1248941.5167 | 2685902.2645 | 1248943.6459 | 2685901.0704 | 1248946.3084 | 2685901.3785 | 1248950.0601 | 2685902.0915 | 1248954.3156
128 | 2685904.1908 | 1248941.5167 | 2685900.4614 | 1248940.8854
129 | 2685924.8762 | 1248937.9246 | 2685933.2291 | 1248936.51
130 | 2685902.0915 | 1248954.3156 | 2685903.0241 | 1248959.8823
131 | 2685900.4614 | 1248940.8854 | 2685898.4429 | 1248940.5438 | 2685894.7464 | 1248941.1134
132 | 2685933.2291 | 1248936.51 | 2685952.3759 | 1248933.2674
133 | 2685905.6543 | 1248975.5821 | 2685903.0241 | 1248959.8823
134 | 2685894.7464 | 1248941.1134 | 2685875.5143 | 1248944.0769
135 | 2685969.5869 | 1248918.8564 | 2685970.7266 | 1248925.5803 | 2685968.1769 | 1248930.5915 | 2685952.3759 | 1248933.2674
136 | 2685905.6775 | 1248975.7204 | 2685905.6543 | 1248975.5821
137 | 2685875.5143 | 1248944.0769 | 2685872.5884 | 1248944.5278 | 2685872.5884 | 1248944.5278
138 | 2685872.5884 | 1248944.5278 | 2685869.7994 | 1248953.167
139 | 2685969.5869 | 1248918.8564 | 2685968.7239 | 1248913.7654
140 | 2685968.7239 | 1248913.7654 | 2685964.5987 | 1248889.4284
141 | 2685964.5899 | 1248889.3764 | 2685964.5987 | 1248889.4284
142 | 2685905.6775 | 1248975.7204 | 2685906.4044 | 1248980.0593
143 | 2685964.5899 | 1248889.3764 | 2685962.5847 | 1248877.5468
144 | 2685960.9925 | 1248868.1532 | 2685961.0005 | 1248868.2008
145 | 2685934.0442 | 1248988.1011 | 2685941.935 | 1248981.5714 | 2685954.2316 | 1248970.1047
146 | 2685954.2316 | 1248970.1047 | 2685959.6062 | 1248965.0928
147 | 2685907.6754 | 1248987.6461 | 2685906.4044 | 1248980.0593
148 | 2685962.5847 | 1248877.5468 | 2685961.0005 | 1248868.2008

## bus_geodata
| x | y | coords
0 | 2685282.4342 | 1248977.2483
1 | 2685294.297 | 1248980.2626
2 | 2685611.2241 | 1248834.1009
3 | 2685563.4575 | 1248741.3331
4 | 2685568.965 | 1248717.4243
5 | 2685660.6668 | 1248799.6097
6 | 2685633.4379 | 1248805.6431
7 | 2685637.4246 | 1248821.8905
8 | 2685611.8513 | 1248756.9912
9 | 2685630.2869 | 1248844.9602
10 | 2685655.9294 | 1248838.9484
11 | 2685678.7074 | 1248859.7436
12 | 2685682.0584 | 1248888.5963
13 | 2685669.1296 | 1248708.0926
14 | 2685710.3252 | 1248732.3425
15 | 2685633.2352 | 1248678.0673
16 | 2685738.9693 | 1248749.7598
17 | 2685584.2716 | 1248643.2788
18 | 2685745.2938 | 1248757.3458
19 | 2685789.2645 | 1248685.1614
20 | 2685593.8024 | 1248663.6649
21 | 2685552.8323 | 1248684.5781
22 | 2685839.7655 | 1249018.2186
23 | 2685864.9034 | 1249025.9667
24 | 2685839.7542 | 1249008.6948
25 | 2685831.9883 | 1248962.8981
26 | 2685849.1717 | 1248959.9506
27 | 2685836.0238 | 1248986.6958
28 | 2685829.4068 | 1248947.7206
29 | 2685889.9084 | 1248791.1086
30 | 2685894.2404 | 1248824.5642
31 | 2685920.5262 | 1248810.3951
32 | 2685867.92 | 1248782.7008
33 | 2685779.5801 | 1248785.4961
34 | 2685765.5322 | 1248774.1066
35 | 2685793.7926 | 1248776.6507
36 | 2685795.1875 | 1248814.4397
37 | 2686026.8153 | 1248896.3498
38 | 2686032.5019 | 1248899.9794
39 | 2686009.7616 | 1248884.3883
40 | 2685999.7227 | 1248925.1939
41 | 2686040.2995 | 1248965.7417
42 | 2686025.5966 | 1248954.2754
43 | 2686042.9115 | 1248961.9305
44 | 2685810.8703 | 1248653.9285
45 | 2685790.9489 | 1248682.7265
46 | 2685852.5665 | 1248664.9058
47 | 2685897.8795 | 1248689.2703
48 | 2686017.1101 | 1248752.3348
49 | 2685890.8783 | 1248684.0716
50 | 2686021.5835 | 1248949.0231
51 | 2685824.6813 | 1248919.938
52 | 2685852.8854 | 1248914.8536
53 | 2685821.7699 | 1248902.5958
54 | 2685805.4741 | 1248804.9075
55 | 2685962.0717 | 1248837.1332
56 | 2685958.2551 | 1248849.635
57 | 2685984.1383 | 1248858.9917
58 | 2686023.5969 | 1248757.5661
59 | 2685775.2315 | 1248674.2947
60 | 2685736.6341 | 1248664.9876
61 | 2685741.0446 | 1248761.8655
62 | 2685616.7727 | 1248745.4131
63 | 2685903.5806 | 1249013.3102
64 | 2685838.8255 | 1249003.2177
65 | 2685849.3805 | 1248959.9148
66 | 2685836.9682 | 1248992.2651
67 | 2685894.2617 | 1248824.6871
68 | 2685865.2846 | 1248781.9746
69 | 2685773.4203 | 1248791.9548
70 | 2685802.9284 | 1248837.8135
71 | 2685809.4131 | 1248879.3203
72 | 2686022.5712 | 1248910.9211
73 | 2686044.4885 | 1248907.6423
74 | 2686006.2966 | 1248880.9539
75 | 2685999.2999 | 1248925.6237
76 | 2686093.9817 | 1248955.2906
77 | 2686060.658 | 1248917.9793
78 | 2686018.0448 | 1248944.3917
79 | 2685816.3562 | 1248870.3486
80 | 2685811.6815 | 1248842.5029
81 | 2685958.0938 | 1248851.0526
82 | 2685991.0686 | 1248865.8607
83 | 2685816.2306 | 1248869.6003
84 | 2685769.3924 | 1248798.2986
85 | 2685894.2832 | 1248824.8113
86 | 2685897.9324 | 1248845.9003
87 | 2685729.2619 | 1248994.718
88 | 2685737.7533 | 1249046.4856
89 | 2685721.4156 | 1248940.4705
90 | 2685739.3007 | 1248934.1908
91 | 2685703.0727 | 1248922.6921
92 | 2685750.9203 | 1248929.5112
93 | 2685702.2571 | 1248902.2944
94 | 2685693.0942 | 1248876.9248
95 | 2685712.0792 | 1248851.3691
96 | 2685950.2991 | 1248998.9723
97 | 2685965.7908 | 1248984.6973
98 | 2685971.5848 | 1248979.3662
99 | 2685981.7393 | 1248979.5469
100 | 2686000.6973 | 1248961.1896
101 | 2686008.2594 | 1248953.8671
102 | 2686024.455 | 1248936.5121
103 | 2686022.7413 | 1248930.948
104 | 2685897.9388 | 1248845.9373
105 | 2685897.943 | 1248845.9619
106 | 2685897.958 | 1248846.0486
107 | 2685901.6046 | 1248867.1222
108 | 2685901.6128 | 1248867.1696
109 | 2685901.6154 | 1248867.1845
110 | 2685901.6281 | 1248867.2581
111 | 2685905.2965 | 1248888.4581
112 | 2685905.2989 | 1248888.472
113 | 2685905.3064 | 1248888.5153
114 | 2685905.3308 | 1248888.6563
115 | 2685908.9595 | 1248909.6266
116 | 2685908.972 | 1248909.6989
117 | 2685908.9905 | 1248909.806
118 | 2685908.9976 | 1248909.8467
119 | 2685914.1698 | 1248939.7377
120 | 2685918.4036 | 1248939.0207
121 | 2685904.1908 | 1248941.5167
122 | 2685924.8762 | 1248937.9246
123 | 2685902.0915 | 1248954.3156
124 | 2685900.4614 | 1248940.8854
125 | 2685933.2291 | 1248936.51
126 | 2685903.0241 | 1248959.8823
127 | 2685894.7464 | 1248941.1134
128 | 2685952.3759 | 1248933.2674
129 | 2685905.6543 | 1248975.5821
130 | 2685875.5143 | 1248944.0769
131 | 2685869.7994 | 1248953.167
132 | 2685837.8949 | 1248997.7298
133 | 2685872.5884 | 1248944.5278
134 | 2685969.5869 | 1248918.8564
135 | 2685968.7239 | 1248913.7654
136 | 2685964.5987 | 1248889.4284
137 | 2685905.6775 | 1248975.7204
138 | 2685964.5899 | 1248889.3764
139 | 2685960.9925 | 1248868.1532
140 | 2685934.0442 | 1248988.1011
141 | 2685954.2316 | 1248970.1047
142 | 2685959.6062 | 1248965.0928
143 | 2685906.4044 | 1248980.0593
144 | 2685907.6754 | 1248987.6461
145 | 2685961.0005 | 1248868.2008
146 | 2685989.7524 | 1248935.3291
147 | 2685962.5847 | 1248877.5468
148 | 2686085.3323 | 1248889.7386
149 | 2685718.7092 | 1248832.095
150 | 2685793.7926 | 1248776.6507

## line_std_types
| c_nf_per_km | r_ohm_per_km | x_ohm_per_km | max_i_ka | type | q_mm2 | alpha | voltage_rating
NAYY 4x50 SE | 210 | 0.642 | 0.083 | 0.142 | cs | 50 | 0.00403 | LV
NAYY 4x120 SE | 264 | 0.225 | 0.08 | 0.242 | cs | 120 | 0.00403 | LV
NAYY 4x150 SE | 261 | 0.208 | 0.08 | 0.27 | cs | 150 | 0.00403 | LV
NA2XS2Y 1x95 RM/25 12/20 kV | 216 | 0.313 | 0.132 | 0.252 | cs | 95 | 0.00403 | MV
NA2XS2Y 1x185 RM/25 12/20 kV | 273 | 0.161 | 0.117 | 0.362 | cs | 185 | 0.00403 | MV
NA2XS2Y 1x240 RM/25 12/20 kV | 304 | 0.122 | 0.112 | 0.421 | cs | 240 | 0.00403 | MV
NA2XS2Y 1x95 RM/25 6/10 kV | 315 | 0.313 | 0.123 | 0.249 | cs | 95 | 0.00403 | MV
NA2XS2Y 1x185 RM/25 6/10 kV | 406 | 0.161 | 0.11 | 0.358 | cs | 185 | 0.00403 | MV
NA2XS2Y 1x240 RM/25 6/10 kV | 456 | 0.122 | 0.105 | 0.416 | cs | 240 | 0.00403 | MV
NA2XS2Y 1x150 RM/25 12/20 kV | 250 | 0.206 | 0.116 | 0.319 | cs | 150 | 0.00403 | MV
NA2XS2Y 1x120 RM/25 12/20 kV | 230 | 0.253 | 0.119 | 0.283 | cs | 120 | 0.00403 | MV
NA2XS2Y 1x70 RM/25 12/20 kV | 190 | 0.443 | 0.132 | 0.22 | cs | 70 | 0.00403 | MV
NA2XS2Y 1x150 RM/25 6/10 kV | 360 | 0.206 | 0.11 | 0.315 | cs | 150 | 0.00403 | MV
NA2XS2Y 1x120 RM/25 6/10 kV | 340 | 0.253 | 0.113 | 0.28 | cs | 120 | 0.00403 | MV
NA2XS2Y 1x70 RM/25 6/10 kV | 280 | 0.443 | 0.123 | 0.217 | cs | 70 | 0.00403 | MV
N2XS(FL)2Y 1x120 RM/35 64/110 kV | 112 | 0.153 | 0.166 | 0.366 | cs | 120 | 0.00393 | HV
N2XS(FL)2Y 1x185 RM/35 64/110 kV | 125 | 0.099 | 0.156 | 0.457 | cs | 185 | 0.00393 | HV
N2XS(FL)2Y 1x240 RM/35 64/110 kV | 135 | 0.075 | 0.149 | 0.526 | cs | 240 | 0.00393 | HV
N2XS(FL)2Y 1x300 RM/35 64/110 kV | 144 | 0.06 | 0.144 | 0.588 | cs | 300 | 0.00393 | HV
15-AL1/3-ST1A 0.4 | 11 | 1.8769 | 0.35 | 0.105 | ol | 16 | 0.00403 | LV
24-AL1/4-ST1A 0.4 | 11.25 | 1.2012 | 0.335 | 0.14 | ol | 24 | 0.00403 | LV
48-AL1/8-ST1A 0.4 | 12.2 | 0.5939 | 0.3 | 0.21 | ol | 48 | 0.00403 | LV
94-AL1/15-ST1A 0.4 | 13.2 | 0.306 | 0.29 | 0.35 | ol | 94 | 0.00403 | LV
34-AL1/6-ST1A 10.0 | 9.7 | 0.8342 | 0.36 | 0.17 | ol | 34 | 0.00403 | MV
48-AL1/8-ST1A 10.0 | 10.1 | 0.5939 | 0.35 | 0.21 | ol | 48 | 0.00403 | MV
70-AL1/11-ST1A 10.0 | 10.4 | 0.4132 | 0.339 | 0.29 | ol | 70 | 0.00403 | MV
94-AL1/15-ST1A 10.0 | 10.75 | 0.306 | 0.33 | 0.35 | ol | 94 | 0.00403 | MV
122-AL1/20-ST1A 10.0 | 11.1 | 0.2376 | 0.323 | 0.41 | ol | 122 | 0.00403 | MV
149-AL1/24-ST1A 10.0 | 11.25 | 0.194 | 0.315 | 0.47 | ol | 149 | 0.00403 | MV
34-AL1/6-ST1A 20.0 | 9.15 | 0.8342 | 0.382 | 0.17 | ol | 34 | 0.00403 | MV
48-AL1/8-ST1A 20.0 | 9.5 | 0.5939 | 0.372 | 0.21 | ol | 48 | 0.00403 | MV
70-AL1/11-ST1A 20.0 | 9.7 | 0.4132 | 0.36 | 0.29 | ol | 70 | 0.00403 | MV
94-AL1/15-ST1A 20.0 | 10 | 0.306 | 0.35 | 0.35 | ol | 94 | 0.00403 | MV
122-AL1/20-ST1A 20.0 | 10.3 | 0.2376 | 0.344 | 0.41 | ol | 122 | 0.00403 | MV
149-AL1/24-ST1A 20.0 | 10.5 | 0.194 | 0.337 | 0.47 | ol | 149 | 0.00403 | MV
184-AL1/30-ST1A 20.0 | 10.75 | 0.1571 | 0.33 | 0.535 | ol | 184 | 0.00403 | MV
243-AL1/39-ST1A 20.0 | 11 | 0.1188 | 0.32 | 0.645 | ol | 243 | 0.00403 | MV
48-AL1/8-ST1A 110.0 | 8 | 0.5939 | 0.46 | 0.21 | ol | 48 | 0.00403 | HV
70-AL1/11-ST1A 110.0 | 8.4 | 0.4132 | 0.45 | 0.29 | ol | 70 | 0.00403 | HV
94-AL1/15-ST1A 110.0 | 8.65 | 0.306 | 0.44 | 0.35 | ol | 94 | 0.00403 | HV
122-AL1/20-ST1A 110.0 | 8.5 | 0.2376 | 0.43 | 0.41 | ol | 122 | 0.00403 | HV
149-AL1/24-ST1A 110.0 | 8.75 | 0.194 | 0.41 | 0.47 | ol | 149 | 0.00403 | HV
184-AL1/30-ST1A 110.0 | 8.8 | 0.1571 | 0.4 | 0.535 | ol | 184 | 0.00403 | HV
243-AL1/39-ST1A 110.0 | 9 | 0.1188 | 0.39 | 0.645 | ol | 243 | 0.00403 | HV
305-AL1/39-ST1A 110.0 | 9.2 | 0.0949 | 0.38 | 0.74 | ol | 305 | 0.00403 | HV
490-AL1/64-ST1A 110.0 | 9.75 | 0.059 | 0.37 | 0.96 | ol | 490 | 0.00403 | HV
679-AL1/86-ST1A 110.0 | 9.95 | 0.042 | 0.36 | 1.15 | ol | 679 | 0.00403 | HV
490-AL1/64-ST1A 220.0 | 10 | 0.059 | 0.285 | 0.96 | ol | 490 | 0.00403 | HV
679-AL1/86-ST1A 220.0 | 11.7 | 0.042 | 0.275 | 1.15 | ol | 679 | 0.00403 | HV
490-AL1/64-ST1A 380.0 | 11 | 0.059 | 0.253 | 0.96 | ol | 490 | 0.00403 | HV
679-AL1/86-ST1A 380.0 | 14.6 | 0.042 | 0.25 | 1.15 | ol | 679 | 0.00403 | HV

## trafo_std_types
| i0_percent | pfe_kw | vkr_percent | sn_mva | vn_lv_kv | vn_hv_kv | vk_percent | shift_degree | vector_group | tap_side | tap_neutral | tap_min | tap_max | tap_step_degree | tap_step_percent | tap_phase_shifter
160 MVA 380/110 kV | 0.06 | 60 | 0.25 | 160 | 110 | 380 | 12.2 | 0 | Yy0 | hv | 0 | -9 | 9 | 0 | 1.5 | FALSE
100 MVA 220/110 kV | 0.06 | 55 | 0.26 | 100 | 110 | 220 | 12 | 0 | Yy0 | hv | 0 | -9 | 9 | 0 | 1.5 | FALSE
63 MVA 110/20 kV | 0.04 | 22 | 0.32 | 63 | 20 | 110 | 18 | 150 | YNd5 | hv | 0 | -9 | 9 | 0 | 1.5 | FALSE
40 MVA 110/20 kV | 0.05 | 18 | 0.34 | 40 | 20 | 110 | 16.2 | 150 | YNd5 | hv | 0 | -9 | 9 | 0 | 1.5 | FALSE
25 MVA 110/20 kV | 0.07 | 14 | 0.41 | 25 | 20 | 110 | 12 | 150 | YNd5 | hv | 0 | -9 | 9 | 0 | 1.5 | FALSE
63 MVA 110/10 kV | 0.04 | 22 | 0.32 | 63 | 10 | 110 | 18 | 150 | YNd5 | hv | 0 | -9 | 9 | 0 | 1.5 | FALSE
40 MVA 110/10 kV | 0.05 | 18 | 0.34 | 40 | 10 | 110 | 16.2 | 150 | YNd5 | hv | 0 | -9 | 9 | 0 | 1.5 | FALSE
25 MVA 110/10 kV | 0.07 | 14 | 0.41 | 25 | 10 | 110 | 12 | 150 | YNd5 | hv | 0 | -9 | 9 | 0 | 1.5 | FALSE
0.25 MVA 20/0.4 kV | 0.32 | 0.8 | 1.44 | 0.25 | 0.4 | 20 | 6 | 150 | Yzn5 | hv | 0 | -2 | 2 | 0 | 2.5 | FALSE
0.4 MVA 20/0.4 kV | 0.3375 | 1.35 | 1.425 | 0.4 | 0.4 | 20 | 6 | 150 | Dyn5 | hv | 0 | -2 | 2 | 0 | 2.5 | FALSE
0.63 MVA 20/0.4 kV | 0.2619 | 1.65 | 1.206 | 0.63 | 0.4 | 20 | 6 | 150 | Dyn5 | hv | 0 | -2 | 2 | 0 | 2.5 | FALSE
0.25 MVA 10/0.4 kV | 0.24 | 0.6 | 1.2 | 0.25 | 0.4 | 10 | 4 | 150 | Dyn5 | hv | 0 | -2 | 2 | 0 | 2.5 | FALSE
0.4 MVA 10/0.4 kV | 0.2375 | 0.95 | 1.325 | 0.4 | 0.4 | 10 | 4 | 150 | Dyn5 | hv | 0 | -2 | 2 | 0 | 2.5 | FALSE
0.63 MVA 10/0.4 kV | 0.1873 | 1.18 | 1.0794 | 0.63 | 0.4 | 10 | 4 | 150 | Dyn5 | hv | 0 | -2 | 2 | 0 | 2.5 | FALSE

## trafo3w_std_types
| sn_hv_mva | sn_mv_mva | sn_lv_mva | vn_hv_kv | vn_mv_kv | vn_lv_kv | vk_hv_percent | vk_mv_percent | vk_lv_percent | vkr_hv_percent | vkr_mv_percent | vkr_lv_percent | pfe_kw | i0_percent | shift_mv_degree | shift_lv_degree | vector_group | tap_side | tap_neutral | tap_min | tap_max | tap_step_percent
63/25/38 MVA 110/20/10 kV | 63 | 25 | 38 | 110 | 20 | 10 | 10.4 | 10.4 | 10.4 | 0.28 | 0.32 | 0.35 | 35 | 0.89 | 0 | 0 | YN0yn0yn0 | hv | 0 | -10 | 10 | 1.2
63/25/38 MVA 110/10/10 kV | 63 | 25 | 38 | 110 | 10 | 10 | 10.4 | 10.4 | 10.4 | 0.28 | 0.32 | 0.35 | 35 | 0.89 | 0 | 0 | YN0yn0yn0 | hv | 0 | -10 | 10 | 1.2

## fuse_std_types
| fuse_type | i_rated_a | t_avg | t_min | t_total | x_avg | x_min | x_total
HV 100A | HV 100A | 100 | 0 | [10.0, 3.64, 0.854, 0.281, 0.1, 0.0531, 0.022, 0.01] | [10.0, 4.267, 1.21, 0.403, 0.1, 0.058, 0.022, 0.01] | 0 | [300.0, 350.0, 450.0, 550.0, 700.0, 850.0, 1200.0, 1752.0] | [600.0, 700.0, 900.0, 1150.0, 1665.0, 2000.0, 3000.0, 4313.0]
HV 10A | HV 10A | 10 | 0 | [10.0, 1675.0, 0.344, 0.156, 0.1, 0.0417, 0.0171, 0.01] | [10.0, 1.3, 0.3, 0.155, 0.1, 0.0555, 0.023, 0.01] | 0 | [30.0, 32.0, 35.0, 37.0, 39.0, 50.0, 70.0, 88.0] | [60.0, 70.0, 80.0, 87.0, 94.0, 110.0, 150.0, 216.0]
HV 125A | HV 125A | 125 | 0 | [10.0, 1.82, 0.344, 0.1, 0.0467, 0.0269, 0.01] | [10.0, 2.478, 0.426, 0.1, 0.0427, 0.0211, 0.01] | 0 | [375.0, 500.0, 700.0, 925.0, 1200.0, 1500.0, 2341.0] | [750.0, 1000.0, 1500.0, 2200.0, 3000.0, 4000.0, 5765.0]
HV 160A | HV 160A | 160 | 0 | [10.0, 4.15, 1.03, 0.198, 0.1, 0.051, 0.0172, 0.01] | [10.0, 2.3, 0.734, 0.274, 0.1, 0.046, 0.0177, 0.01] | 0 | [480.0, 550.0, 700.0, 1000.0, 1260.0, 1600.0, 2500.0, 3227.0] | [960.0, 1300.0, 1700.0, 2200.0, 2996.0, 4000.0, 6000.0, 7946.0]
HV 16A | HV 16A | 16 | 0 | [10.0, 0.352, 0.164, 0.1, 0.0649, 0.0342, 0.01] | [10.0, 2.34, 0.722, 0.181, 0.1, 0.055, 0.0296, 0.01] | 0 | [48.0, 60.0, 65.0, 71.0, 80.0, 100.0, 162.0] | [96.0, 110.0, 125.0, 150.0, 168.0, 200.0, 250.0, 398.0]
HV 200A | HV 200A | 200 | 0 | [10.0, 4.267, 1.21, 0.403, 0.1, 0.058, 0.022, 0.01] | [10.0, 3.73, 1.654, 0.328, 0.1, 0.0531, 0.019, 0.01] | 0 | [600.0, 700.0, 900.0, 1150.0, 1665.0, 2000.0, 3000.0, 4313.0] | [1200.0, 1500.0, 1800.0, 2700.0, 3960.0, 5000.0, 7500.0, 10620.0]
HV 20A | HV 20A | 20 | 0 | [10.0, 1.3, 0.3, 0.155, 0.1, 0.0555, 0.023, 0.01] | [10.0, 1.3, 0.161, 0.1, 0.0611, 0.0399, 0.0141, 0.01] | 0 | [60.0, 70.0, 80.0, 87.0, 94.0, 110.0, 150.0, 216.0] | [120.0, 150.0, 200.0, 223.0, 260.0, 300.0, 450.0, 532.0]
HV 25A | HV 25A | 25 | 0 | [10.0, 2.512, 0.833, 0.299, 0.1, 0.0372, 0.0223, 0.01] | [10.0, 3.125, 0.597, 0.198, 0.1, 0.0378, 0.022, 0.01] | 0 | [75.0, 82.0, 90.0, 100.0, 124.0, 170.0, 200.0, 289.0] | [150.0, 170.0, 210.0, 250.0, 294.0, 400.0, 500.0, 711.0]
HV 31.5A | HV 31.5A | 31.5 | 0 | [10.0, 2.34, 0.722, 0.181, 0.1, 0.055, 0.0296, 0.01] | [10.0, 2.84, 0.368, 0.164, 0.1, 0.0621, 0.0378, 0.0195, 0.01] | 0 | [95.0, 110.0, 125.0, 150.0, 165.0, 200.0, 250.0, 390.0] | [189.0, 220.0, 300.0, 350.0, 393.0, 450.0, 530.0, 700.0, 960.0]
HV 40A | HV 40A | 40 | 0 | [10.0, 1.3, 0.161, 0.1, 0.0611, 0.0399, 0.0141, 0.01] | [10.0, 2.05, 0.369, 0.198, 0.1, 0.051, 0.0298, 0.01] | 0 | [120.0, 150.0, 200.0, 223.0, 260.0, 300.0, 450.0, 532.0] | [240.0, 300.0, 400.0, 450.0, 530.0, 650.0, 800.0, 1311.0]
HV 50A | HV 50A | 50 | 0 | [10.0, 3.215, 0.597, 0.198, 0.1, 0.0378, 0.022, 0.01] | [10.0, 3.64, 0.854, 0.281, 0.1, 0.0531, 0.022, 0.01] | 0 | [150.0, 170.0, 210.0, 250.0, 294.0, 400.0, 500.0, 711.0] | [300.0, 350.0, 450.0, 550.0, 700.0, 850.0, 1200.0, 1752.0]
HV 6.3A | HV 6.3A | 6.3 | 0 | [10.0, 1.39, 0.344, 0.168, 0.1, 0.056, 0.0263, 0.01] | [10.0, 1.711, 0.516, 0.198, 0.1, 0.0634, 0.0303, 0.01] | 0 | [19.0, 19.5, 20.4, 20.8, 22.0, 25.0, 32.0, 48.0] | [38.0, 40.0, 43.0, 48.0, 53.0, 60.0, 75.0, 118.0]
HV 63A | HV 63A | 63 | 0 | [10.0, 2.84, 0.368, 0.164, 0.1, 0.0621, 0.0378, 0.0195, 0.01] | [10.0, 1.82, 0.344, 0.1, 0.0467, 0.0269, 0.01] | 0 | [189.0, 220.0, 300.0, 350.0, 393.0, 450.0, 530.0, 700.0, 961.0] | [378.0, 500.0, 700.0, 934.0, 1200.0, 1500.0, 2366.0]
HV 80A | HV 80A | 80 | 0 | [10.0, 2.05, 0.369, 0.198, 0.1, 0.051, 0.0298, 0.01] | [10.0, 4.15, 1.03, 0.198, 0.1, 0.051, 0.0172, 0.01] | 0 | [240.0, 300.0, 400.0, 450.0, 530.0, 650.0, 800.0, 1311.0] | [480.0, 550.0, 700.0, 1000.0, 1260.0, 1600.0, 2500.0, 3227.0]
Siemens NH-1-100 | Siemens NH-1-100 | 100 | [5400.0, 2000.0, 400.0, 20.0, 1.0, 0.2, 0.012, 0.004] | 0 | 0 | [150.0, 190.0, 250.0, 430.0, 900.0, 1250.0, 2700.0, 3600.0] | 0 | 0
Siemens NH-1-125 | Siemens NH-1-125 | 125 | [4800.0, 120.0, 7.0, 0.1, 0.004] | 0 | 0 | [180.0, 400.0, 740.0, 2000.0, 4250.0] | 0 | 0
Siemens NH-1-16 | Siemens NH-1-16 | 16 | [4000.0, 400.0, 2.0, 0.1, 0.04, 0.01] | 0 | 0 | [26.0, 35.0, 75.0, 150.0, 200.0, 300.0] | 0 | 0
Siemens NH-1-160 | Siemens NH-1-160 | 160 | [4800.0, 120.0, 7.0, 0.1, 0.004] | 0 | 0 | [210.0, 500.0, 900.0, 2300.0, 5000.0] | 0 | 0
Siemens NH-1-25 | Siemens NH-1-25 | 25 | [4000.0, 1000.0, 10.0, 0.2, 0.02, 0.01] | 0 | 0 | [40.0, 50.0, 100.0, 210.0, 400.0, 500.0] | 0 | 0
Siemens NH-1-50 | Siemens NH-1-50 | 50 | [4000.0, 40.0, 4.0, 1.0, 0.02, 0.01] | 0 | 0 | [86.0, 200.0, 300.0, 400.0, 1000.0, 1280.0] | 0 | 0
Siemens NH-1-63 | Siemens NH-1-63 | 63 | [4000.0, 100.0, 10.0, 2.0, 0.04, 0.01] | 0 | 0 | [100.0, 200.0, 300.0, 400.0, 1000.0, 1500.0] | 0 | 0
Siemens NH-1-80 | Siemens NH-1-80 | 80 | [4800.0, 120.0, 7.0, 0.1, 0.01] | 0 | 0 | [150.58, 250.0, 450.0, 1150.0, 2470.0] | 0 | 0
Siemens NH-2-1000 | Siemens NH-2-1000 | 1000 | [4800.0, 120.0, 7.0, 0.1, 0.004] | 0 | 0 | [1900.0, 3500.0, 8400.0, 24000.0, 52000.0] | 0 | 0
Siemens NH-2-200 | Siemens NH-2-200 | 200 | [4800.0, 120.0, 7.0, 0.1, 0.004] | 0 | 0 | [280.0, 650.0, 1200.0, 3000.0, 7000.0] | 0 | 0
Siemens NH-2-224 | Siemens NH-2-224 | 224 | [4800.0, 120.0, 7.0, 0.2, 0.04, 0.004] | 0 | 0 | [400.0, 750.0, 1453.0, 3025.0, 4315.0, 7600.0] | 0 | 0
Siemens NH-2-250 | Siemens NH-2-250 | 250 | [4800.0, 120.0, 7.0, 0.1, 0.004] | 0 | 0 | [450.0, 800.0, 1650.0, 4000.0, 8500.0] | 0 | 0
Siemens NH-2-315 | Siemens NH-2-315 | 315 | [4800.0, 120.0, 7.0, 0.1, 0.004] | 0 | 0 | [550.0, 920.0, 1900.0, 5000.0, 11000.0] | 0 | 0
Siemens NH-2-355 | Siemens NH-2-355 | 355 | [4800.0, 120.0, 6.0, 0.1, 0.004] | 0 | 0 | [650.0, 1116.27, 2350.0, 5840.0, 12790.0] | 0 | 0
Siemens NH-2-400 | Siemens NH-2-400 | 400 | [4800.0, 120.0, 7.0, 0.1, 0.004] | 0 | 0 | [720.0, 1350.0, 2800.0, 6500.0, 15000.0] | 0 | 0
Siemens NH-2-425 | Siemens NH-2-425 | 425 | [4800.0, 120.0, 7.0, 0.1, 0.004] | 0 | 0 | [850.0, 1500.0, 3050.0, 7500.0, 16500.0] | 0 | 0
Siemens NH-2-630 | Siemens NH-2-630 | 630 | [4800.0, 120.0, 7.0, 0.1, 0.004] | 0 | 0 | [1200.0, 2000.0, 4800.0, 12000.0, 26000.0] | 0 | 0

## res_bus
| vm_pu | va_degree | p_mw | q_mvar
0 | 0.97723 | -0.43747 | 0.0014601 | 0.00036594
1 | 0.97725 | -0.43714 | 0 | 0
2 | 0.97772 | -0.42781 | 0.018635 | 0.0046704
3 | 0.9834 | -0.31718 | 0.0017844 | 0.0004472
4 | 0.98344 | -0.31639 | 0.0010402 | 0.00026069
5 | 0.97939 | -0.39521 | 0.0031283 | 0.00078402
6 | 0.9801 | -0.38134 | 0.0083623 | 0.0020958
7 | 0.97859 | -0.41077 | 0 | 0
8 | 0.98152 | -0.35365 | 0.0020746 | 0.00051995
9 | 0.97814 | -0.41961 | 0 | 0
10 | 0.97806 | -0.4211 | 0 | 0
11 | 0.97739 | -0.43421 | 0.016621 | 0.0041657
12 | 0.97685 | -0.4448 | 0 | 0
13 | 0.99034 | -0.18369 | 0.0074628 | 0.0018704
14 | 0.99189 | -0.15392 | 0.0028317 | 0.00070969
15 | 0.98886 | -0.21188 | 0 | 0
16 | 0.99301 | -0.13272 | 0 | 0
17 | 0.9865 | -0.2572 | 0 | 0
18 | 0.99342 | -0.12491 | 0 | 0
19 | 0.98956 | -0.19922 | 0 | 0
20 | 0.98626 | -0.26199 | 0.011884 | 0.0029785
21 | 0.9845 | -0.29584 | 0 | 0
22 | 0.99292 | -0.13472 | 0 | 0
23 | 0.99276 | -0.13773 | 0.00049028 | 0.00012288
24 | 0.99297 | -0.13365 | 0.00029426 | 7.375e-05
25 | 0.99353 | -0.12282 | 0 | 0
26 | 0.9917 | -0.15775 | 0.0018137 | 0.00045455
27 | 0.99318 | -0.12965 | 0.0023721 | 0.00059449
28 | 0.99537 | -0.08774 | 0.0023635 | 0.00059235
29 | 0.98195 | -0.34627 | 0 | 0
30 | 0.98228 | -0.33979 | 0.001624 | 0.00040702
31 | 0.98194 | -0.3465 | 0.00034249 | 8.5837e-05
32 | 0.98172 | -0.35065 | 0.0040112 | 0.0010053
33 | 0.99536 | -0.087869 | 0 | 0
34 | 0.99456 | -0.1032 | 0 | 0
35 | 0.99626 | -0.07088 | 0 | 0
36 | 0.9939 | -0.11607 | 0.03425 | 0.008584
37 | 0.97406 | -0.49992 | 0 | 0
38 | 0.97381 | -0.50477 | 0.00018912 | 4.7398e-05
39 | 0.97493 | -0.48269 | 0.00036826 | 9.2294e-05
40 | 0.97385 | -0.50399 | 0.0011303 | 0.00028327
41 | 0.97346 | -0.51176 | 0 | 0
42 | 0.97349 | -0.51109 | 0 | 0
43 | 0.97345 | -0.51188 | 0.0013884 | 0.00034796
44 | 0.98854 | -0.21906 | 0 | 0
45 | 0.98947 | -0.2011 | 0.0068062 | 0.0017058
46 | 0.98739 | -0.24134 | 0.0052227 | 0.0013089
47 | 0.98635 | -0.26163 | 0 | 0
48 | 0.98451 | -0.29755 | 0 | 0
49 | 0.98645 | -0.25961 | 0.01064 | 0.0026666
50 | 0.9735 | -0.51092 | 0.0004909 | 0.00012303
51 | 0.99709 | -0.055161 | 0 | 0
52 | 0.99682 | -0.060232 | 0.010118 | 0.0025357
53 | 0.99824 | -0.033333 | 0.010115 | 0.0025351
54 | 0.99789 | -0.039831 | 0.010544 | 0.0026427
55 | 0.97779 | -0.42657 | 0 | 0
56 | 0.97836 | -0.41547 | 0.00035944 | 9.0084e-05
57 | 0.97647 | -0.45256 | 0 | 0
58 | 0.98441 | -0.29949 | 0.012919 | 0.0032377
59 | 0.9894 | -0.20242 | 0 | 0
60 | 0.98903 | -0.20965 | 0.01015 | 0.0025439
61 | 0.99336 | -0.12608 | 0.010673 | 0.0026749
62 | 0.98186 | -0.34702 | 0.0075551 | 0.0018935
63 | 0.99254 | -0.14204 | 0.0019857 | 0.00049767
64 | 0.993 | -0.133 | 0.0022852 | 0.00057274
65 | 0.99168 | -0.15817 | 0.0055364 | 0.0013875
66 | 0.99311 | -0.13101 | 0.0022847 | 0.00057259
67 | 0.98228 | -0.33976 | 0.0015898 | 0.00039843
68 | 0.98171 | -0.35096 | 0.0062601 | 0.0015689
69 | 0.99445 | -0.10527 | 0.003512 | 0.00088019
70 | 0.99358 | -0.12239 | 0.011029 | 0.0027641
71 | 0.99345 | -0.12481 | 0.0032604 | 0.00081713
72 | 0.97372 | -0.50657 | 0.00045931 | 0.00011511
73 | 0.97338 | -0.51324 | 0.00068587 | 0.0001719
74 | 0.97514 | -0.47865 | 0.00040419 | 0.0001013
75 | 0.97385 | -0.50404 | 0.0002231 | 5.5913e-05
76 | 0.97281 | -0.5246 | 0.00018305 | 4.5876e-05
77 | 0.97281 | -0.52443 | 0 | 0
78 | 0.97351 | -0.51072 | 0 | 0
79 | 0.99916 | -0.015974 | 0.0055985 | 0.0014031
80 | 1 | 0 | -0.47012 | -0.12011
81 | 0.97842 | -0.41427 | 0.00037244 | 9.3342e-05
82 | 0.97605 | -0.46075 | 0.00032484 | 8.1413e-05
83 | 0.99918 | -0.015557 | 0.0047921 | 0.001201
84 | 0.99444 | -0.10553 | 0.001952 | 0.00048922
85 | 0.98228 | -0.33973 | 0.00034359 | 8.6111e-05
86 | 0.98256 | -0.33425 | 0.0015729 | 0.0003942
87 | 0.97204 | -0.53949 | 0.011372 | 0.0028502
88 | 0.97201 | -0.53999 | 0.0005189 | 0.00013005
89 | 0.97265 | -0.5274 | 0 | 0
90 | 0.97163 | -0.54761 | 0.018416 | 0.0046154
91 | 0.97483 | -0.4845 | 0 | 0
92 | 0.97116 | -0.55688 | 0.039319 | 0.0098543
93 | 0.97549 | -0.47139 | 0.012855 | 0.0032217
94 | 0.97655 | -0.45076 | 0 | 0
95 | 0.97613 | -0.45898 | 0 | 0
96 | 0.97335 | -0.51391 | 0.00086618 | 0.00021709
97 | 0.97337 | -0.51358 | 0 | 0
98 | 0.97337 | -0.51345 | 0.00086769 | 0.00021746
99 | 0.97339 | -0.51305 | 0 | 0
100 | 0.97343 | -0.51221 | 0.0015159 | 0.00037993
101 | 0.97347 | -0.51158 | 0.00019516 | 4.8911e-05
102 | 0.97356 | -0.50972 | 0.00024645 | 6.1765e-05
103 | 0.97359 | -0.50912 | 0.0006121 | 0.00015341
104 | 0.98256 | -0.33424 | 0.0016214 | 0.00040637
105 | 0.98256 | -0.33423 | 0.00034916 | 8.7509e-05
106 | 0.98256 | -0.3342 | 0.00034237 | 8.5805e-05
107 | 0.98292 | -0.32723 | 0.00037987 | 9.5203e-05
108 | 0.98292 | -0.32722 | 0.00038206 | 9.5752e-05
109 | 0.98292 | -0.32721 | 0.0015858 | 0.00039743
110 | 0.98292 | -0.32718 | 0.0015303 | 0.00038352
111 | 0.98336 | -0.31867 | 0.0016354 | 0.00040987
112 | 0.98336 | -0.31867 | 0.0016702 | 0.00041859
113 | 0.98336 | -0.31865 | 0.0003659 | 9.1702e-05
114 | 0.98336 | -0.31858 | 0.00036061 | 9.0376e-05
115 | 0.98387 | -0.30862 | 0.0011466 | 0.00028737
116 | 0.98387 | -0.30859 | 0.0018203 | 0.00045622
117 | 0.98388 | -0.30853 | 0.001075 | 0.00026942
118 | 0.98388 | -0.30851 | 0.0018507 | 0.00046382
119 | 0.98477 | -0.29112 | 0 | 0
120 | 0.98455 | -0.2954 | 0.0010989 | 0.0002754
121 | 0.98559 | -0.27527 | 0 | 0
122 | 0.98422 | -0.30182 | 0.0010707 | 0.00026834
123 | 0.98548 | -0.2775 | 0.0018313 | 0.00045897
124 | 0.98593 | -0.26873 | 0.0011573 | 0.00029004
125 | 0.9838 | -0.30995 | 0.0011098 | 0.00027815
126 | 0.98544 | -0.27823 | 0.0010454 | 0.00026201
127 | 0.98645 | -0.25862 | 0.0020034 | 0.00050209
128 | 0.98285 | -0.32822 | 0.0012013 | 0.00030107
129 | 0.98535 | -0.27998 | 0.001952 | 0.00048922
130 | 0.98825 | -0.22401 | 0.0019606 | 0.00049137
131 | 0.9894 | -0.20183 | 0.0019303 | 0.00048378
132 | 0.99305 | -0.13213 | 0.0024819 | 0.00062201
133 | 0.98853 | -0.21865 | 0.0025419 | 0.00063707
134 | 0.9815 | -0.35444 | 0.0011038 | 0.00027663
135 | 0.98126 | -0.3591 | 0.0011952 | 0.00029955
136 | 0.98014 | -0.38088 | 0.0004176 | 0.00010466
137 | 0.98535 | -0.27999 | 0.0018522 | 0.00046421
138 | 0.98013 | -0.38093 | 0.0004176 | 0.00010466
139 | 0.97918 | -0.39955 | 0.00036581 | 9.1679e-05
140 | 0.9924 | -0.14472 | 0.0012942 | 0.00032436
141 | 0.99234 | -0.14593 | 0.00115 | 0.00028821
142 | 0.99233 | -0.1461 | 0.0013749 | 0.00034458
143 | 0.98534 | -0.28017 | 0.0012137 | 0.00030418
144 | 0.98533 | -0.28032 | 0.001093 | 0.00027393
145 | 0.97918 | -0.39951 | 0.00038714 | 9.7028e-05
146 | 0.9738 | -0.5051 | 0.0042367 | 0.0010618
147 | 0.9796 | -0.39135 | 0.00045635 | 0.00011437
148 | 0.97171 | -0.54619 | 0.031505 | 0.0078959
149 | 0.97589 | -0.46379 | 0.012796 | 0.003207
150 | 0.99998 | 149.9956 | 0 | 0

## res_line
| p_from_mw | q_from_mvar | p_to_mw | q_to_mvar | pl_mw | ql_mvar | i_from_ka | i_to_ka | i_ka | vm_from_pu | va_from_degree | vm_to_pu | va_to_degree | loading_percent
0 | -0.0014601 | -0.00036594 | 0.0014601 | 0.0003658 | 2.3092e-08 | -1.4131e-07 | 0.0022233 | 0.0022232 | 0.0022233 | 0.97723 | -0.43747 | 0.97725 | -0.43714 | 0.61079
1 | -0.0014601 | -0.0003658 | 0.0014608 | 0.00036183 | 6.4643e-07 | -3.9612e-06 | 0.0022232 | 0.0022217 | 0.0022232 | 0.97725 | -0.43714 | 0.97772 | -0.42781 | 0.61077
2 | -0.020096 | -0.0050323 | 0.020104 | 0.005037 | 7.8432e-06 | 4.7391e-06 | 0.030583 | 0.030583 | 0.030583 | 0.97772 | -0.42781 | 0.97814 | -0.41961 | 8.4019
3 | -0.0017844 | -0.0004472 | 0.0017844 | 0.00044693 | 6.7068e-08 | -2.6837e-07 | 0.0027 | 0.0026999 | 0.0027 | 0.9834 | -0.31718 | 0.98344 | -0.31639 | 0.74175
4 | 0.15434 | 0.039134 | -0.15412 | -0.038992 | 0.00022691 | 0.00014172 | 0.2337 | 0.2337 | 0.2337 | 0.98344 | -0.31639 | 0.98186 | -0.34702 | 12.8405
5 | -0.15717 | -0.039841 | 0.15732 | 0.039938 | 0.00015534 | 9.7095e-05 | 0.23797 | 0.23797 | 0.23797 | 0.98344 | -0.31639 | 0.9845 | -0.29584 | 13.0752
6 | -0.1358 | -0.034278 | 0.13589 | 0.034334 | 9.0291e-05 | 5.6007e-05 | 0.20641 | 0.20641 | 0.20641 | 0.97939 | -0.39521 | 0.9801 | -0.38134 | 11.3411
7 | 0.13267 | 0.033494 | -0.13257 | -0.033433 | 9.8812e-05 | 6.1203e-05 | 0.20165 | 0.20166 | 0.20166 | 0.97939 | -0.39521 | 0.97859 | -0.41077 | 11.08
8 | -0.14425 | -0.03643 | 0.14444 | 0.03655 | 0.00019164 | 0.00011929 | 0.2191 | 0.2191 | 0.2191 | 0.9801 | -0.38134 | 0.98152 | -0.35365 | 12.0386
9 | 0.020112 | 0.0050421 | -0.020104 | -0.005037 | 8.4748e-06 | 5.1205e-06 | 0.030583 | 0.030583 | 0.030583 | 0.97859 | -0.41077 | 0.97814 | -0.41961 | 8.4019
10 | 0.11246 | 0.028391 | -0.1124 | -0.028357 | 5.5653e-05 | 3.4026e-05 | 0.17107 | 0.17107 | 0.17107 | 0.97859 | -0.41077 | 0.97806 | -0.4211 | 9.3996
11 | -0.14652 | -0.037069 | 0.14656 | 0.037099 | 4.6632e-05 | 2.9049e-05 | 0.22225 | 0.22225 | 0.22225 | 0.98152 | -0.35365 | 0.98186 | -0.34702 | 12.2114
12 | 0.1124 | 0.028357 | -0.11233 | -0.028314 | 7.0521e-05 | 4.3119e-05 | 0.17107 | 0.17107 | 0.17107 | 0.97806 | -0.4211 | 0.97739 | -0.43421 | 9.3997
13 | 0.095709 | 0.024148 | -0.095661 | -0.024119 | 4.8467e-05 | 2.9114e-05 | 0.14577 | 0.14577 | 0.14577 | 0.97739 | -0.43421 | 0.97685 | -0.4448 | 8.0093
14 | 0.095661 | 0.024119 | -0.095634 | -0.024103 | 2.7317e-05 | 1.641e-05 | 0.14577 | 0.14577 | 0.14577 | 0.97685 | -0.4448 | 0.97655 | -0.45076 | 8.0094
15 | -0.17757 | -0.04535 | 0.17783 | 0.04551 | 0.00025598 | 0.00016074 | 0.26711 | 0.26711 | 0.26711 | 0.99034 | -0.18369 | 0.99189 | -0.15392 | 14.6762
16 | 0.17011 | 0.043479 | -0.16987 | -0.043334 | 0.0002316 | 0.0001452 | 0.25589 | 0.25589 | 0.25589 | 0.99034 | -0.18369 | 0.98886 | -0.21188 | 14.0602
17 | -0.18066 | -0.04622 | 0.18084 | 0.046337 | 0.00018555 | 0.00011658 | 0.27135 | 0.27135 | 0.27135 | 0.99189 | -0.15392 | 0.99301 | -0.13272 | 14.9095
18 | 0.16987 | 0.043334 | -0.1695 | -0.043102 | 0.00037092 | 0.00023255 | 0.25589 | 0.2559 | 0.2559 | 0.98886 | -0.21188 | 0.9865 | -0.2572 | 14.0603
19 | -0.22683 | -0.057957 | 0.22692 | 0.058011 | 8.5683e-05 | 5.4199e-05 | 0.34031 | 0.3403 | 0.34031 | 0.99301 | -0.13272 | 0.99342 | -0.12491 | 18.6981
20 | 0.045992 | 0.01162 | -0.045846 | -0.011528 | 0.00014611 | 9.2451e-05 | 0.068952 | 0.068953 | 0.068953 | 0.99301 | -0.13272 | 0.98956 | -0.19922 | 18.9431
21 | 0.011887 | 0.0029799 | -0.011884 | -0.0029785 | 2.7118e-06 | 1.4484e-06 | 0.01793 | 0.01793 | 0.01793 | 0.9865 | -0.2572 | 0.98626 | -0.26199 | 4.9259
22 | 0.15762 | 0.040122 | -0.15732 | -0.039938 | 0.00029309 | 0.00018318 | 0.23797 | 0.23797 | 0.23797 | 0.9865 | -0.2572 | 0.9845 | -0.29584 | 13.0752
23 | 0.010674 | 0.0026752 | -0.010673 | -0.0026749 | 5.9391e-07 | 2.9989e-07 | 0.015988 | 0.015988 | 0.015988 | 0.99342 | -0.12491 | 0.99336 | -0.12608 | 4.3922
24 | -0.23759 | -0.060687 | 0.23784 | 0.060845 | 0.00024975 | 0.00015814 | 0.35629 | 0.35629 | 0.35629 | 0.99342 | -0.12491 | 0.99456 | -0.1032 | 19.5765
25 | 0.035691 | 0.0089816 | -0.035688 | -0.0089796 | 3.1995e-06 | 2.0096e-06 | 0.053682 | 0.053682 | 0.053682 | 0.98956 | -0.19922 | 0.98947 | -0.2011 | 14.7478
26 | 0.010155 | 0.0025464 | -0.010154 | -0.0025456 | 1.5493e-06 | 7.6398e-07 | 0.015271 | 0.015271 | 0.015271 | 0.98956 | -0.19922 | 0.9894 | -0.20242 | 4.1953
27 | 0.0062978 | 0.0015776 | -0.0062969 | -0.0015774 | 9.0082e-07 | 2.2777e-07 | 0.0094379 | 0.009438 | 0.009438 | 0.99292 | -0.13472 | 0.99276 | -0.13773 | 2.5929
28 | -0.0062978 | -0.0015776 | 0.0062982 | 0.0015777 | 3.2297e-07 | 8.1634e-08 | 0.0094379 | 0.0094378 | 0.0094379 | 0.99292 | -0.13472 | 0.99297 | -0.13365 | 2.5928
29 | 0.0058066 | 0.0014545 | -0.0058055 | -0.0014543 | 1.1928e-06 | 2.2054e-07 | 0.0087031 | 0.0087033 | 0.0087033 | 0.99276 | -0.13773 | 0.99254 | -0.14204 | 2.391
30 | -0.0065924 | -0.0016514 | 0.0065926 | 0.0016515 | 2.033e-07 | 5.8251e-08 | 0.0098788 | 0.0098788 | 0.0098788 | 0.99297 | -0.13365 | 0.993 | -0.133 | 2.714
31 | 0.11471 | 0.02931 | -0.11452 | -0.029187 | 0.00019343 | 0.00012357 | 0.172 | 0.172 | 0.172 | 0.99353 | -0.12282 | 0.9917 | -0.15775 | 47.2538
32 | 0.016024 | 0.0040173 | -0.016018 | -0.0040143 | 5.2133e-06 | 3.024e-06 | 0.023999 | 0.023999 | 0.023999 | 0.99353 | -0.12282 | 0.99318 | -0.12965 | 6.5932
33 | -0.13073 | -0.033328 | 0.13096 | 0.03347 | 0.00022179 | 0.00014175 | 0.196 | 0.196 | 0.196 | 0.99353 | -0.12282 | 0.99537 | -0.08774 | 53.8469
34 | 0.1127 | 0.028732 | -0.1127 | -0.028731 | 2.2764e-06 | 1.4542e-06 | 0.16928 | 0.16928 | 0.16928 | 0.9917 | -0.15775 | 0.99168 | -0.15817 | 46.5062
35 | 0.013646 | 0.0034198 | -0.013645 | -0.0034193 | 8.8548e-07 | 4.9361e-07 | 0.020445 | 0.020445 | 0.020445 | 0.99318 | -0.12965 | 0.99311 | -0.13101 | 5.6168
36 | -0.13332 | -0.034062 | 0.13353 | 0.034196 | 0.00021038 | 0.00013391 | 0.19954 | 0.19954 | 0.19954 | 0.99537 | -0.08774 | 0.99709 | -0.055161 | 27.4088
37 | -0.010616 | -0.0026607 | 0.010619 | 0.0026624 | 3.2804e-06 | 1.6717e-06 | 0.016087 | 0.016087 | 0.016087 | 0.98195 | -0.34627 | 0.98228 | -0.33979 | 4.4196
38 | 0.0003425 | 8.5381e-05 | -0.00034249 | -8.5837e-05 | 3.6541e-09 | -4.554e-07 | 0.00051885 | 0.00051901 | 0.00051901 | 0.98195 | -0.34627 | 0.98194 | -0.3465 | 0.14258
39 | 0.010274 | 0.0025753 | -0.010271 | -0.0025742 | 2.1439e-06 | 1.0738e-06 | 0.015568 | 0.015569 | 0.015569 | 0.98195 | -0.34627 | 0.98172 | -0.35065 | 4.2771
40 | -0.012243 | -0.0030694 | 0.012243 | 0.0030694 | 1.6085e-08 | 8.7171e-09 | 0.018547 | 0.018547 | 0.018547 | 0.98228 | -0.33979 | 0.98228 | -0.33976 | 5.0954
41 | 0.0062602 | 0.0015689 | -0.0062601 | -0.0015689 | 9.2296e-08 | 2.4506e-08 | 0.0094886 | 0.0094887 | 0.0094887 | 0.98172 | -0.35065 | 0.98171 | -0.35096 | 2.6068
42 | 0.24349 | 0.062328 | -0.24331 | -0.062214 | 0.00018058 | 0.0001144 | 0.36447 | 0.36447 | 0.36447 | 0.99536 | -0.087869 | 0.99456 | -0.1032 | 20.0257
43 | -0.2921 | -0.074537 | 0.29234 | 0.07469 | 0.00023993 | 0.00015246 | 0.43714 | 0.43714 | 0.43714 | 0.99536 | -0.087869 | 0.99626 | -0.07088 | 24.0189
44 | 0.04861 | 0.012209 | -0.048545 | -0.012167 | 6.5314e-05 | 4.1373e-05 | 0.072678 | 0.072678 | 0.072678 | 0.99536 | -0.087869 | 0.9939 | -0.11607 | 19.9666
45 | 0.0054646 | 0.0013694 | -0.005464 | -0.0013693 | 5.3922e-07 | 6.598e-08 | 0.0081758 | 0.0081759 | 0.0081759 | 0.99456 | -0.1032 | 0.99445 | -0.10527 | 2.2461
46 | -0.29234 | -0.07469 | 0.29278 | 0.074969 | 0.00043962 | 0.00027936 | 0.43714 | 0.43714 | 0.43714 | 0.99626 | -0.07088 | 0.99789 | -0.039831 | 24.0189
47 | 0.014294 | 0.0035834 | -0.01429 | -0.003581 | 4.3048e-06 | 2.4303e-06 | 0.021401 | 0.021401 | 0.021401 | 0.9939 | -0.11607 | 0.99358 | -0.12239 | 5.8793
48 | 0.039279 | 0.0098691 | -0.03927 | -0.0098634 | 9.0923e-06 | 5.7353e-06 | 0.060013 | 0.060013 | 0.060013 | 0.97406 | -0.49992 | 0.97381 | -0.50477 | 16.4872
49 | -0.04487 | -0.01127 | 0.044907 | 0.011294 | 3.6914e-05 | 2.3364e-05 | 0.068555 | 0.068555 | 0.068555 | 0.97406 | -0.49992 | 0.97493 | -0.48269 | 18.8338
50 | 0.0055914 | 0.0014012 | -0.0055903 | -0.001401 | 1.0839e-06 | 2.007e-07 | 0.0085416 | 0.0085418 | 0.0085418 | 0.97406 | -0.49992 | 0.97385 | -0.50399 | 2.3467
51 | 0.0066443 | 0.0016637 | -0.0066437 | -0.0016635 | 5.7118e-07 | 1.8171e-07 | 0.010152 | 0.010152 | 0.010152 | 0.97381 | -0.50477 | 0.97372 | -0.50657 | 2.7891
52 | 0.032437 | 0.0081523 | -0.032423 | -0.0081441 | 1.311e-05 | 8.2137e-06 | 0.049572 | 0.049572 | 0.049572 | 0.97381 | -0.50477 | 0.97338 | -0.51324 | 13.6188
53 | -0.045276 | -0.011386 | 0.045284 | 0.011391 | 8.7398e-06 | 5.5326e-06 | 0.069117 | 0.069117 | 0.069117 | 0.97493 | -0.48269 | 0.97514 | -0.47865 | 18.9882
54 | 0.0044601 | 0.0011177 | -0.00446 | -0.0011177 | 1.0498e-08 | -7.8157e-10 | 0.0068148 | 0.0068148 | 0.0068148 | 0.97385 | -0.50399 | 0.97385 | -0.50404 | 1.8722
55 | -0.0013884 | -0.00034791 | 0.0013884 | 0.00034761 | 4.4685e-08 | -3.0034e-07 | 0.0021223 | 0.0021221 | 0.0021223 | 0.97346 | -0.51176 | 0.97349 | -0.51109 | 0.58304
56 | 0.0013884 | 0.00034791 | -0.0013884 | -0.00034796 | 7.8038e-09 | -5.2446e-08 | 0.0021223 | 0.0021223 | 0.0021223 | 0.97346 | -0.51176 | 0.97345 | -0.51188 | 0.58304
57 | -0.0013884 | -0.00034761 | 0.0013884 | 0.00034753 | 1.1163e-08 | -7.5038e-08 | 0.0021221 | 0.0021221 | 0.0021221 | 0.97349 | -0.51109 | 0.9735 | -0.51092 | 0.583
58 | -0.028857 | -0.0072584 | 0.028882 | 0.0072738 | 2.4787e-05 | 1.5414e-05 | 0.043447 | 0.043446 | 0.043447 | 0.98854 | -0.21906 | 0.98947 | -0.2011 | 11.9359
59 | 0.028857 | 0.0072584 | -0.028826 | -0.0072393 | 3.0675e-05 | 1.9077e-05 | 0.043447 | 0.043447 | 0.043447 | 0.98854 | -0.21906 | 0.98739 | -0.24134 | 11.9359
60 | 0.023603 | 0.0059304 | -0.023583 | -0.0059178 | 2.0564e-05 | 1.2607e-05 | 0.035576 | 0.035576 | 0.035576 | 0.98739 | -0.24134 | 0.98645 | -0.25961 | 9.7737
61 | 0.012942 | 0.0032506 | -0.01292 | -0.0032384 | 2.215e-05 | 1.2202e-05 | 0.019527 | 0.019528 | 0.019528 | 0.98635 | -0.26163 | 0.98451 | -0.29755 | 5.3647
62 | -0.012942 | -0.0032506 | 0.012943 | 0.0032513 | 1.2469e-06 | 6.867e-07 | 0.019527 | 0.019527 | 0.019527 | 0.98635 | -0.26163 | 0.98645 | -0.25961 | 5.3645
63 | 0.01292 | 0.0032384 | -0.012919 | -0.0032377 | 1.1922e-06 | 6.5699e-07 | 0.019528 | 0.019528 | 0.019528 | 0.98451 | -0.29755 | 0.98441 | -0.29949 | 5.3647
64 | -0.0018793 | -0.00047056 | 0.0018794 | 0.0004705 | 1.8034e-08 | -6.0925e-08 | 0.0028725 | 0.0028724 | 0.0028725 | 0.9735 | -0.51092 | 0.97351 | -0.51072 | 0.78914
65 | 0.01012 | 0.0025369 | -0.010118 | -0.0025357 | 2.4445e-06 | 1.1918e-06 | 0.015103 | 0.015103 | 0.015103 | 0.99709 | -0.055161 | 0.99682 | -0.060232 | 4.1492
66 | -0.14365 | -0.036733 | 0.1438 | 0.036829 | 0.0001519 | 9.6756e-05 | 0.21464 | 0.21464 | 0.21464 | 0.99709 | -0.055161 | 0.99824 | -0.033333 | 29.4833
67 | -0.15392 | -0.039365 | 0.15405 | 0.039445 | 0.00012941 | 8.0684e-05 | 0.22972 | 0.22972 | 0.22972 | 0.99824 | -0.033333 | 0.99916 | -0.015974 | 12.6218
68 | -0.30332 | -0.077612 | 0.30391 | 0.077984 | 0.00058611 | 0.00037262 | 0.45287 | 0.45287 | 0.45287 | 0.99789 | -0.039831 | 1 | 0 | 24.8828
69 | -0.046128 | -0.011647 | 0.046152 | 0.011662 | 2.4547e-05 | 1.5543e-05 | 0.070229 | 0.070229 | 0.070229 | 0.97779 | -0.42657 | 0.97836 | -0.41547 | 19.2936
70 | 0.046128 | 0.011647 | -0.04607 | -0.01161 | 5.7361e-05 | 3.6323e-05 | 0.070229 | 0.070229 | 0.070229 | 0.97779 | -0.42657 | 0.97647 | -0.45256 | 19.2936
71 | -0.046512 | -0.011752 | 0.046515 | 0.011754 | 2.6799e-06 | 1.6972e-06 | 0.070775 | 0.070775 | 0.070775 | 0.97836 | -0.41547 | 0.97842 | -0.41427 | 19.4438
72 | 0.04607 | 0.01161 | -0.046052 | -0.011599 | 1.8047e-05 | 1.1428e-05 | 0.070229 | 0.070229 | 0.070229 | 0.97647 | -0.45256 | 0.97605 | -0.46075 | 19.2937
73 | 0.010154 | 0.0025456 | -0.01015 | -0.0025439 | 3.4964e-06 | 1.7244e-06 | 0.015271 | 0.015271 | 0.015271 | 0.9894 | -0.20242 | 0.98903 | -0.20965 | 4.1954
74 | 0.0038197 | 0.00095661 | -0.0038192 | -0.00095681 | 4.8624e-07 | -1.9978e-07 | 0.0057263 | 0.0057265 | 0.0057265 | 0.99254 | -0.14204 | 0.9924 | -0.14472 | 1.5732
75 | -0.0088779 | -0.0022242 | 0.0088782 | 0.0022244 | 3.694e-07 | 1.6441e-07 | 0.013303 | 0.013303 | 0.013303 | 0.993 | -0.133 | 0.99305 | -0.13213 | 3.6547
76 | 0.10717 | 0.027343 | -0.10694 | -0.027199 | 0.00022546 | 0.000144 | 0.16098 | 0.16098 | 0.16098 | 0.99168 | -0.15817 | 0.9894 | -0.20183 | 44.224
77 | 0.011361 | 0.0028467 | -0.01136 | -0.0028464 | 6.0225e-07 | 3.1373e-07 | 0.017022 | 0.017022 | 0.017022 | 0.99311 | -0.13101 | 0.99305 | -0.13213 | 4.6764
78 | -0.013833 | -0.0034678 | 0.013833 | 0.0034678 | 2.077e-08 | 1.1696e-08 | 0.020956 | 0.020956 | 0.020956 | 0.98228 | -0.33976 | 0.98228 | -0.33973 | 5.757
79 | 0.001952 | 0.00048914 | -0.001952 | -0.00048922 | 2.4053e-08 | -8.2145e-08 | 0.0029209 | 0.0029209 | 0.0029209 | 0.99445 | -0.10527 | 0.99444 | -0.10553 | 0.80244
80 | 0.0032607 | 0.00081682 | -0.0032604 | -0.00081713 | 3.7581e-07 | -3.0368e-07 | 0.0048833 | 0.0048835 | 0.0048835 | 0.99358 | -0.12239 | 0.99345 | -0.12481 | 1.3416
81 | 0.0061844 | 0.0015484 | -0.0061836 | -0.0015482 | 7.5092e-07 | 2.0173e-07 | 0.0094503 | 0.0094504 | 0.0094504 | 0.97372 | -0.50657 | 0.97359 | -0.50912 | 2.5963
82 | 0.031738 | 0.0079722 | -0.031721 | -0.0079616 | 1.6945e-05 | 1.0607e-05 | 0.048524 | 0.048524 | 0.048524 | 0.97338 | -0.51324 | 0.97281 | -0.52443 | 13.3308
83 | -0.045688 | -0.011493 | 0.045728 | 0.011518 | 3.9098e-05 | 2.4755e-05 | 0.069734 | 0.069734 | 0.069734 | 0.97514 | -0.47865 | 0.97605 | -0.46075 | 19.1576
84 | 0.0042369 | 0.0010618 | -0.0042367 | -0.0010618 | 2.1398e-07 | -3.2437e-08 | 0.0064739 | 0.006474 | 0.006474 | 0.97385 | -0.50404 | 0.9738 | -0.5051 | 1.7786
85 | -0.00018305 | -4.5876e-05 | 0.00018305 | 4.5244e-05 | 1.4978e-09 | -6.3212e-07 | 0.00027999 | 0.00027977 | 0.00027999 | 0.97281 | -0.5246 | 0.97281 | -0.52443 | 0.076921
86 | 0.031538 | 0.0079163 | -0.031505 | -0.0078959 | 3.2694e-05 | 2.046e-05 | 0.048244 | 0.048244 | 0.048244 | 0.97281 | -0.52443 | 0.97171 | -0.54619 | 13.254
87 | -0.0053247 | -0.001333 | 0.0053249 | 0.001333 | 2.5228e-07 | 3.5159e-08 | 0.0081383 | 0.0081382 | 0.0081383 | 0.97351 | -0.51072 | 0.97356 | -0.50972 | 2.2358
88 | 0.0034453 | 0.00086247 | -0.0034452 | -0.00086255 | 1.4164e-07 | -7.8702e-08 | 0.0052658 | 0.0052659 | 0.0052659 | 0.97351 | -0.51072 | 0.97347 | -0.51158 | 1.4467
89 | -0.15965 | -0.040848 | 0.15965 | 0.04085 | 3.225e-06 | 2.0143e-06 | 0.23805 | 0.23805 | 0.23805 | 0.99916 | -0.015974 | 0.99918 | -0.015557 | 13.0798
90 | 0.16456 | 0.042129 | -0.16444 | -0.042051 | 0.00012389 | 7.7487e-05 | 0.24519 | 0.24519 | 0.24519 | 1 | 0 | 0.99918 | -0.015557 | 13.472
91 | -0.046887 | -0.011847 | 0.04692 | 0.011868 | 3.3104e-05 | 2.0969e-05 | 0.071342 | 0.071342 | 0.071342 | 0.97842 | -0.41427 | 0.97918 | -0.39955 | 19.5994
92 | -0.014177 | -0.003554 | 0.01418 | 0.0035561 | 3.7017e-06 | 2.0981e-06 | 0.021476 | 0.021476 | 0.021476 | 0.98228 | -0.33973 | 0.98256 | -0.33425 | 5.9
93 | -0.015753 | -0.0039503 | 0.015753 | 0.0039503 | 8.0054e-09 | 4.6498e-09 | 0.023858 | 0.023858 | 0.023858 | 0.98256 | -0.33425 | 0.98256 | -0.33424 | 6.5544
94 | 0.00051892 | 0.00012941 | -0.0005189 | -0.00013005 | 1.2415e-08 | -6.426e-07 | 0.00079413 | 0.00079437 | 0.00079437 | 0.97204 | -0.53949 | 0.97201 | -0.53999 | 0.21823
95 | -0.011891 | -0.0029796 | 0.011898 | 0.0029833 | 6.8517e-06 | 3.7011e-06 | 0.018203 | 0.018203 | 0.018203 | 0.97204 | -0.53949 | 0.97265 | -0.5274 | 5.0009
96 | 0.057808 | 0.014516 | -0.057752 | -0.014481 | 5.5684e-05 | 3.5403e-05 | 0.088448 | 0.088448 | 0.088448 | 0.97265 | -0.5274 | 0.97163 | -0.54761 | 24.299
97 | -0.069706 | -0.017499 | 0.069849 | 0.01759 | 0.00014296 | 9.1077e-05 | 0.10665 | 0.10665 | 0.10665 | 0.97265 | -0.5274 | 0.97483 | -0.4845 | 29.2998
98 | 0.039337 | 0.0098653 | -0.039319 | -0.0098543 | 1.7373e-05 | 1.096e-05 | 0.060245 | 0.060245 | 0.060245 | 0.97163 | -0.54761 | 0.97116 | -0.55688 | 16.5509
99 | -0.069849 | -0.01759 | 0.069893 | 0.017618 | 4.382e-05 | 2.7532e-05 | 0.10665 | 0.10665 | 0.10665 | 0.97483 | -0.4845 | 0.97549 | -0.47139 | 14.6499
100 | -0.082748 | -0.02084 | 0.082829 | 0.020891 | 8.1694e-05 | 5.1601e-05 | 0.12626 | 0.12626 | 0.12626 | 0.97549 | -0.47139 | 0.97655 | -0.45076 | 17.3433
101 | 0.012804 | 0.0032114 | -0.012799 | -0.0032086 | 5.0154e-06 | 2.7705e-06 | 0.019511 | 0.019511 | 0.019511 | 0.97655 | -0.45076 | 0.97613 | -0.45898 | 5.3603
102 | 0.012799 | 0.0032086 | -0.012796 | -0.003207 | 2.9272e-06 | 1.6172e-06 | 0.019511 | 0.019511 | 0.019511 | 0.97613 | -0.45898 | 0.97589 | -0.46379 | 5.3603
103 | -0.00086618 | -0.00021709 | 0.00086619 | 0.00021683 | 1.3851e-08 | -2.5297e-07 | 0.0013242 | 0.0013241 | 0.0013242 | 0.97335 | -0.51391 | 0.97337 | -0.51358 | 0.36379
104 | -0.00086619 | -0.00021683 | 0.0008662 | 0.00021674 | 5.1763e-09 | -9.4553e-08 | 0.0013241 | 0.0013241 | 0.0013241 | 0.97337 | -0.51358 | 0.97337 | -0.51345 | 0.36376
105 | -0.0017339 | -0.0004342 | 0.0017339 | 0.00043407 | 3.2863e-08 | -1.3403e-07 | 0.0026505 | 0.0026505 | 0.0026505 | 0.97337 | -0.51345 | 0.97339 | -0.51305 | 0.72816
106 | -0.0017339 | -0.00043407 | 0.001734 | 0.00043378 | 6.9516e-08 | -2.8356e-07 | 0.0026505 | 0.0026503 | 0.0026505 | 0.97339 | -0.51305 | 0.97343 | -0.51221 | 0.72815
107 | -0.0032499 | -0.00081371 | 0.00325 | 0.00081364 | 9.7409e-08 | -6.852e-08 | 0.0049676 | 0.0049676 | 0.0049676 | 0.97343 | -0.51221 | 0.97347 | -0.51158 | 1.3647
108 | -0.0055714 | -0.0013948 | 0.0055715 | 0.0013948 | 1.5864e-07 | 2.8973e-08 | 0.0085149 | 0.0085149 | 0.0085149 | 0.97356 | -0.50972 | 0.97359 | -0.50912 | 2.3393
109 | -0.017375 | -0.0043566 | 0.017375 | 0.0043566 | 6.4682e-09 | 3.8227e-09 | 0.026313 | 0.026313 | 0.026313 | 0.98256 | -0.33424 | 0.98256 | -0.33423 | 7.229
110 | -0.017724 | -0.0044441 | 0.017724 | 0.0044442 | 2.3792e-08 | 1.4111e-08 | 0.026842 | 0.026842 | 0.026842 | 0.98256 | -0.33423 | 0.98256 | -0.3342 | 7.3742
111 | -0.018066 | -0.00453 | 0.018072 | 0.0045335 | 6.0038e-06 | 3.5715e-06 | 0.027361 | 0.027361 | 0.027361 | 0.98256 | -0.3342 | 0.98292 | -0.32723 | 7.5167
112 | -0.018452 | -0.0046287 | 0.018452 | 0.0046287 | 1.4077e-08 | 8.401e-09 | 0.027936 | 0.027936 | 0.027936 | 0.98292 | -0.32723 | 0.98292 | -0.32722 | 7.6746
113 | -0.018834 | -0.0047245 | 0.018834 | 0.0047245 | 4.6211e-09 | 2.7651e-09 | 0.028514 | 0.028514 | 0.028514 | 0.98292 | -0.32722 | 0.98292 | -0.32721 | 7.8335
114 | -0.02042 | -0.0051219 | 0.02042 | 0.005122 | 2.6744e-08 | 1.6169e-08 | 0.030915 | 0.030915 | 0.030915 | 0.98292 | -0.32721 | 0.98292 | -0.32718 | 8.4931
115 | -0.02195 | -0.0055055 | 0.021959 | 0.0055109 | 8.9098e-06 | 5.4295e-06 | 0.033231 | 0.033231 | 0.033231 | 0.98292 | -0.32718 | 0.98336 | -0.31867 | 9.1295
116 | -0.023595 | -0.0059208 | 0.023595 | 0.0059208 | 6.7406e-09 | 4.1286e-09 | 0.035706 | 0.035706 | 0.035706 | 0.98336 | -0.31867 | 0.98336 | -0.31867 | 9.8093
117 | -0.025265 | -0.0063394 | 0.025265 | 0.0063394 | 2.4114e-08 | 1.4873e-08 | 0.038233 | 0.038233 | 0.038233 | 0.98336 | -0.31867 | 0.98336 | -0.31865 | 10.5037
118 | -0.025631 | -0.0064311 | 0.025631 | 0.0064311 | 8.0715e-08 | 4.9842e-08 | 0.038787 | 0.038787 | 0.038787 | 0.98336 | -0.31865 | 0.98336 | -0.31858 | 10.6558
119 | -0.025991 | -0.0065215 | 0.026004 | 0.0065291 | 1.2347e-05 | 7.6317e-06 | 0.039333 | 0.039333 | 0.039333 | 0.98336 | -0.31858 | 0.98387 | -0.30862 | 10.8057
120 | -0.02715 | -0.0068165 | 0.02715 | 0.0068165 | 4.6435e-08 | 2.8786e-08 | 0.041067 | 0.041067 | 0.041067 | 0.98387 | -0.30862 | 0.98387 | -0.30859 | 11.2821
121 | -0.028971 | -0.0072728 | 0.028971 | 0.0072728 | 7.8206e-08 | 4.8674e-08 | 0.04382 | 0.04382 | 0.04382 | 0.98387 | -0.30859 | 0.98388 | -0.30853 | 12.0384
122 | -0.030046 | -0.0075422 | 0.030046 | 0.0075423 | 3.2036e-08 | 1.9976e-08 | 0.045446 | 0.045446 | 0.045446 | 0.98388 | -0.30853 | 0.98388 | -0.30851 | 12.4851
123 | -0.031897 | -0.0080061 | 0.031923 | 0.0080226 | 2.6477e-05 | 1.656e-05 | 0.048245 | 0.048244 | 0.048245 | 0.98388 | -0.30851 | 0.98477 | -0.29112 | 13.254
124 | 0.056011 | 0.014249 | -0.055999 | -0.014241 | 1.1555e-05 | 7.3405e-06 | 0.084709 | 0.084709 | 0.084709 | 0.98477 | -0.29112 | 0.98455 | -0.2954 | 23.2718
125 | -0.087934 | -0.022271 | 0.088001 | 0.022314 | 6.6997e-05 | 4.2749e-05 | 0.13295 | 0.13295 | 0.13295 | 0.98477 | -0.29112 | 0.98559 | -0.27527 | 36.5257
126 | 0.0549 | 0.013966 | -0.054883 | -0.013955 | 1.6979e-05 | 1.0783e-05 | 0.083049 | 0.083049 | 0.083049 | 0.98455 | -0.2954 | 0.98422 | -0.30182 | 22.8155
127 | 0.0089894 | 0.002253 | -0.0089884 | -0.0022526 | 9.5795e-07 | 4.3637e-07 | 0.013572 | 0.013572 | 0.013572 | 0.98559 | -0.27527 | 0.98548 | -0.2775 | 3.7286
128 | -0.09699 | -0.024567 | 0.09702 | 0.024587 | 3.0453e-05 | 1.9442e-05 | 0.14653 | 0.14653 | 0.14653 | 0.98559 | -0.27527 | 0.98593 | -0.26873 | 40.2543
129 | 0.053812 | 0.013687 | -0.053791 | -0.013674 | 2.1066e-05 | 1.3374e-05 | 0.08143 | 0.08143 | 0.08143 | 0.98422 | -0.30182 | 0.9838 | -0.30995 | 22.3708
130 | 0.0071571 | 0.0017936 | -0.0071569 | -0.0017935 | 2.4719e-07 | 8.6293e-08 | 0.010807 | 0.010807 | 0.010807 | 0.98548 | -0.2775 | 0.98544 | -0.27823 | 2.9689
131 | -0.098178 | -0.024877 | 0.098225 | 0.024907 | 4.7713e-05 | 3.0462e-05 | 0.14827 | 0.14827 | 0.14827 | 0.98593 | -0.26873 | 0.98645 | -0.25862 | 40.7341
132 | 0.052682 | 0.013395 | -0.052635 | -0.013366 | 4.6317e-05 | 2.9397e-05 | 0.079751 | 0.079751 | 0.079751 | 0.9838 | -0.30995 | 0.98285 | -0.32822 | 21.9097
133 | 0.0061114 | 0.0015315 | -0.0061109 | -0.0015314 | 5.0837e-07 | 1.2257e-07 | 0.0092282 | 0.0092283 | 0.0092283 | 0.98544 | -0.27823 | 0.98535 | -0.27998 | 2.5353
134 | -0.10023 | -0.025409 | 0.1004 | 0.025516 | 0.00016703 | 0.00010665 | 0.15129 | 0.15129 | 0.15129 | 0.98645 | -0.25862 | 0.98825 | -0.22401 | 41.5643
135 | 0.051434 | 0.013065 | -0.051369 | -0.013024 | 6.4838e-05 | 4.1136e-05 | 0.077933 | 0.077933 | 0.077933 | 0.98285 | -0.32822 | 0.9815 | -0.35444 | 21.4101
136 | 0.0041589 | 0.0010422 | -0.0041589 | -0.0010422 | 2.0742e-09 | -4.5785e-10 | 0.0062805 | 0.0062805 | 0.0062805 | 0.98535 | -0.27998 | 0.98535 | -0.27999 | 1.7254
137 | -0.10236 | -0.026007 | 0.10238 | 0.026024 | 2.6413e-05 | 1.6867e-05 | 0.15425 | 0.15425 | 0.15425 | 0.98825 | -0.22401 | 0.98853 | -0.21865 | 42.3753
138 | 0.10501 | 0.026716 | -0.10492 | -0.026661 | 8.5063e-05 | 5.4324e-05 | 0.15807 | 0.15807 | 0.15807 | 0.9894 | -0.20183 | 0.98853 | -0.21865 | 43.4265
139 | 0.050265 | 0.012747 | -0.050254 | -0.01274 | 1.1261e-05 | 7.1418e-06 | 0.076259 | 0.076259 | 0.076259 | 0.9815 | -0.35444 | 0.98126 | -0.3591 | 20.9504
140 | 0.049059 | 0.01244 | -0.049008 | -0.012408 | 5.1303e-05 | 3.2522e-05 | 0.074447 | 0.074447 | 0.074447 | 0.98126 | -0.3591 | 0.98014 | -0.38088 | 20.4525
141 | 0.04859 | 0.012303 | -0.04859 | -0.012303 | 1.0778e-07 | 6.8316e-08 | 0.073813 | 0.073813 | 0.073813 | 0.98014 | -0.38088 | 0.98013 | -0.38093 | 20.2783
142 | 0.0023067 | 0.00057797 | -0.0023067 | -0.00057802 | 2.0019e-08 | -4.3225e-08 | 0.0034834 | 0.0034834 | 0.0034834 | 0.98535 | -0.27999 | 0.98534 | -0.28017 | 0.95699
143 | 0.048172 | 0.012199 | -0.048148 | -0.012183 | 2.4095e-05 | 1.527e-05 | 0.073179 | 0.073179 | 0.073179 | 0.98013 | -0.38093 | 0.9796 | -0.39135 | 20.1041
144 | -0.047286 | -0.01196 | 0.047286 | 0.01196 | 9.3536e-08 | 5.926e-08 | 0.071898 | 0.071898 | 0.071898 | 0.97918 | -0.39955 | 0.97918 | -0.39951 | 19.7521
145 | 0.002525 | 0.00063245 | -0.0025249 | -0.00063271 | 1.4543e-07 | -2.5648e-07 | 0.0037859 | 0.0037861 | 0.0037861 | 0.9924 | -0.14472 | 0.99234 | -0.14593 | 1.0401
146 | 0.0013749 | 0.0003445 | -0.0013749 | -0.00034458 | 1.1714e-08 | -8.7442e-08 | 0.0020617 | 0.0020617 | 0.0020617 | 0.99234 | -0.14593 | 0.99233 | -0.1461 | 0.5664
147 | 0.001093 | 0.00027384 | -0.001093 | -0.00027393 | 7.8591e-09 | -9.2952e-08 | 0.0016506 | 0.0016506 | 0.0016506 | 0.98534 | -0.28017 | 0.98533 | -0.28032 | 0.45346
148 | -0.047673 | -0.012057 | 0.047692 | 0.012069 | 1.8677e-05 | 1.1834e-05 | 0.072486 | 0.072486 | 0.072486 | 0.97918 | -0.39951 | 0.9796 | -0.39135 | 19.9137

## res_trafo
| p_hv_mw | q_hv_mvar | p_lv_mw | q_lv_mvar | pl_mw | ql_mvar | i_hv_ka | i_lv_ka | vm_hv_pu | va_hv_degree | vm_lv_pu | va_lv_degree | loading_percent
0 | -1.2729e-15 | -1.3162e-15 | 0.00165 | 1.2699e-07 | 0.00165 | 1.2699e-07 | 5.2857e-17 | 0.0023815 | 0.99998 | 149.9956 | 1 | 0 | 0.2619

## res_ext_grid
| p_mw | q_mvar
0 | 0.47511 | 0.12136

## res_load
| p_mw | q_mvar
0 | 0.0014601 | 0.00036594
1 | 0.018635 | 0.0046704
2 | 0.0017844 | 0.0004472
3 | 0.0010402 | 0.00026069
4 | 0.0031283 | 0.00078402
5 | 0.0083623 | 0.0020958
6 | 0.0020746 | 0.00051995
7 | 0.016621 | 0.0041657
8 | 0.0074628 | 0.0018704
9 | 0.0028317 | 0.00070969
10 | 0.011884 | 0.0029785
11 | 0.00049028 | 0.00012288
12 | 0.00029426 | 7.375e-05
13 | 0.0018137 | 0.00045455
14 | 0.0023721 | 0.00059449
15 | 0.0023635 | 0.00059235
16 | 0.001624 | 0.00040702
17 | 0.00034249 | 8.5837e-05
18 | 0.0040112 | 0.0010053
19 | 0.03425 | 0.008584
20 | 0.00018912 | 4.7398e-05
21 | 0.00036826 | 9.2294e-05
22 | 0.0011303 | 0.00028327
23 | 0.0013884 | 0.00034796
24 | 0.0068062 | 0.0017058
25 | 0.0052227 | 0.0013089
26 | 0.01064 | 0.0026666
27 | 0.0004909 | 0.00012303
28 | 0.010118 | 0.0025357
29 | 0.010115 | 0.0025351
30 | 0.010544 | 0.0026427
31 | 0.00035944 | 9.0084e-05
32 | 0.012919 | 0.0032377
33 | 0.01015 | 0.0025439
34 | 0.010673 | 0.0026749
35 | 0.0075551 | 0.0018935
36 | 0.0019857 | 0.00049767
37 | 0.0022852 | 0.00057274
38 | 0.0055364 | 0.0013875
39 | 0.0022847 | 0.00057259
40 | 0.0015898 | 0.00039843
41 | 0.0062601 | 0.0015689
42 | 0.003512 | 0.00088019
43 | 0.011029 | 0.0027641
44 | 0.0032604 | 0.00081713
45 | 0.00045931 | 0.00011511
46 | 0.00068587 | 0.0001719
47 | 0.00040419 | 0.0001013
48 | 0.0002231 | 5.5913e-05
49 | 0.00018305 | 4.5876e-05
50 | 0.0055985 | 0.0014031
51 | 0.0049821 | 0.0012486
52 | 0.00037244 | 9.3342e-05
53 | 0.00032484 | 8.1413e-05
54 | 0.0047921 | 0.001201
55 | 0.001952 | 0.00048922
56 | 0.00034359 | 8.6111e-05
57 | 0.0015729 | 0.0003942
58 | 0.011372 | 0.0028502
59 | 0.0005189 | 0.00013005
60 | 0.018416 | 0.0046154
61 | 0.039319 | 0.0098543
62 | 0.012855 | 0.0032217
63 | 0.00086618 | 0.00021709
64 | 0.00086769 | 0.00021746
65 | 0.0015159 | 0.00037993
66 | 0.00019516 | 4.8911e-05
67 | 0.00024645 | 6.1765e-05
68 | 0.0006121 | 0.00015341
69 | 0.0016214 | 0.00040637
70 | 0.00034916 | 8.7509e-05
71 | 0.00034237 | 8.5805e-05
72 | 0.00037987 | 9.5203e-05
73 | 0.00038206 | 9.5752e-05
74 | 0.0015858 | 0.00039743
75 | 0.0015303 | 0.00038352
76 | 0.0016354 | 0.00040987
77 | 0.0016702 | 0.00041859
78 | 0.0003659 | 9.1702e-05
79 | 0.00036061 | 9.0376e-05
80 | 0.0011466 | 0.00028737
81 | 0.0018203 | 0.00045622
82 | 0.001075 | 0.00026942
83 | 0.0018507 | 0.00046382
84 | 0.0010989 | 0.0002754
85 | 0.0010707 | 0.00026834
86 | 0.0018313 | 0.00045897
87 | 0.0011573 | 0.00029004
88 | 0.0011098 | 0.00027815
89 | 0.0010454 | 0.00026201
90 | 0.0020034 | 0.00050209
91 | 0.0012013 | 0.00030107
92 | 0.001952 | 0.00048922
93 | 0.0019606 | 0.00049137
94 | 0.0019303 | 0.00048378
95 | 0.0024819 | 0.00062201
96 | 0.0025419 | 0.00063707
97 | 0.0011038 | 0.00027663
98 | 0.0011952 | 0.00029955
99 | 0.0004176 | 0.00010466
100 | 0.0018522 | 0.00046421
101 | 0.0004176 | 0.00010466
102 | 0.00036581 | 9.1679e-05
103 | 0.0012942 | 0.00032436
104 | 0.00115 | 0.00028821
105 | 0.0013749 | 0.00034458
106 | 0.0012137 | 0.00030418
107 | 0.001093 | 0.00027393
108 | 0.00038714 | 9.7028e-05
109 | 0.0042367 | 0.0010618
110 | 0.00045635 | 0.00011437
111 | 0.031505 | 0.0078959
112 | 0.012796 | 0.003207

## dtypes
| element | column | dtype
0 | bus | name | object
1 | bus | vn_kv | float64
2 | bus | type | object
3 | bus | zone | object
4 | bus | in_service | bool
5 | load | name | object
6 | load | bus | uint32
7 | load | p_mw | float64
8 | load | q_mvar | float64
9 | load | const_z_percent | float64
10 | load | const_i_percent | float64
11 | load | sn_mva | float64
12 | load | scaling | float64
13 | load | in_service | bool
14 | load | type | object
15 | ext_grid | name | object
16 | ext_grid | bus | uint32
17 | ext_grid | vm_pu | float64
18 | ext_grid | va_degree | float64
19 | ext_grid | slack_weight | float64
20 | ext_grid | in_service | bool
21 | line | name | object
22 | line | std_type | object
23 | line | from_bus | uint32
24 | line | to_bus | uint32
25 | line | length_km | float64
26 | line | r_ohm_per_km | float64
27 | line | x_ohm_per_km | float64
28 | line | c_nf_per_km | float64
29 | line | g_us_per_km | float64
30 | line | max_i_ka | float64
31 | line | df | float64
32 | line | parallel | uint32
33 | line | type | object
34 | line | in_service | bool
35 | trafo | name | object
36 | trafo | std_type | object
37 | trafo | hv_bus | uint32
38 | trafo | lv_bus | uint32
39 | trafo | sn_mva | float64
40 | trafo | vn_hv_kv | float64
41 | trafo | vn_lv_kv | float64
42 | trafo | vk_percent | float64
43 | trafo | vkr_percent | float64
44 | trafo | pfe_kw | float64
45 | trafo | i0_percent | float64
46 | trafo | shift_degree | float64
47 | trafo | tap_side | object
48 | trafo | tap_neutral | int32
49 | trafo | tap_min | int32
50 | trafo | tap_max | int32
51 | trafo | tap_step_percent | float64
52 | trafo | tap_step_degree | float64
53 | trafo | tap_pos | int32
54 | trafo | tap_phase_shifter | bool
55 | trafo | parallel | uint32
56 | trafo | df | float64
57 | trafo | in_service | bool
58 | line_geodata | coords | object
59 | bus_geodata | x | float64
60 | bus_geodata | y | float64
61 | bus_geodata | coords | object
62 | res_bus | vm_pu | float64
63 | res_bus | va_degree | float64
64 | res_bus | p_mw | float64
65 | res_bus | q_mvar | float64
66 | res_line | p_from_mw | float64
67 | res_line | q_from_mvar | float64
68 | res_line | p_to_mw | float64
69 | res_line | q_to_mvar | float64
70 | res_line | pl_mw | float64
71 | res_line | ql_mvar | float64
72 | res_line | i_from_ka | float64
73 | res_line | i_to_ka | float64
74 | res_line | i_ka | float64
75 | res_line | vm_from_pu | float64
76 | res_line | va_from_degree | float64
77 | res_line | vm_to_pu | float64
78 | res_line | va_to_degree | float64
79 | res_line | loading_percent | float64
80 | res_trafo | p_hv_mw | float64
81 | res_trafo | q_hv_mvar | float64
82 | res_trafo | p_lv_mw | float64
83 | res_trafo | q_lv_mvar | float64
84 | res_trafo | pl_mw | float64
85 | res_trafo | ql_mvar | float64
86 | res_trafo | i_hv_ka | float64
87 | res_trafo | i_lv_ka | float64
88 | res_trafo | vm_hv_pu | float64
89 | res_trafo | va_hv_degree | float64
90 | res_trafo | vm_lv_pu | float64
91 | res_trafo | va_lv_degree | float64
92 | res_trafo | loading_percent | float64
93 | res_ext_grid | p_mw | float64
94 | res_ext_grid | q_mvar | float64
95 | res_load | p_mw | float64
96 | res_load | q_mvar | float64

## parameters
| version | format_version | converged | OPF_converged | name | f_hz | sn_mva
0 | 2.14.6 | 2.14.0 | TRUE | FALSE |  | 50 | 1