## bus
| name | vn_kv | type | zone | in_service
0 | bus_LV_261-475_1_3_node_143 | 0.4 | n |  | TRUE
1 | bus_LV_261-475_1_3_node_128 | 0.4 | n |  | TRUE
2 | bus_LV_261-475_1_3_node_76 | 0.4 | n |  | TRUE
3 | bus_LV_261-475_1_3_node_177 | 0.4 | n |  | TRUE
4 | bus_LV_261-475_1_3_node_150 | 0.4 | n |  | TRUE
5 | bus_LV_261-475_1_3_node_165 | 0.4 | n |  | TRUE
6 | bus_LV_261-475_1_3_node_79 | 0.4 | n |  | TRUE
7 | bus_LV_261-475_1_3_node_83 | 0.4 | n |  | TRUE
8 | bus_LV_261-475_1_3_node_164 | 0.4 | n |  | TRUE
9 | bus_LV_261-475_1_3_node_78 | 0.4 | n |  | TRUE
10 | bus_LV_261-475_1_3_node_211 | 0.4 | n |  | TRUE
11 | bus_LV_261-475_1_3_node_209 | 0.4 | n |  | TRUE
12 | bus_LV_261-475_1_3_node_176 | 0.4 | n |  | TRUE
13 | bus_LV_261-475_1_3_node_80 | 0.4 | n |  | TRUE
14 | bus_LV_261-475_1_3_node_82 | 0.4 | n |  | TRUE
15 | bus_LV_261-475_1_3_node_86 | 0.4 | n |  | TRUE
16 | bus_LV_261-475_1_3_node_214 | 0.4 | n |  | TRUE
17 | bus_LV_261-475_1_3_node_228 | 0.4 | n |  | TRUE
18 | bus_LV_261-475_1_3_node_169 | 0.4 | n |  | TRUE
19 | bus_LV_261-475_1_3_node_175 | 0.4 | n |  | TRUE
20 | bus_LV_261-475_1_3_node_85 | 0.4 | n |  | TRUE
21 | bus_LV_261-475_1_3_node_154 | 0.4 | n |  | TRUE
22 | bus_LV_261-475_1_3_node_210 | 0.4 | n |  | TRUE
23 | bus_LV_261-475_1_3_node_74 | 0.4 | n |  | TRUE
24 | bus_LV_261-475_1_3_node_167 | 0.4 | n |  | TRUE
25 | bus_LV_261-475_1_3_node_241 | 0.4 | n |  | TRUE
26 | bus_LV_261-475_1_3_node_59 | 0.4 | n |  | TRUE
27 | bus_LV_261-475_1_3_node_199 | 0.4 | n |  | TRUE
28 | bus_LV_261-475_1_3_node_62 | 0.4 | n |  | TRUE
29 | bus_LV_261-475_1_3_node_198 | 0.4 | n |  | TRUE
30 | bus_LV_261-475_1_3_node_72 | 0.4 | n |  | TRUE
31 | bus_LV_261-475_1_3_node_197 | 0.4 | n |  | TRUE
32 | bus_LV_261-475_1_3_node_193 | 0.4 | n |  | TRUE
33 | bus_LV_261-475_1_3_node_61 | 0.4 | n |  | TRUE
34 | bus_LV_261-475_1_3_node_240 | 0.4 | n |  | TRUE
35 | bus_LV_261-475_1_3_node_121 | 0.4 | n |  | TRUE
36 | bus_LV_261-475_1_3_node_69 | 0.4 | n |  | TRUE
37 | bus_LV_261-475_1_3_node_77 | 0.4 | n |  | TRUE
38 | bus_LV_261-475_1_3_node_113 | 0.4 | n |  | TRUE
39 | bus_LV_261-475_1_3_node_114 | 0.4 | n |  | TRUE
40 | bus_LV_261-475_1_3_node_110 | 0.4 | n |  | TRUE
41 | bus_LV_261-475_1_3_node_50 | 0.4 | n |  | TRUE
42 | bus_LV_261-475_1_3_node_105 | 0.4 | n |  | TRUE
43 | bus_LV_261-475_1_3_node_106 | 0.4 | n |  | TRUE
44 | bus_LV_261-475_1_3_node_101 | 0.4 | n |  | TRUE
45 | bus_LV_261-475_1_3_node_168 | 0.4 | n |  | TRUE
46 | bus_LV_261-475_1_3_node_195 | 0.4 | n |  | TRUE
47 | bus_LV_261-475_1_3_node_194 | 0.4 | n |  | TRUE
48 | bus_LV_261-475_1_3_node_100 | 0.4 | n |  | TRUE
49 | bus_LV_261-475_1_3_node_156 | 0.4 | n |  | TRUE
50 | bus_LV_261-475_1_3_node_149 | 0.4 | n |  | TRUE
51 | bus_LV_261-475_1_3_node_155 | 0.4 | n |  | TRUE
52 | bus_LV_261-475_1_3_node_178 | 0.4 | n |  | TRUE
53 | bus_LV_261-475_1_3_node_162 | 0.4 | n |  | TRUE
54 | bus_LV_261-475_1_3_node_130 | 0.4 | n |  | TRUE
55 | bus_LV_261-475_1_3_node_131 | 0.4 | n |  | TRUE
56 | bus_LV_261-475_1_3_node_132 | 0.4 | n |  | TRUE
57 | bus_LV_261-475_1_3_node_109 | 0.4 | n |  | TRUE
58 | bus_LV_261-475_1_3_node_212 | 0.4 | n |  | TRUE
59 | bus_LV_261-475_1_3_node_208 | 0.4 | n |  | TRUE
60 | bus_LV_261-475_1_3_node_161 | 0.4 | n |  | TRUE
61 | bus_LV_261-475_1_3_node_108 | 0.4 | n |  | TRUE
62 | bus_LV_261-475_1_3_node_146 | 0.4 | n |  | TRUE
63 | bus_LV_261-475_1_3_node_147 | 0.4 | n |  | TRUE
64 | bus_LV_261-475_1_3_node_213 | 0.4 | n |  | TRUE
65 | bus_LV_261-475_1_3_node_229 | 0.4 | n |  | TRUE
66 | bus_LV_261-475_1_3_node_204 | 0.4 | n |  | TRUE
67 | bus_LV_261-475_1_3_node_202 | 0.4 | n |  | TRUE
68 | bus_LV_261-475_1_3_node_152 | 0.4 | n |  | TRUE
69 | bus_LV_261-475_1_3_node_102 | 0.4 | n |  | TRUE
70 | bus_LV_261-475_1_3_node_107 | 0.4 | n |  | TRUE
71 | bus_LV_261-475_1_3_node_111 | 0.4 | n |  | TRUE
72 | bus_LV_261-475_1_3_node_112 | 0.4 | n |  | TRUE
73 | bus_LV_261-475_1_3_node_116 | 0.4 | n |  | TRUE
74 | bus_LV_261-475_1_3_node_133 | 0.4 | n |  | TRUE
75 | bus_LV_261-475_1_3_node_172 | 0.4 | n |  | TRUE
76 | bus_LV_261-475_1_3_node_129 | 0.4 | n |  | TRUE
77 | bus_LV_261-475_1_3_node_123 | 0.4 | n |  | TRUE
78 | bus_LV_261-475_1_3_node_124 | 0.4 | n |  | TRUE
79 | bus_LV_261-475_1_3_node_125 | 0.4 | n |  | TRUE
80 | bus_LV_261-475_1_3_node_126 | 0.4 | n |  | TRUE
81 | bus_LV_261-475_1_3_node_127 | 0.4 | n |  | TRUE
82 | bus_LV_261-475_1_3_node_170 | 0.4 | n |  | TRUE
83 | bus_LV_261-475_1_3_node_148 | 0.4 | n |  | TRUE
84 | bus_LV_261-475_1_3_node_153 | 0.4 | n |  | TRUE
85 | bus_LV_261-475_1_3_node_151 | 0.4 | n |  | TRUE
86 | bus_LV_261-475_1_3_node_196 | 0.4 | n |  | TRUE
87 | bus_LV_261-475_1_3_node_157 | 0.4 | n |  | TRUE
88 | bus_LV_261-475_1_3_node_158 | 0.4 | n |  | TRUE
89 | bus_LV_261-475_1_3_node_159 | 0.4 | n |  | TRUE
90 | bus_LV_261-475_1_3_node_160 | 0.4 | n |  | TRUE
91 | bus_LV_261-475_1_3_node_163 | 0.4 | n |  | TRUE
92 | bus_LV_261-475_1_3_node_166 | 0.4 | n |  | TRUE
93 | bus_LV_261-475_1_3_node_182 | 0.4 | n |  | TRUE
94 | bus_LV_261-475_1_3_node_183 | 0.4 | n |  | TRUE
95 | bus_LV_261-475_1_3_node_171 | 0.4 | n |  | TRUE
96 | bus_LV_261-475_1_3_node_173 | 0.4 | n |  | TRUE
97 | bus_LV_261-475_1_3_node_174 | 0.4 | n |  | TRUE
98 | bus_LV_261-475_1_3_node_179 | 0.4 | n |  | TRUE
99 | bus_LV_261-475_1_3_node_180 | 0.4 | n |  | TRUE
100 | bus_LV_261-475_1_3_node_181 | 0.4 | n |  | TRUE
101 | bus_LV_261-475_1_3_node_191 | 0.4 | n |  | TRUE
102 | bus_LV_261-475_1_3_node_192 | 0.4 | n |  | TRUE
103 | bus_LV_261-475_1_3_node_184 | 0.4 | n |  | TRUE
104 | bus_LV_261-475_1_3_node_185 | 0.4 | n |  | TRUE
105 | bus_LV_261-475_1_3_node_186 | 0.4 | n |  | TRUE
106 | bus_LV_261-475_1_3_node_187 | 0.4 | n |  | TRUE
107 | bus_LV_261-475_1_3_node_188 | 0.4 | n |  | TRUE
108 | bus_LV_261-475_1_3_node_189 | 0.4 | n |  | TRUE
109 | bus_LV_261-475_1_3_node_190 | 0.4 | n |  | TRUE
110 | bus_LV_261-475_1_3_node_206 | 0.4 | n |  | TRUE
111 | bus_LV_261-475_1_3_node_207 | 0.4 | n |  | TRUE
112 | bus_LV_261-475_1_3_node_200 | 0.4 | n |  | TRUE
113 | bus_LV_261-475_1_3_node_201 | 0.4 | n |  | TRUE
114 | bus_LV_261-475_1_3_node_203 | 0.4 | n |  | TRUE
115 | bus_LV_261-475_1_3_node_205 | 0.4 | n |  | TRUE
116 | bus_MV_359_0_node_51 | 20 | n |  | TRUE

## load
| name | bus | p_mw | q_mvar | const_z_percent | const_i_percent | sn_mva | scaling | in_service | type
0 | LV_261-475_1_3_load_143 | 0 | 0.00080676 | 0.00020219 | 0 | 0 |  | 1 | TRUE | wye
1 | LV_261-475_1_3_load_128 | 1 | 0.0007965 | 0.00019962 | 0 | 0 |  | 1 | TRUE | wye
2 | LV_261-475_1_3_load_177 | 3 | 0.00069969 | 0.00017536 | 0 | 0 |  | 1 | TRUE | wye
3 | LV_261-475_1_3_load_165 | 5 | 0.0018314 | 0.00045899 | 0 | 0 |  | 1 | TRUE | wye
4 | LV_261-475_1_3_load_164 | 8 | 0.0034087 | 0.0008543 | 0 | 0 |  | 1 | TRUE | wye
5 | LV_261-475_1_3_load_211 | 10 | 0.012788 | 0.003205 | 0 | 0 |  | 1 | TRUE | wye
6 | LV_261-475_1_3_load_209 | 11 | 0.01193 | 0.0029899 | 0 | 0 |  | 1 | TRUE | wye
7 | LV_261-475_1_3_load_176 | 12 | 0.0058199 | 0.0014586 | 0 | 0 |  | 1 | TRUE | wye
8 | LV_261-475_1_3_load_214 | 16 | 0.012539 | 0.0031425 | 0 | 0 |  | 1 | TRUE | wye
9 | LV_261-475_1_3_load_228 | 17 | 0.0093385 | 0.0023405 | 0 | 0 |  | 1 | TRUE | wye
10 | LV_261-475_1_3_load_169 | 18 | 0.0063081 | 0.001581 | 0 | 0 |  | 1 | TRUE | wye
11 | LV_261-475_1_3_load_175 | 19 | 0.0016811 | 0.00042131 | 0 | 0 |  | 1 | TRUE | wye
12 | LV_261-475_1_3_load_154 | 21 | 0.011935 | 0.0029913 | 0 | 0 |  | 1 | TRUE | wye
13 | LV_261-475_1_3_load_210 | 22 | 0.011828 | 0.0029643 | 0 | 0 |  | 1 | TRUE | wye
14 | LV_261-475_1_3_load_167 | 24 | 0.0042078 | 0.0010546 | 0 | 0 |  | 1 | TRUE | wye
15 | LV_261-475_1_3_load_241 | 25 | 0.0081696 | 0.0020475 | 0 | 0 |  | 1 | TRUE | wye
16 | LV_261-475_1_3_load_199 | 27 | 0.0002985 | 7.4812e-05 | 0 | 0 |  | 1 | TRUE | wye
17 | LV_261-475_1_3_load_198 | 29 | 0.0004652 | 0.00011659 | 0 | 0 |  | 1 | TRUE | wye
18 | LV_261-475_1_3_load_197 | 31 | 0.00030551 | 7.6567e-05 | 0 | 0 |  | 1 | TRUE | wye
19 | LV_261-475_1_3_load_193 | 32 | 0.00031164 | 7.8104e-05 | 0 | 0 |  | 1 | TRUE | wye
20 | LV_261-475_1_3_load_240 | 34 | 0.001784 | 0.00044711 | 0 | 0 |  | 1 | TRUE | wye
21 | LV_261-475_1_3_load_121 | 35 | 0.0037141 | 0.00093084 | 0 | 0 |  | 1 | TRUE | wye
22 | LV_261-475_1_3_load_114 | 39 | 0.0015539 | 0.00038944 | 0 | 0 |  | 1 | TRUE | wye
23 | LV_261-475_1_3_load_110 | 40 | 0.0049855 | 0.0012495 | 0 | 0 |  | 1 | TRUE | wye
24 | LV_261-475_1_3_load_50 | 41 | 0.0011124 | 0.0002788 | 0 | 0 |  | 1 | TRUE | wye
25 | LV_261-475_1_3_load_105 | 42 | 0.0012075 | 0.00030262 | 0 | 0 |  | 1 | TRUE | wye
26 | LV_261-475_1_3_load_106 | 43 | 0.0018016 | 0.00045152 | 0 | 0 |  | 1 | TRUE | wye
27 | LV_261-475_1_3_load_101 | 44 | 0.0029605 | 0.00074198 | 0 | 0 |  | 1 | TRUE | wye
28 | LV_261-475_1_3_load_168 | 45 | 0.00042012 | 0.00010529 | 0 | 0 |  | 1 | TRUE | wye
29 | LV_261-475_1_3_load_195 | 46 | 0.0001693 | 4.243e-05 | 0 | 0 |  | 1 | TRUE | wye
30 | LV_261-475_1_3_load_100 | 48 | 0.0048066 | 0.0012046 | 0 | 0 |  | 1 | TRUE | wye
31 | LV_261-475_1_3_load_156 | 49 | 0.0024068 | 0.0006032 | 0 | 0 |  | 1 | TRUE | wye
32 | LV_261-475_1_3_load_155 | 51 | 0.0037217 | 0.00093274 | 0 | 0 |  | 1 | TRUE | wye
33 | LV_261-475_1_3_load_178 | 52 | 0.001179 | 0.00029549 | 0 | 0 |  | 1 | TRUE | wye
34 | LV_261-475_1_3_load_162 | 53 | 0.0013685 | 0.00034298 | 0 | 0 |  | 1 | TRUE | wye
35 | LV_261-475_1_3_load_130 | 54 | 0.0014242 | 0.00035695 | 0 | 0 |  | 1 | TRUE | wye
36 | LV_261-475_1_3_load_131 | 55 | 0.0018344 | 0.00045974 | 0 | 0 |  | 1 | TRUE | wye
37 | LV_261-475_1_3_load_132 | 56 | 0.0008284 | 0.00020762 | 0 | 0 |  | 1 | TRUE | wye
38 | LV_261-475_1_3_load_109 | 57 | 0.0020799 | 0.00052128 | 0 | 0 |  | 1 | TRUE | wye
39 | LV_261-475_1_3_load_212 | 58 | 0.012472 | 0.0031258 | 0 | 0 |  | 1 | TRUE | wye
40 | LV_261-475_1_3_load_208 | 59 | 0.012188 | 0.0030545 | 0 | 0 |  | 1 | TRUE | wye
41 | LV_261-475_1_3_load_161 | 60 | 0.0039715 | 0.00099535 | 0 | 0 |  | 1 | TRUE | wye
42 | LV_261-475_1_3_load_108 | 61 | 0.0014491 | 0.00036317 | 0 | 0 |  | 1 | TRUE | wye
43 | LV_261-475_1_3_load_146 | 62 | 0.0020473 | 0.0005131 | 0 | 0 |  | 1 | TRUE | wye
44 | LV_261-475_1_3_load_147 | 63 | 0.0017504 | 0.0004387 | 0 | 0 |  | 1 | TRUE | wye
45 | LV_261-475_1_3_load_213 | 64 | 0.012312 | 0.0030858 | 0 | 0 |  | 1 | TRUE | wye
46 | LV_261-475_1_3_load_229 | 65 | 0.0024266 | 0.00060815 | 0 | 0 |  | 1 | TRUE | wye
47 | LV_261-475_1_3_load_204 | 66 | 0.00078166 | 0.0001959 | 0 | 0 |  | 1 | TRUE | wye
48 | LV_261-475_1_3_load_202 | 67 | 0.00080751 | 0.00020238 | 0 | 0 |  | 1 | TRUE | wye
49 | LV_261-475_1_3_load_152 | 68 | 0.012663 | 0.0031736 | 0 | 0 |  | 1 | TRUE | wye
50 | LV_261-475_1_3_load_102 | 69 | 0.0035057 | 0.00087861 | 0 | 0 |  | 1 | TRUE | wye
51 | LV_261-475_1_3_load_107 | 70 | 0.0049176 | 0.0012325 | 0 | 0 |  | 1 | TRUE | wye
52 | LV_261-475_1_3_load_111 | 71 | 0.0022791 | 0.00057119 | 0 | 0 |  | 1 | TRUE | wye
53 | LV_261-475_1_3_load_116 | 73 | 0.0027129 | 0.00067991 | 0 | 0 |  | 1 | TRUE | wye
54 | LV_261-475_1_3_load_133 | 74 | 0.0020094 | 0.00050359 | 0 | 0 |  | 1 | TRUE | wye
55 | LV_261-475_1_3_load_172 | 75 | 0.0014131 | 0.00035417 | 0 | 0 |  | 1 | TRUE | wye
56 | LV_261-475_1_3_load_129 | 76 | 0.00080284 | 0.00020121 | 0 | 0 |  | 1 | TRUE | wye
57 | LV_261-475_1_3_load_123 | 77 | 0.0025673 | 0.00064343 | 0 | 0 |  | 1 | TRUE | wye
58 | LV_261-475_1_3_load_124 | 78 | 0.00080676 | 0.00020219 | 0 | 0 |  | 1 | TRUE | wye
59 | LV_261-475_1_3_load_125 | 79 | 0.0015 | 0.00037594 | 0 | 0 |  | 1 | TRUE | wye
60 | LV_261-475_1_3_load_126 | 80 | 0.0007783 | 0.00019506 | 0 | 0 |  | 1 | TRUE | wye
61 | LV_261-475_1_3_load_127 | 81 | 0.0013999 | 0.00035084 | 0 | 0 |  | 1 | TRUE | wye
62 | LV_261-475_1_3_load_170 | 82 | 0.0014996 | 0.00037585 | 0 | 0 |  | 1 | TRUE | wye
63 | LV_261-475_1_3_load_151 | 85 | 0.003302 | 0.00082755 | 0 | 0 |  | 1 | TRUE | wye
64 | LV_261-475_1_3_load_196 | 86 | 0.0025283 | 0.00063365 | 0 | 0 |  | 1 | TRUE | wye
65 | LV_261-475_1_3_load_157 | 87 | 0.0036392 | 0.00091208 | 0 | 0 |  | 1 | TRUE | wye
66 | LV_261-475_1_3_load_158 | 88 | 0.0050282 | 0.0012602 | 0 | 0 |  | 1 | TRUE | wye
67 | LV_261-475_1_3_load_159 | 89 | 0.0036003 | 0.00090231 | 0 | 0 |  | 1 | TRUE | wye
68 | LV_261-475_1_3_load_163 | 91 | 0.0010952 | 0.00027448 | 0 | 0 |  | 1 | TRUE | wye
69 | LV_261-475_1_3_load_166 | 92 | 0.0010489 | 0.00026288 | 0 | 0 |  | 1 | TRUE | wye
70 | LV_261-475_1_3_load_182 | 93 | 0.0011626 | 0.00029137 | 0 | 0 |  | 1 | TRUE | wye
71 | LV_261-475_1_3_load_183 | 94 | 0.0010358 | 0.00025959 | 0 | 0 |  | 1 | TRUE | wye
72 | LV_261-475_1_3_load_171 | 95 | 0.0014731 | 0.0003692 | 0 | 0 |  | 1 | TRUE | wye
73 | LV_261-475_1_3_load_173 | 96 | 0.00076621 | 0.00019203 | 0 | 0 |  | 1 | TRUE | wye
74 | LV_261-475_1_3_load_174 | 97 | 0.0023448 | 0.00058767 | 0 | 0 |  | 1 | TRUE | wye
75 | LV_261-475_1_3_load_179 | 98 | 0.0011422 | 0.00028626 | 0 | 0 |  | 1 | TRUE | wye
76 | LV_261-475_1_3_load_180 | 99 | 0.0011324 | 0.0002838 | 0 | 0 |  | 1 | TRUE | wye
77 | LV_261-475_1_3_load_181 | 100 | 0.0010823 | 0.00027126 | 0 | 0 |  | 1 | TRUE | wye
78 | LV_261-475_1_3_load_191 | 101 | 0.0010218 | 0.00025609 | 0 | 0 |  | 1 | TRUE | wye
79 | LV_261-475_1_3_load_192 | 102 | 0.0012201 | 0.00030579 | 0 | 0 |  | 1 | TRUE | wye
80 | LV_261-475_1_3_load_184 | 103 | 0.0010627 | 0.00026635 | 0 | 0 |  | 1 | TRUE | wye
81 | LV_261-475_1_3_load_185 | 104 | 0.0012005 | 0.00030087 | 0 | 0 |  | 1 | TRUE | wye
82 | LV_261-475_1_3_load_187 | 106 | 0.00081003 | 0.00020301 | 0 | 0 |  | 1 | TRUE | wye
83 | LV_261-475_1_3_load_188 | 107 | 0.00079175 | 0.00019843 | 0 | 0 |  | 1 | TRUE | wye
84 | LV_261-475_1_3_load_189 | 108 | 0.0008145 | 0.00020413 | 0 | 0 |  | 1 | TRUE | wye
85 | LV_261-475_1_3_load_190 | 109 | 0.00087481 | 0.00021925 | 0 | 0 |  | 1 | TRUE | wye
86 | LV_261-475_1_3_load_206 | 110 | 0.0011021 | 0.0002762 | 0 | 0 |  | 1 | TRUE | wye
87 | LV_261-475_1_3_load_207 | 111 | 0.00076448 | 0.0001916 | 0 | 0 |  | 1 | TRUE | wye
88 | LV_261-475_1_3_load_200 | 112 | 0.00079823 | 0.00020006 | 0 | 0 |  | 1 | TRUE | wye
89 | LV_261-475_1_3_load_201 | 113 | 0.00077825 | 0.00019505 | 0 | 0 |  | 1 | TRUE | wye
90 | LV_261-475_1_3_load_203 | 114 | 0.00076636 | 0.00019207 | 0 | 0 |  | 1 | TRUE | wye
91 | LV_261-475_1_3_load_205 | 115 | 0.00091271 | 0.00022875 | 0 | 0 |  | 1 | TRUE | wye

## ext_grid
| name | bus | vm_pu | va_degree | slack_weight | in_service
0 |  | 8 | 1 | 0 | 1 | TRUE

## line
| name | std_type | from_bus | to_bus | length_km | r_ohm_per_km | x_ohm_per_km | c_nf_per_km | g_us_per_km | max_i_ka | df | parallel | type | in_service
0 | LV_261-475_1_3_line_0 |  | 0 | 1 | 0.00068907 | 0.125 | 0.08 | 261 | 0 | 0.364 | 1 | 1 | cs | TRUE
1 | LV_261-475_1_3_line_1 |  | 1 | 80 | 0.00067343 | 0.125 | 0.08 | 261 | 0 | 0.364 | 1 | 1 | cs | TRUE
2 | LV_261-475_1_3_line_2 |  | 2 | 3 | 0.014402 | 0.125 | 0.08 | 261 | 0 | 0.364 | 1 | 1 | cs | TRUE
3 | LV_261-475_1_3_line_3 |  | 2 | 4 | 0.015827 | 0.125 | 0.08 | 261 | 0 | 0.364 | 1 | 1 | cs | TRUE
4 | LV_261-475_1_3_line_4 |  | 2 | 5 | 0.012988 | 0.125 | 0.08 | 261 | 0 | 0.364 | 1 | 1 | cs | TRUE
5 | LV_261-475_1_3_line_5 |  | 3 | 52 | 0.0089513 | 0.125 | 0.08 | 261 | 0 | 0.364 | 1 | 1 | cs | TRUE
6 | LV_261-475_1_3_line_6 |  | 4 | 49 | 0.00092021 | 0.125 | 0.08 | 261 | 0 | 0.364 | 1 | 1 | cs | TRUE
7 | LV_261-475_1_3_line_7 |  | 4 | 50 | 0.034839 | 0.125 | 0.08 | 261 | 0 | 0.364 | 1 | 1 | cs | TRUE
8 | LV_261-475_1_3_line_8 |  | 5 | 53 | 0.025507 | 0.125 | 0.08 | 261 | 0 | 0.364 | 1 | 1 | cs | TRUE
9 | LV_261-475_1_3_line_9 |  | 6 | 7 | 0.004113 | 0.125 | 0.08 | 261 | 0 | 0.364 | 1 | 2 | cs | TRUE
10 | LV_261-475_1_3_line_10 |  | 6 | 8 | 0.010326 | 0.125 | 0.08 | 261 | 0 | 0.364 | 1 | 2 | cs | TRUE
11 | LV_261-475_1_3_line_11 |  | 7 | 12 | 0.017191 | 0.125 | 0.08 | 261 | 0 | 0.364 | 1 | 1 | cs | TRUE
12 | LV_261-475_1_3_line_12 |  | 7 | 13 | 0.014039 | 0.125 | 0.08 | 261 | 0 | 0.364 | 1 | 2 | cs | TRUE
13 | LV_261-475_1_3_line_13 |  | 8 | 60 | 0.024894 | 0.125 | 0.08 | 261 | 0 | 0.364 | 1 | 1 | cs | TRUE
14 | LV_261-475_1_3_line_14 |  | 9 | 10 | 0.024539 | 0.125 | 0.08 | 261 | 0 | 0.364 | 1 | 1 | cs | TRUE
15 | LV_261-475_1_3_line_15 |  | 9 | 11 | 0.012363 | 0.125 | 0.08 | 261 | 0 | 0.364 | 1 | 1 | cs | TRUE
16 | LV_261-475_1_3_line_16 |  | 10 | 58 | 0.019852 | 0.125 | 0.08 | 261 | 0 | 0.364 | 1 | 1 | cs | TRUE
17 | LV_261-475_1_3_line_17 |  | 11 | 59 | 0.012713 | 0.125 | 0.08 | 261 | 0 | 0.364 | 1 | 1 | cs | TRUE
18 | LV_261-475_1_3_line_18 |  | 12 | 55 | 0.029457 | 0.125 | 0.08 | 261 | 0 | 0.364 | 1 | 1 | cs | TRUE
19 | LV_261-475_1_3_line_19 |  | 13 | 18 | 0.021264 | 0.125 | 0.08 | 261 | 0 | 0.364 | 1 | 2 | cs | TRUE
20 | LV_261-475_1_3_line_20 |  | 13 | 19 | 0.034806 | 0.125 | 0.08 | 261 | 0 | 0.364 | 1 | 1 | cs | TRUE
21 | LV_261-475_1_3_line_21 |  | 14 | 15 | 0.03272 | 0.125 | 0.08 | 261 | 0 | 0.364 | 1 | 1 | cs | TRUE
22 | LV_261-475_1_3_line_22 |  | 14 | 16 | 0.010414 | 0.125 | 0.08 | 261 | 0 | 0.364 | 1 | 1 | cs | TRUE
23 | LV_261-475_1_3_line_23 |  | 14 | 17 | 0.0091206 | 0.125 | 0.08 | 261 | 0 | 0.364 | 1 | 1 | cs | TRUE
24 | LV_261-475_1_3_line_24 |  | 15 | 25 | 0.067429 | 0.125 | 0.08 | 261 | 0 | 0.364 | 1 | 1 | cs | TRUE
25 | LV_261-475_1_3_line_25 |  | 15 | 23 | 0.063224 | 0.125 | 0.08 | 261 | 0 | 0.364 | 1 | 1 | cs | TRUE
26 | LV_261-475_1_3_line_26 |  | 16 | 64 | 0.019551 | 0.125 | 0.08 | 261 | 0 | 0.364 | 1 | 1 | cs | TRUE
27 | LV_261-475_1_3_line_27 |  | 17 | 65 | 0.012965 | 0.125 | 0.08 | 261 | 0 | 0.364 | 1 | 1 | cs | TRUE
28 | LV_261-475_1_3_line_28 |  | 18 | 23 | 0.016026 | 0.125 | 0.08 | 261 | 0 | 0.364 | 1 | 2 | cs | TRUE
29 | LV_261-475_1_3_line_29 |  | 19 | 61 | 0.020693 | 0.125 | 0.08 | 261 | 0 | 0.364 | 1 | 1 | cs | TRUE
30 | LV_261-475_1_3_line_30 |  | 20 | 21 | 0.016293 | 0.125 | 0.08 | 261 | 0 | 0.364 | 1 | 1 | cs | TRUE
31 | LV_261-475_1_3_line_31 |  | 20 | 22 | 0.0051823 | 0.125 | 0.08 | 261 | 0 | 0.364 | 1 | 1 | cs | TRUE
32 | LV_261-475_1_3_line_32 |  | 21 | 68 | 0.020024 | 0.125 | 0.08 | 261 | 0 | 0.364 | 1 | 1 | cs | TRUE
33 | LV_261-475_1_3_line_33 |  | 22 | 59 | 0.010717 | 0.125 | 0.08 | 261 | 0 | 0.364 | 1 | 1 | cs | TRUE
34 | LV_261-475_1_3_line_34 |  | 23 | 24 | 0.011132 | 0.125 | 0.08 | 261 | 0 | 0.364 | 1 | 1 | cs | TRUE
35 | LV_261-475_1_3_line_35 |  | 24 | 45 | 0.016546 | 0.125 | 0.08 | 261 | 0 | 0.364 | 1 | 1 | cs | TRUE
36 | LV_261-475_1_3_line_36 |  | 26 | 27 | 0.0028285 | 0.125 | 0.08 | 261 | 0 | 0.364 | 1 | 1 | cs | TRUE
37 | LV_261-475_1_3_line_37 |  | 26 | 28 | 0.24668 | 0.125 | 0.08 | 261 | 0 | 0.364 | 1 | 1 | cs | TRUE
38 | LV_261-475_1_3_line_38 |  | 26 | 29 | 0.0095007 | 0.125 | 0.08 | 261 | 0 | 0.364 | 1 | 1 | cs | TRUE
39 | LV_261-475_1_3_line_39 |  | 28 | 35 | 0.031043 | 0.125 | 0.08 | 261 | 0 | 0.364 | 1 | 1 | cs | TRUE
40 | LV_261-475_1_3_line_40 |  | 28 | 36 | 0.003203 | 0.125 | 0.08 | 261 | 0 | 0.364 | 1 | 1 | cs | TRUE
41 | LV_261-475_1_3_line_41 |  | 29 | 31 | 0.012208 | 0.125 | 0.08 | 261 | 0 | 0.364 | 1 | 1 | cs | TRUE
42 | LV_261-475_1_3_line_42 |  | 30 | 31 | 0.018304 | 0.125 | 0.08 | 261 | 0 | 0.364 | 1 | 1 | cs | TRUE
43 | LV_261-475_1_3_line_43 |  | 30 | 32 | 0.039744 | 0.125 | 0.08 | 261 | 0 | 0.364 | 1 | 1 | cs | TRUE
44 | LV_261-475_1_3_line_44 |  | 30 | 33 | 0.011662 | 0.125 | 0.08 | 261 | 0 | 0.364 | 1 | 1 | cs | TRUE
45 | LV_261-475_1_3_line_45 |  | 32 | 47 | 0.035322 | 0.125 | 0.08 | 261 | 0 | 0.364 | 1 | 1 | cs | TRUE
46 | LV_261-475_1_3_line_46 |  | 33 | 34 | 0.018951 | 0.125 | 0.08 | 261 | 0 | 0.364 | 1 | 1 | cs | TRUE
47 | LV_261-475_1_3_line_47 |  | 35 | 45 | 0.024876 | 0.125 | 0.08 | 261 | 0 | 0.364 | 1 | 1 | cs | TRUE
48 | LV_261-475_1_3_line_48 |  | 36 | 44 | 0.019042 | 0.125 | 0.08 | 261 | 0 | 0.364 | 1 | 1 | cs | TRUE
49 | LV_261-475_1_3_line_49 |  | 37 | 38 | 0.009965 | 0.125 | 0.08 | 261 | 0 | 0.364 | 1 | 1 | cs | TRUE
50 | LV_261-475_1_3_line_50 |  | 37 | 39 | 0.021744 | 0.125 | 0.08 | 261 | 0 | 0.364 | 1 | 1 | cs | TRUE
51 | LV_261-475_1_3_line_51 |  | 37 | 40 | 0.02908 | 0.125 | 0.08 | 261 | 0 | 0.364 | 1 | 1 | cs | TRUE
52 | LV_261-475_1_3_line_52 |  | 38 | 54 | 0.013702 | 0.125 | 0.08 | 261 | 0 | 0.364 | 1 | 1 | cs | TRUE
53 | LV_261-475_1_3_line_53 |  | 38 | 55 | 0.019478 | 0.125 | 0.08 | 261 | 0 | 0.364 | 1 | 1 | cs | TRUE
54 | LV_261-475_1_3_line_54 |  | 39 | 56 | 0.029959 | 0.125 | 0.08 | 261 | 0 | 0.364 | 1 | 1 | cs | TRUE
55 | LV_261-475_1_3_line_55 |  | 40 | 57 | 0.023764 | 0.125 | 0.08 | 261 | 0 | 0.364 | 1 | 1 | cs | TRUE
56 | LV_261-475_1_3_line_56 |  | 41 | 42 | 0.012873 | 0.125 | 0.08 | 261 | 0 | 0.364 | 1 | 1 | cs | TRUE
57 | LV_261-475_1_3_line_57 |  | 42 | 43 | 0.045025 | 0.125 | 0.08 | 261 | 0 | 0.364 | 1 | 1 | cs | TRUE
58 | LV_261-475_1_3_line_58 |  | 43 | 70 | 0.021584 | 0.125 | 0.08 | 261 | 0 | 0.364 | 1 | 1 | cs | TRUE
59 | LV_261-475_1_3_line_59 |  | 44 | 48 | 0.00021429 | 0.125 | 0.08 | 261 | 0 | 0.364 | 1 | 1 | cs | TRUE
60 | LV_261-475_1_3_line_60 |  | 46 | 47 | 0.023957 | 0.125 | 0.08 | 261 | 0 | 0.364 | 1 | 1 | cs | TRUE
61 | LV_261-475_1_3_line_61 |  | 48 | 69 | 0.017504 | 0.125 | 0.08 | 261 | 0 | 0.364 | 1 | 1 | cs | TRUE
62 | LV_261-475_1_3_line_62 |  | 49 | 51 | 0.019324 | 0.125 | 0.08 | 261 | 0 | 0.364 | 1 | 1 | cs | TRUE
63 | LV_261-475_1_3_line_63 |  | 50 | 84 | 0.11993 | 0.125 | 0.08 | 261 | 0 | 0.364 | 1 | 1 | cs | TRUE
64 | LV_261-475_1_3_line_64 |  | 50 | 85 | 0.011206 | 0.125 | 0.08 | 261 | 0 | 0.364 | 1 | 1 | cs | TRUE
65 | LV_261-475_1_3_line_65 |  | 50 | 83 | 0.036122 | 0.125 | 0.08 | 261 | 0 | 0.364 | 1 | 1 | cs | TRUE
66 | LV_261-475_1_3_line_66 |  | 53 | 90 | 0.016914 | 0.125 | 0.08 | 261 | 0 | 0.364 | 1 | 1 | cs | TRUE
67 | LV_261-475_1_3_line_67 |  | 54 | 75 | 0.0064692 | 0.125 | 0.08 | 261 | 0 | 0.364 | 1 | 1 | cs | TRUE
68 | LV_261-475_1_3_line_68 |  | 56 | 76 | 0.00021262 | 0.125 | 0.08 | 261 | 0 | 0.364 | 1 | 1 | cs | TRUE
69 | LV_261-475_1_3_line_69 |  | 57 | 71 | 0.020606 | 0.125 | 0.08 | 261 | 0 | 0.364 | 1 | 1 | cs | TRUE
70 | LV_261-475_1_3_line_70 |  | 58 | 64 | 0.01952 | 0.125 | 0.08 | 261 | 0 | 0.364 | 1 | 1 | cs | TRUE
71 | LV_261-475_1_3_line_71 |  | 60 | 89 | 0.02796 | 0.125 | 0.08 | 261 | 0 | 0.364 | 1 | 1 | cs | TRUE
72 | LV_261-475_1_3_line_72 |  | 61 | 70 | 0.025471 | 0.125 | 0.08 | 261 | 0 | 0.364 | 1 | 1 | cs | TRUE
73 | LV_261-475_1_3_line_73 |  | 62 | 63 | 0.023399 | 0.125 | 0.08 | 261 | 0 | 0.364 | 1 | 1 | cs | TRUE
74 | LV_261-475_1_3_line_74 |  | 63 | 83 | 0.004609 | 0.125 | 0.08 | 261 | 0 | 0.364 | 1 | 1 | cs | TRUE
75 | LV_261-475_1_3_line_75 |  | 66 | 67 | 0.00010353 | 0.125 | 0.08 | 261 | 0 | 0.364 | 1 | 1 | cs | TRUE
76 | LV_261-475_1_3_line_76 |  | 67 | 112 | 9.994e-05 | 0.125 | 0.08 | 261 | 0 | 0.364 | 1 | 1 | cs | TRUE
77 | LV_261-475_1_3_line_77 |  | 71 | 72 | 0.03385 | 0.125 | 0.08 | 261 | 0 | 0.364 | 1 | 1 | cs | TRUE
78 | LV_261-475_1_3_line_78 |  | 72 | 73 | 0.014777 | 0.125 | 0.08 | 261 | 0 | 0.364 | 1 | 1 | cs | TRUE
79 | LV_261-475_1_3_line_79 |  | 73 | 74 | 0.00074131 | 0.125 | 0.08 | 261 | 0 | 0.364 | 1 | 1 | cs | TRUE
80 | LV_261-475_1_3_line_80 |  | 75 | 82 | 0.0014084 | 0.125 | 0.08 | 261 | 0 | 0.364 | 1 | 1 | cs | TRUE
81 | LV_261-475_1_3_line_81 |  | 76 | 81 | 0.00010606 | 0.125 | 0.08 | 261 | 0 | 0.364 | 1 | 1 | cs | TRUE
82 | LV_261-475_1_3_line_82 |  | 77 | 78 | 0.0090007 | 0.125 | 0.08 | 261 | 0 | 0.364 | 1 | 1 | cs | TRUE
83 | LV_261-475_1_3_line_83 |  | 77 | 79 | 0.019568 | 0.125 | 0.08 | 261 | 0 | 0.364 | 1 | 1 | cs | TRUE
84 | LV_261-475_1_3_line_84 |  | 78 | 80 | 0.00067923 | 0.125 | 0.08 | 261 | 0 | 0.364 | 1 | 1 | cs | TRUE
85 | LV_261-475_1_3_line_85 |  | 79 | 81 | 0.00011116 | 0.125 | 0.08 | 261 | 0 | 0.364 | 1 | 1 | cs | TRUE
86 | LV_261-475_1_3_line_86 |  | 82 | 95 | 0.0051744 | 0.125 | 0.08 | 261 | 0 | 0.364 | 1 | 1 | cs | TRUE
87 | LV_261-475_1_3_line_87 |  | 84 | 86 | 0.14393 | 0.125 | 0.08 | 261 | 0 | 0.364 | 1 | 1 | cs | TRUE
88 | LV_261-475_1_3_line_88 |  | 87 | 88 | 0.030947 | 0.125 | 0.08 | 261 | 0 | 0.364 | 1 | 1 | cs | TRUE
89 | LV_261-475_1_3_line_89 |  | 87 | 89 | 0.027604 | 0.125 | 0.08 | 261 | 0 | 0.364 | 1 | 1 | cs | TRUE
90 | LV_261-475_1_3_line_90 |  | 88 | 90 | 0.020789 | 0.125 | 0.08 | 261 | 0 | 0.364 | 1 | 1 | cs | TRUE
91 | LV_261-475_1_3_line_91 |  | 91 | 92 | 0.0070996 | 0.125 | 0.08 | 261 | 0 | 0.364 | 1 | 1 | cs | TRUE
92 | LV_261-475_1_3_line_92 |  | 92 | 93 | 0.0011839 | 0.125 | 0.08 | 261 | 0 | 0.364 | 1 | 1 | cs | TRUE
93 | LV_261-475_1_3_line_93 |  | 93 | 94 | 0.0057149 | 0.125 | 0.08 | 261 | 0 | 0.364 | 1 | 1 | cs | TRUE
94 | LV_261-475_1_3_line_94 |  | 94 | 103 | 0.0011789 | 0.125 | 0.08 | 261 | 0 | 0.364 | 1 | 1 | cs | TRUE
95 | LV_261-475_1_3_line_95 |  | 95 | 96 | 0.006529 | 0.125 | 0.08 | 261 | 0 | 0.364 | 1 | 1 | cs | TRUE
96 | LV_261-475_1_3_line_96 |  | 96 | 97 | 0.0054328 | 0.125 | 0.08 | 261 | 0 | 0.364 | 1 | 1 | cs | TRUE
97 | LV_261-475_1_3_line_97 |  | 97 | 98 | 0.0042087 | 0.125 | 0.08 | 261 | 0 | 0.364 | 1 | 1 | cs | TRUE
98 | LV_261-475_1_3_line_98 |  | 98 | 99 | 0.01865 | 0.125 | 0.08 | 261 | 0 | 0.364 | 1 | 1 | cs | TRUE
99 | LV_261-475_1_3_line_99 |  | 99 | 100 | 0.0015059 | 0.125 | 0.08 | 261 | 0 | 0.364 | 1 | 1 | cs | TRUE
100 | LV_261-475_1_3_line_100 |  | 100 | 101 | 0.00015116 | 0.125 | 0.08 | 261 | 0 | 0.364 | 1 | 1 | cs | TRUE
101 | LV_261-475_1_3_line_101 |  | 101 | 102 | 0.020325 | 0.125 | 0.08 | 261 | 0 | 0.364 | 1 | 1 | cs | TRUE
102 | LV_261-475_1_3_line_102 |  | 102 | 109 | 0.0047877 | 0.125 | 0.08 | 261 | 0 | 0.364 | 1 | 1 | cs | TRUE
103 | LV_261-475_1_3_line_103 |  | 103 | 104 | 0.005995 | 0.125 | 0.08 | 261 | 0 | 0.364 | 1 | 1 | cs | TRUE
104 | LV_261-475_1_3_line_104 |  | 104 | 105 | 0.011877 | 0.125 | 0.08 | 261 | 0 | 0.364 | 1 | 1 | cs | TRUE
105 | LV_261-475_1_3_line_105 |  | 105 | 106 | 0.003417 | 0.125 | 0.08 | 261 | 0 | 0.364 | 1 | 1 | cs | TRUE
106 | LV_261-475_1_3_line_106 |  | 105 | 107 | 0.0055498 | 0.125 | 0.08 | 261 | 0 | 0.364 | 1 | 1 | cs | TRUE
107 | LV_261-475_1_3_line_107 |  | 106 | 108 | 0.0022876 | 0.125 | 0.08 | 261 | 0 | 0.364 | 1 | 1 | cs | TRUE
108 | LV_261-475_1_3_line_108 |  | 107 | 109 | 0.0039636 | 0.125 | 0.08 | 261 | 0 | 0.364 | 1 | 1 | cs | TRUE
109 | LV_261-475_1_3_line_109 |  | 108 | 110 | 0.026755 | 0.125 | 0.08 | 261 | 0 | 0.364 | 1 | 1 | cs | TRUE
110 | LV_261-475_1_3_line_110 |  | 110 | 111 | 0.0035994 | 0.125 | 0.08 | 261 | 0 | 0.364 | 1 | 1 | cs | TRUE
111 | LV_261-475_1_3_line_111 |  | 111 | 115 | 0.0027269 | 0.125 | 0.08 | 261 | 0 | 0.364 | 1 | 1 | cs | TRUE
112 | LV_261-475_1_3_line_112 |  | 112 | 113 | 0.00010032 | 0.125 | 0.08 | 261 | 0 | 0.364 | 1 | 1 | cs | TRUE
113 | LV_261-475_1_3_line_113 |  | 113 | 114 | 9.9011e-05 | 0.125 | 0.08 | 261 | 0 | 0.364 | 1 | 1 | cs | TRUE
114 | LV_261-475_1_3_line_114 |  | 114 | 115 | 0.0040692 | 0.125 | 0.08 | 261 | 0 | 0.364 | 1 | 1 | cs | TRUE

## trafo
| name | std_type | hv_bus | lv_bus | sn_mva | vn_hv_kv | vn_lv_kv | vk_percent | vkr_percent | pfe_kw | i0_percent | shift_degree | tap_side | tap_neutral | tap_min | tap_max | tap_step_percent | tap_step_degree | tap_pos | tap_phase_shifter | parallel | df | in_service
0 | LV_261-475_1_3_trafo_164 | 0.63 MVA 20/0.4 kV | 116 | 8 | 0.63 | 20 | 0.4 | 6 | 1.206 | 1.65 | 0.2619 | 150 | hv | 0 | -2 | 2 | 2.5 | 0 | 0 | FALSE | 1 | 1 | TRUE

## line_geodata
| x0 | y0 | x1 | y1 | x2 | y2 | x3 | y3 | x4 | y4 | x5 | y5 | x6 | y6 | x7 | y7 | x8 | y8 | x9 | y9 | x10 | y10 | x11 | y11 | x12 | y12 | x13 | y13 | x14 | y14 | x15 | y15 | x16 | y16 | x17 | y17 | x18 | y18 | x19 | y19
0 | 2681526.0599 | 1243208.3601 | 2681526.7113 | 1243208.5846
1 | 2681526.7113 | 1243208.5846 | 2681527.348 | 1243208.804
2 | 2681626.73 | 1243060.523 | 2681624.7164 | 1243061.8296 | 2681614.6929 | 1243068.4298
3 | 2681617.0423 | 1243050.9606 | 2681622.1937 | 1243058.3813 | 2681624.0426 | 1243056.9612 | 2681626.73 | 1243060.523
4 | 2681626.73 | 1243060.523 | 2681634.2329 | 1243071.1245
5 | 2681614.6929 | 1243068.4298 | 2681610.5014 | 1243069.2505 | 2681606.0934 | 1243067.6777
6 | 2681617.0423 | 1243050.9606 | 2681616.4928 | 1243050.2225
7 | 2681617.0423 | 1243050.9606 | 2681629.1553 | 1243041.9318 | 2681631.7432 | 1243040.0883 | 2681644.1009 | 1243030.8628 | 2681645.0172 | 1243030.1971
8 | 2681648.707 | 1243092.0676 | 2681644.0621 | 1243084.2007 | 2681640.4697 | 1243079.9371 | 2681634.2329 | 1243071.1245
9 | 2681667.4221 | 1243244.8601 | 2681666.5522 | 1243246.5494 | 2681664.8694 | 1243247.9939
10 | 2681667.4221 | 1243244.8601 | 2681669.5424 | 1243238.5403 | 2681670.5283 | 1243237.2084 | 2681671.0351 | 1243235.2702
11 | 2681664.8694 | 1243247.9939 | 2681662.7418 | 1243248.7985 | 2681659.9221 | 1243248.8153 | 2681647.8692 | 1243247.7873
12 | 2681658.634 | 1243260.5727 | 2681662.3192 | 1243253.1403 | 2681664.8694 | 1243247.9939
13 | 2681671.0351 | 1243235.2702 | 2681674.6535 | 1243221.4316 | 2681675.7793 | 1243213.786 | 2681675.9337 | 1243210.9283
14 | 2681718.3315 | 1243216.3069 | 2681714.913 | 1243220.285 | 2681709.1273 | 1243229.2896 | 2681709.2998 | 1243237.8782
15 | 2681718.3315 | 1243216.3069 | 2681721.1662 | 1243213.0103 | 2681724.9523 | 1243205.9462 | 2681724.9523 | 1243205.9462
16 | 2681709.2998 | 1243237.8782 | 2681709.6983 | 1243257.7264
17 | 2681724.9523 | 1243205.9462 | 2681727.3391 | 1243193.4589
18 | 2681618.526 | 1243245.1996 | 2681626.9663 | 1243246.0044 | 2681647.8692 | 1243247.7873
19 | 2681658.634 | 1243260.5727 | 2681659.1763 | 1243262.3593 | 2681658.8108 | 1243264.2 | 2681656.7626 | 1243266.9293 | 2681647.8147 | 1243277.8372
20 | 2681658.634 | 1243260.5727 | 2681657.4864 | 1243258.8224 | 2681655.4918 | 1243257.6607 | 2681653.8253 | 1243257.3709 | 2681625.1854 | 1243255.3231
21 | 2681681.5904 | 1243312.1481 | 2681683.3535 | 1243307.0687 | 2681697.4534 | 1243306.8737 | 2681699.5542 | 1243306.9138 | 2681710.6919 | 1243307.2007
22 | 2681710.6919 | 1243307.2007 | 2681710.4828 | 1243296.7891
23 | 2681710.6919 | 1243307.2007 | 2681710.7598 | 1243316.321
24 | 2681681.5904 | 1243312.1481 | 2681682.2861 | 1243325.3005 | 2681687.7293 | 1243334.015 | 2681671.2103 | 1243374.778
25 | 2681637.6505 | 1243290.2277 | 2681645.9479 | 1243296.98 | 2681650.4703 | 1243300.656 | 2681645.0495 | 1243307.3307 | 2681646.6066 | 1243308.4307 | 2681656.1911 | 1243312.8213 | 2681675.5885 | 1243313.8111 | 2681681.5904 | 1243312.1481
26 | 2681710.4828 | 1243296.7891 | 2681710.0903 | 1243277.242
27 | 2681710.8562 | 1243329.2855 | 2681710.7598 | 1243316.321
28 | 2681637.6505 | 1243290.2277 | 2681647.8147 | 1243277.8372
29 | 2681625.1854 | 1243255.3231 | 2681618.5827 | 1243254.851 | 2681611.8324 | 1243254.8693 | 2681606.5316 | 1243255.0187 | 2681604.5411 | 1243255.3647
30 | 2681719.398 | 1243180.5959 | 2681712.934 | 1243165.6397
31 | 2681719.398 | 1243180.5959 | 2681723.7897 | 1243183.3472
32 | 2681712.934 | 1243165.6397 | 2681704.9897 | 1243147.2586
33 | 2681723.7897 | 1243183.3472 | 2681727.3391 | 1243193.4589
34 | 2681637.6505 | 1243290.2277 | 2681630.2895 | 1243298.5789
35 | 2681619.3486 | 1243310.9916 | 2681630.2895 | 1243298.5789
36 | 2681731.5231 | 1243460.8317 | 2681728.9472 | 1243462.0003
37 | 2681586.8846 | 1243355.1319 | 2681596.2015 | 1243356.9947 | 2681593.0209 | 1243368.4148 | 2681592.1667 | 1243381.0566 | 2681593.1656 | 1243392.5119 | 2681597.8996 | 1243403.8852 | 2681607.4291 | 1243421.6068 | 2681620.7497 | 1243439.0137 | 2681623.9386 | 1243442.9159 | 2681653.3875 | 1243476.3674 | 2681655.8857 | 1243479.3817 | 2681664.9319 | 1243491.0146 | 2681674.4333 | 1243486.0528 | 2681678.3908 | 1243484.6396 | 2681695.8462 | 1243478.4087 | 2681701.2145 | 1243476.6369 | 2681714.9713 | 1243472.2342 | 2681733.1063 | 1243466.6132 | 2681731.6167 | 1243461.1666 | 2681731.5231 | 1243460.8317
38 | 2681731.5231 | 1243460.8317 | 2681735.3297 | 1243459.3942 | 2681740.4987 | 1243457.7256
39 | 2681586.8846 | 1243355.1319 | 2681588.3114 | 1243346.4675 | 2681593.4367 | 1243340.3891 | 2681602.8998 | 1243329.6531
40 | 2681583.7336 | 1243354.5104 | 2681586.8846 | 1243355.1319
41 | 2681740.4987 | 1243457.7256 | 2681746.5285 | 1243455.7792 | 2681752.3214 | 1243454.8214
42 | 2681770.0642 | 1243458.6499 | 2681759.2052 | 1243455.1645 | 2681752.6119 | 1243454.7734 | 2681752.3214 | 1243454.8214
43 | 2681770.0642 | 1243458.6499 | 2681769.3692 | 1243444.9193 | 2681769.4468 | 1243418.9236
44 | 2681770.0642 | 1243458.6499 | 2681769.9983 | 1243465.0759 | 2681771.1448 | 1243470.1843
45 | 2681772.3141 | 1243383.738 | 2681770.5765 | 1243399.0251 | 2681769.4569 | 1243415.5327 | 2681769.4468 | 1243418.9236
46 | 2681771.1448 | 1243470.1843 | 2681772.3918 | 1243476.228 | 2681774.7619 | 1243488.7862
47 | 2681602.8998 | 1243329.6531 | 2681619.3486 | 1243310.9916
48 | 2681583.7336 | 1243354.5104 | 2681571.0591 | 1243340.2998
49 | 2681602.8375 | 1243235.6317 | 2681599.9322 | 1243245.1653
50 | 2681599.9322 | 1243245.1653 | 2681587.1602 | 1243237.2952 | 2681581.2326 | 1243234.0833
51 | 2681599.9322 | 1243245.1653 | 2681594.6162 | 1243252.4642 | 2681576.0966 | 1243260.1493
52 | 2681602.8375 | 1243235.6317 | 2681606.8274 | 1243222.5233
53 | 2681602.8375 | 1243235.6317 | 2681608.4324 | 1243242.6804 | 2681614.4275 | 1243244.8088 | 2681618.526 | 1243245.1996
54 | 2681581.2326 | 1243234.0833 | 2681557.3884 | 1243221.1632 | 2681554.8024 | 1243219.9898
55 | 2681554.584 | 1243270.2182 | 2681568.9662 | 1243263.1081 | 2681576.0966 | 1243260.1493
56 | 2681520.1396 | 1243291.3002 | 2681514.7762 | 1243293.9525 | 2681508.5718 | 1243296.9473
57 | 2681560.5882 | 1243271.5251 | 2681547.0221 | 1243278.0062 | 2681520.1396 | 1243291.3002
58 | 2681560.5882 | 1243271.5251 | 2681566.4779 | 1243268.7113 | 2681578.5681 | 1243262.9511 | 2681580.1132 | 1243262.3336
59 | 2681571.0591 | 1243340.2998 | 2681570.9165 | 1243340.1398
60 | 2681772.3141 | 1243383.738 | 2681768.9701 | 1243383.9587 | 2681764.6805 | 1243385.8788 | 2681753.1546 | 1243396.8397
61 | 2681570.9165 | 1243340.1398 | 2681559.2653 | 1243327.0765 | 2681559.2653 | 1243327.0765
62 | 2681616.4928 | 1243050.2225 | 2681604.954 | 1243034.7223
63 | 2681645.0172 | 1243030.1971 | 2681647.1964 | 1243028.3924 | 2681648.8233 | 1243027.1695 | 2681681.6412 | 1243002.759 | 2681688.4934 | 1242998.1055 | 2681697.0388 | 1242995.1099 | 2681711.605 | 1242994.5878 | 2681730.584 | 1242994.1933 | 2681738.1483 | 1242991.629 | 2681747.9066 | 1242986.7376 | 2681751.5235 | 1242984.2857
64 | 2681645.0172 | 1243030.1971 | 2681638.4086 | 1243021.1476
65 | 2681641.5258 | 1243057.0351 | 2681632.9394 | 1243042.1507 | 2681631.7432 | 1243040.0883 | 2681644.1009 | 1243030.8628 | 2681645.0172 | 1243030.1971
66 | 2681657.3067 | 1243106.6324 | 2681648.707 | 1243092.0676
67 | 2681606.8274 | 1243222.5233 | 2681608.7111 | 1243216.3345
68 | 2681554.6087 | 1243219.902 | 2681554.8024 | 1243219.9898
69 | 2681554.584 | 1243270.2182 | 2681536.1123 | 1243279.3501
70 | 2681710.0903 | 1243277.242 | 2681709.6983 | 1243257.7264
71 | 2681675.9337 | 1243210.9283 | 2681676.2967 | 1243204.2085 | 2681676.4789 | 1243186.5872 | 2681676.3314 | 1243182.9817
72 | 2681580.1132 | 1243262.3336 | 2681586.6096 | 1243259.7371 | 2681593.3038 | 1243257.7499 | 2681600.4852 | 1243256.0697 | 2681604.5411 | 1243255.3647
73 | 2681656.1255 | 1243080.9369 | 2681643.9283 | 1243060.9684
74 | 2681641.5258 | 1243057.0351 | 2681643.9283 | 1243060.9684
75 | 2681566.5745 | 1243118.496 | 2681566.6687 | 1243118.5389
76 | 2681566.6687 | 1243118.5389 | 2681566.7597 | 1243118.5804
77 | 2681505.7681 | 1243294.3513 | 2681536.1123 | 1243279.3501
78 | 2681505.7681 | 1243294.3513 | 2681500.6149 | 1243280.5024
79 | 2681500.3564 | 1243279.8076 | 2681500.6149 | 1243280.5024
80 | 2681608.7111 | 1243216.3345 | 2681609.1213 | 1243214.9871
81 | 2681554.5122 | 1243219.8581 | 2681554.6087 | 1243219.902
82 | 2681527.9902 | 1243209.0252 | 2681536.5 | 1243211.9572
83 | 2681554.4109 | 1243219.8122 | 2681538.9914 | 1243212.8155 | 2681536.5 | 1243211.9572
84 | 2681527.348 | 1243208.804 | 2681527.9902 | 1243209.0252
85 | 2681554.4109 | 1243219.8122 | 2681554.5122 | 1243219.8581
86 | 2681609.1213 | 1243214.9871 | 2681610.628 | 1243210.0369
87 | 2681751.5235 | 1242984.2857 | 2681768.6747 | 1243015.033 | 2681788.0916 | 1243049.2141 | 2681795.1258 | 1243063.1544 | 2681804.0597 | 1243087.3394 | 2681814.6354 | 1243113.2776
88 | 2681673.0866 | 1243155.593 | 2681672.1081 | 1243149.9339 | 2681670.4595 | 1243139.5593 | 2681665.5218 | 1243125.7147
89 | 2681673.0866 | 1243155.593 | 2681673.7114 | 1243159.2071 | 2681676.0944 | 1243177.1862 | 2681676.3314 | 1243182.9817
90 | 2681657.3067 | 1243106.6324 | 2681663.8001 | 1243120.8875 | 2681665.5218 | 1243125.7147
91 | 2681623.6375 | 1243127.3777 | 2681629.5539 | 1243123.4535
92 | 2681623.6375 | 1243127.3777 | 2681622.6509 | 1243128.0321
93 | 2681617.8884 | 1243131.1909 | 2681622.6509 | 1243128.0321
94 | 2681617.8884 | 1243131.1909 | 2681616.9059 | 1243131.8425
95 | 2681612.5291 | 1243203.7908 | 2681610.628 | 1243210.0369
96 | 2681614.1111 | 1243198.5934 | 2681612.5291 | 1243203.7908
97 | 2681614.4287 | 1243194.3967 | 2681614.1111 | 1243198.5934 | 2681614.1111 | 1243198.5934
98 | 2681614.4287 | 1243194.3967 | 2681615.266 | 1243183.3316 | 2681614.2218 | 1243175.851
99 | 2681614.0136 | 1243174.3595 | 2681614.2218 | 1243175.851
100 | 2681613.9927 | 1243174.2098 | 2681614.0136 | 1243174.3595
101 | 2681613.9927 | 1243174.2098 | 2681613.0298 | 1243167.3115 | 2681608.9795 | 1243154.58
102 | 2681606.7094 | 1243150.3647 | 2681608.9795 | 1243154.58 | 2681608.9795 | 1243154.58
103 | 2681616.9059 | 1243131.8425 | 2681611.91 | 1243135.1562
104 | 2681602.1985 | 1243141.9888 | 2681608.2229 | 1243137.6018 | 2681611.91 | 1243135.1562
105 | 2681602.1985 | 1243141.9888 | 2681599.8388 | 1243139.5174
106 | 2681602.1985 | 1243141.9888 | 2681604.83 | 1243146.8751
107 | 2681598.259 | 1243137.8628 | 2681599.8388 | 1243139.5174
108 | 2681604.83 | 1243146.8751 | 2681606.7094 | 1243150.3647
109 | 2681598.259 | 1243137.8628 | 2681597.5189 | 1243137.0876 | 2681593.3458 | 1243132.7271 | 2681585.7415 | 1243127.2297 | 2681576.4008 | 1243122.9735
110 | 2681573.1253 | 1243121.481 | 2681576.4008 | 1243122.9735
111 | 2681573.1253 | 1243121.481 | 2681570.6439 | 1243120.3503
112 | 2681566.7597 | 1243118.5804 | 2681566.851 | 1243118.622
113 | 2681566.851 | 1243118.622 | 2681566.941 | 1243118.663
114 | 2681566.941 | 1243118.663 | 2681570.6439 | 1243120.3503

## bus_geodata
| x | y | coords
0 | 2681526.0599 | 1243208.3601
1 | 2681526.7113 | 1243208.5846
2 | 2681626.73 | 1243060.523
3 | 2681614.6929 | 1243068.4298
4 | 2681617.0423 | 1243050.9606
5 | 2681634.2329 | 1243071.1245
6 | 2681667.4221 | 1243244.8601
7 | 2681664.8694 | 1243247.9939
8 | 2681671.0351 | 1243235.2702
9 | 2681718.3315 | 1243216.3069
10 | 2681709.2998 | 1243237.8782
11 | 2681724.9523 | 1243205.9462
12 | 2681647.8692 | 1243247.7873
13 | 2681658.634 | 1243260.5727
14 | 2681710.6919 | 1243307.2007
15 | 2681681.5904 | 1243312.1481
16 | 2681710.4828 | 1243296.7891
17 | 2681710.7598 | 1243316.321
18 | 2681647.8147 | 1243277.8372
19 | 2681625.1854 | 1243255.3231
20 | 2681719.398 | 1243180.5959
21 | 2681712.934 | 1243165.6397
22 | 2681723.7897 | 1243183.3472
23 | 2681637.6505 | 1243290.2277
24 | 2681630.2895 | 1243298.5789
25 | 2681671.2103 | 1243374.778
26 | 2681731.5231 | 1243460.8317
27 | 2681728.9472 | 1243462.0003
28 | 2681586.8846 | 1243355.1319
29 | 2681740.4987 | 1243457.7256
30 | 2681770.0642 | 1243458.6499
31 | 2681752.3214 | 1243454.8214
32 | 2681769.4468 | 1243418.9236
33 | 2681771.1448 | 1243470.1843
34 | 2681774.7619 | 1243488.7862
35 | 2681602.8998 | 1243329.6531
36 | 2681583.7336 | 1243354.5104
37 | 2681599.9322 | 1243245.1653
38 | 2681602.8375 | 1243235.6317
39 | 2681581.2326 | 1243234.0833
40 | 2681576.0966 | 1243260.1493
41 | 2681508.5718 | 1243296.9473
42 | 2681520.1396 | 1243291.3002
43 | 2681560.5882 | 1243271.5251
44 | 2681571.0591 | 1243340.2998
45 | 2681619.3486 | 1243310.9916
46 | 2681753.1546 | 1243396.8397
47 | 2681772.3141 | 1243383.738
48 | 2681570.9165 | 1243340.1398
49 | 2681616.4928 | 1243050.2225
50 | 2681645.0172 | 1243030.1971
51 | 2681604.954 | 1243034.7223
52 | 2681606.0934 | 1243067.6777
53 | 2681648.707 | 1243092.0676
54 | 2681606.8274 | 1243222.5233
55 | 2681618.526 | 1243245.1996
56 | 2681554.8024 | 1243219.9898
57 | 2681554.584 | 1243270.2182
58 | 2681709.6983 | 1243257.7264
59 | 2681727.3391 | 1243193.4589
60 | 2681675.9337 | 1243210.9283
61 | 2681604.5411 | 1243255.3647
62 | 2681656.1255 | 1243080.9369
63 | 2681643.9283 | 1243060.9684
64 | 2681710.0903 | 1243277.242
65 | 2681710.8562 | 1243329.2855
66 | 2681566.5745 | 1243118.496
67 | 2681566.6687 | 1243118.5389
68 | 2681704.9897 | 1243147.2586
69 | 2681559.2653 | 1243327.0765
70 | 2681580.1132 | 1243262.3336
71 | 2681536.1123 | 1243279.3501
72 | 2681505.7681 | 1243294.3513
73 | 2681500.6149 | 1243280.5024
74 | 2681500.3564 | 1243279.8076
75 | 2681608.7111 | 1243216.3345
76 | 2681554.6087 | 1243219.902
77 | 2681536.5 | 1243211.9572
78 | 2681527.9902 | 1243209.0252
79 | 2681554.4109 | 1243219.8122
80 | 2681527.348 | 1243208.804
81 | 2681554.5122 | 1243219.8581
82 | 2681609.1213 | 1243214.9871
83 | 2681641.5258 | 1243057.0351
84 | 2681751.5235 | 1242984.2857
85 | 2681638.4086 | 1243021.1476
86 | 2681814.6354 | 1243113.2776
87 | 2681673.0866 | 1243155.593
88 | 2681665.5218 | 1243125.7147
89 | 2681676.3314 | 1243182.9817
90 | 2681657.3067 | 1243106.6324
91 | 2681629.5539 | 1243123.4535
92 | 2681623.6375 | 1243127.3777
93 | 2681622.6509 | 1243128.0321
94 | 2681617.8884 | 1243131.1909
95 | 2681610.628 | 1243210.0369
96 | 2681612.5291 | 1243203.7908
97 | 2681614.1111 | 1243198.5934
98 | 2681614.4287 | 1243194.3967
99 | 2681614.2218 | 1243175.851
100 | 2681614.0136 | 1243174.3595
101 | 2681613.9927 | 1243174.2098
102 | 2681608.9795 | 1243154.58
103 | 2681616.9059 | 1243131.8425
104 | 2681611.91 | 1243135.1562
105 | 2681602.1985 | 1243141.9888
106 | 2681599.8388 | 1243139.5174
107 | 2681604.83 | 1243146.8751
108 | 2681598.259 | 1243137.8628
109 | 2681606.7094 | 1243150.3647
110 | 2681576.4008 | 1243122.9735
111 | 2681573.1253 | 1243121.481
112 | 2681566.7597 | 1243118.5804
113 | 2681566.851 | 1243118.622
114 | 2681566.941 | 1243118.663
115 | 2681570.6439 | 1243120.3503
116 | 2681667.4221 | 1243244.8601

## line_std_types
| c_nf_per_km | r_ohm_per_km | x_ohm_per_km | max_i_ka | type | q_mm2 | alpha | voltage_rating
NAYY 4x50 SE | 210 | 0.642 | 0.083 | 0.142 | cs | 50 | 0.00403 | LV
NAYY 4x120 SE | 264 | 0.225 | 0.08 | 0.242 | cs | 120 | 0.00403 | LV
NAYY 4x150 SE | 261 | 0.208 | 0.08 | 0.27 | cs | 150 | 0.00403 | LV
NA2XS2Y 1x95 RM/25 12/20 kV | 216 | 0.313 | 0.132 | 0.252 | cs | 95 | 0.00403 | MV
NA2XS2Y 1x185 RM/25 12/20 kV | 273 | 0.161 | 0.117 | 0.362 | cs | 185 | 0.00403 | MV
NA2XS2Y 1x240 RM/25 12/20 kV | 304 | 0.122 | 0.112 | 0.421 | cs | 240 | 0.00403 | MV
NA2XS2Y 1x95 RM/25 6/10 kV | 315 | 0.313 | 0.123 | 0.249 | cs | 95 | 0.00403 | MV
NA2XS2Y 1x185 RM/25 6/10 kV | 406 | 0.161 | 0.11 | 0.358 | cs | 185 | 0.00403 | MV
NA2XS2Y 1x240 RM/25 6/10 kV | 456 | 0.122 | 0.105 | 0.416 | cs | 240 | 0.00403 | MV
NA2XS2Y 1x150 RM/25 12/20 kV | 250 | 0.206 | 0.116 | 0.319 | cs | 150 | 0.00403 | MV
NA2XS2Y 1x120 RM/25 12/20 kV | 230 | 0.253 | 0.119 | 0.283 | cs | 120 | 0.00403 | MV
NA2XS2Y 1x70 RM/25 12/20 kV | 190 | 0.443 | 0.132 | 0.22 | cs | 70 | 0.00403 | MV
NA2XS2Y 1x150 RM/25 6/10 kV | 360 | 0.206 | 0.11 | 0.315 | cs | 150 | 0.00403 | MV
NA2XS2Y 1x120 RM/25 6/10 kV | 340 | 0.253 | 0.113 | 0.28 | cs | 120 | 0.00403 | MV
NA2XS2Y 1x70 RM/25 6/10 kV | 280 | 0.443 | 0.123 | 0.217 | cs | 70 | 0.00403 | MV
N2XS(FL)2Y 1x120 RM/35 64/110 kV | 112 | 0.153 | 0.166 | 0.366 | cs | 120 | 0.00393 | HV
N2XS(FL)2Y 1x185 RM/35 64/110 kV | 125 | 0.099 | 0.156 | 0.457 | cs | 185 | 0.00393 | HV
N2XS(FL)2Y 1x240 RM/35 64/110 kV | 135 | 0.075 | 0.149 | 0.526 | cs | 240 | 0.00393 | HV
N2XS(FL)2Y 1x300 RM/35 64/110 kV | 144 | 0.06 | 0.144 | 0.588 | cs | 300 | 0.00393 | HV
15-AL1/3-ST1A 0.4 | 11 | 1.8769 | 0.35 | 0.105 | ol | 16 | 0.00403 | LV
24-AL1/4-ST1A 0.4 | 11.25 | 1.2012 | 0.335 | 0.14 | ol | 24 | 0.00403 | LV
48-AL1/8-ST1A 0.4 | 12.2 | 0.5939 | 0.3 | 0.21 | ol | 48 | 0.00403 | LV
94-AL1/15-ST1A 0.4 | 13.2 | 0.306 | 0.29 | 0.35 | ol | 94 | 0.00403 | LV
34-AL1/6-ST1A 10.0 | 9.7 | 0.8342 | 0.36 | 0.17 | ol | 34 | 0.00403 | MV
48-AL1/8-ST1A 10.0 | 10.1 | 0.5939 | 0.35 | 0.21 | ol | 48 | 0.00403 | MV
70-AL1/11-ST1A 10.0 | 10.4 | 0.4132 | 0.339 | 0.29 | ol | 70 | 0.00403 | MV
94-AL1/15-ST1A 10.0 | 10.75 | 0.306 | 0.33 | 0.35 | ol | 94 | 0.00403 | MV
122-AL1/20-ST1A 10.0 | 11.1 | 0.2376 | 0.323 | 0.41 | ol | 122 | 0.00403 | MV
149-AL1/24-ST1A 10.0 | 11.25 | 0.194 | 0.315 | 0.47 | ol | 149 | 0.00403 | MV
34-AL1/6-ST1A 20.0 | 9.15 | 0.8342 | 0.382 | 0.17 | ol | 34 | 0.00403 | MV
48-AL1/8-ST1A 20.0 | 9.5 | 0.5939 | 0.372 | 0.21 | ol | 48 | 0.00403 | MV
70-AL1/11-ST1A 20.0 | 9.7 | 0.4132 | 0.36 | 0.29 | ol | 70 | 0.00403 | MV
94-AL1/15-ST1A 20.0 | 10 | 0.306 | 0.35 | 0.35 | ol | 94 | 0.00403 | MV
122-AL1/20-ST1A 20.0 | 10.3 | 0.2376 | 0.344 | 0.41 | ol | 122 | 0.00403 | MV
149-AL1/24-ST1A 20.0 | 10.5 | 0.194 | 0.337 | 0.47 | ol | 149 | 0.00403 | MV
184-AL1/30-ST1A 20.0 | 10.75 | 0.1571 | 0.33 | 0.535 | ol | 184 | 0.00403 | MV
243-AL1/39-ST1A 20.0 | 11 | 0.1188 | 0.32 | 0.645 | ol | 243 | 0.00403 | MV
48-AL1/8-ST1A 110.0 | 8 | 0.5939 | 0.46 | 0.21 | ol | 48 | 0.00403 | HV
70-AL1/11-ST1A 110.0 | 8.4 | 0.4132 | 0.45 | 0.29 | ol | 70 | 0.00403 | HV
94-AL1/15-ST1A 110.0 | 8.65 | 0.306 | 0.44 | 0.35 | ol | 94 | 0.00403 | HV
122-AL1/20-ST1A 110.0 | 8.5 | 0.2376 | 0.43 | 0.41 | ol | 122 | 0.00403 | HV
149-AL1/24-ST1A 110.0 | 8.75 | 0.194 | 0.41 | 0.47 | ol | 149 | 0.00403 | HV
184-AL1/30-ST1A 110.0 | 8.8 | 0.1571 | 0.4 | 0.535 | ol | 184 | 0.00403 | HV
243-AL1/39-ST1A 110.0 | 9 | 0.1188 | 0.39 | 0.645 | ol | 243 | 0.00403 | HV
305-AL1/39-ST1A 110.0 | 9.2 | 0.0949 | 0.38 | 0.74 | ol | 305 | 0.00403 | HV
490-AL1/64-ST1A 110.0 | 9.75 | 0.059 | 0.37 | 0.96 | ol | 490 | 0.00403 | HV
679-AL1/86-ST1A 110.0 | 9.95 | 0.042 | 0.36 | 1.15 | ol | 679 | 0.00403 | HV
490-AL1/64-ST1A 220.0 | 10 | 0.059 | 0.285 | 0.96 | ol | 490 | 0.00403 | HV
679-AL1/86-ST1A 220.0 | 11.7 | 0.042 | 0.275 | 1.15 | ol | 679 | 0.00403 | HV
490-AL1/64-ST1A 380.0 | 11 | 0.059 | 0.253 | 0.96 | ol | 490 | 0.00403 | HV
679-AL1/86-ST1A 380.0 | 14.6 | 0.042 | 0.25 | 1.15 | ol | 679 | 0.00403 | HV

## trafo_std_types
| i0_percent | pfe_kw | vkr_percent | sn_mva | vn_lv_kv | vn_hv_kv | vk_percent | shift_degree | vector_group | tap_side | tap_neutral | tap_min | tap_max | tap_step_degree | tap_step_percent | tap_phase_shifter
160 MVA 380/110 kV | 0.06 | 60 | 0.25 | 160 | 110 | 380 | 12.2 | 0 | Yy0 | hv | 0 | -9 | 9 | 0 | 1.5 | FALSE
100 MVA 220/110 kV | 0.06 | 55 | 0.26 | 100 | 110 | 220 | 12 | 0 | Yy0 | hv | 0 | -9 | 9 | 0 | 1.5 | FALSE
63 MVA 110/20 kV | 0.04 | 22 | 0.32 | 63 | 20 | 110 | 18 | 150 | YNd5 | hv | 0 | -9 | 9 | 0 | 1.5 | FALSE
40 MVA 110/20 kV | 0.05 | 18 | 0.34 | 40 | 20 | 110 | 16.2 | 150 | YNd5 | hv | 0 | -9 | 9 | 0 | 1.5 | FALSE
25 MVA 110/20 kV | 0.07 | 14 | 0.41 | 25 | 20 | 110 | 12 | 150 | YNd5 | hv | 0 | -9 | 9 | 0 | 1.5 | FALSE
63 MVA 110/10 kV | 0.04 | 22 | 0.32 | 63 | 10 | 110 | 18 | 150 | YNd5 | hv | 0 | -9 | 9 | 0 | 1.5 | FALSE
40 MVA 110/10 kV | 0.05 | 18 | 0.34 | 40 | 10 | 110 | 16.2 | 150 | YNd5 | hv | 0 | -9 | 9 | 0 | 1.5 | FALSE
25 MVA 110/10 kV | 0.07 | 14 | 0.41 | 25 | 10 | 110 | 12 | 150 | YNd5 | hv | 0 | -9 | 9 | 0 | 1.5 | FALSE
0.25 MVA 20/0.4 kV | 0.32 | 0.8 | 1.44 | 0.25 | 0.4 | 20 | 6 | 150 | Yzn5 | hv | 0 | -2 | 2 | 0 | 2.5 | FALSE
0.4 MVA 20/0.4 kV | 0.3375 | 1.35 | 1.425 | 0.4 | 0.4 | 20 | 6 | 150 | Dyn5 | hv | 0 | -2 | 2 | 0 | 2.5 | FALSE
0.63 MVA 20/0.4 kV | 0.2619 | 1.65 | 1.206 | 0.63 | 0.4 | 20 | 6 | 150 | Dyn5 | hv | 0 | -2 | 2 | 0 | 2.5 | FALSE
0.25 MVA 10/0.4 kV | 0.24 | 0.6 | 1.2 | 0.25 | 0.4 | 10 | 4 | 150 | Dyn5 | hv | 0 | -2 | 2 | 0 | 2.5 | FALSE
0.4 MVA 10/0.4 kV | 0.2375 | 0.95 | 1.325 | 0.4 | 0.4 | 10 | 4 | 150 | Dyn5 | hv | 0 | -2 | 2 | 0 | 2.5 | FALSE
0.63 MVA 10/0.4 kV | 0.1873 | 1.18 | 1.0794 | 0.63 | 0.4 | 10 | 4 | 150 | Dyn5 | hv | 0 | -2 | 2 | 0 | 2.5 | FALSE

## trafo3w_std_types
| sn_hv_mva | sn_mv_mva | sn_lv_mva | vn_hv_kv | vn_mv_kv | vn_lv_kv | vk_hv_percent | vk_mv_percent | vk_lv_percent | vkr_hv_percent | vkr_mv_percent | vkr_lv_percent | pfe_kw | i0_percent | shift_mv_degree | shift_lv_degree | vector_group | tap_side | tap_neutral | tap_min | tap_max | tap_step_percent
63/25/38 MVA 110/20/10 kV | 63 | 25 | 38 | 110 | 20 | 10 | 10.4 | 10.4 | 10.4 | 0.28 | 0.32 | 0.35 | 35 | 0.89 | 0 | 0 | YN0yn0yn0 | hv | 0 | -10 | 10 | 1.2
63/25/38 MVA 110/10/10 kV | 63 | 25 | 38 | 110 | 10 | 10 | 10.4 | 10.4 | 10.4 | 0.28 | 0.32 | 0.35 | 35 | 0.89 | 0 | 0 | YN0yn0yn0 | hv | 0 | -10 | 10 | 1.2

## fuse_std_types
| fuse_type | i_rated_a | t_avg | t_min | t_total | x_avg | x_min | x_total
HV 100A | HV 100A | 100 | 0 | [10.0, 3.64, 0.854, 0.281, 0.1, 0.0531, 0.022, 0.01] | [10.0, 4.267, 1.21, 0.403, 0.1, 0.058, 0.022, 0.01] | 0 | [300.0, 350.0, 450.0, 550.0, 700.0, 850.0, 1200.0, 1752.0] | [600.0, 700.0, 900.0, 1150.0, 1665.0, 2000.0, 3000.0, 4313.0]
HV 10A | HV 10A | 10 | 0 | [10.0, 1675.0, 0.344, 0.156, 0.1, 0.0417, 0.0171, 0.01] | [10.0, 1.3, 0.3, 0.155, 0.1, 0.0555, 0.023, 0.01] | 0 | [30.0, 32.0, 35.0, 37.0, 39.0, 50.0, 70.0, 88.0] | [60.0, 70.0, 80.0, 87.0, 94.0, 110.0, 150.0, 216.0]
HV 125A | HV 125A | 125 | 0 | [10.0, 1.82, 0.344, 0.1, 0.0467, 0.0269, 0.01] | [10.0, 2.478, 0.426, 0.1, 0.0427, 0.0211, 0.01] | 0 | [375.0, 500.0, 700.0, 925.0, 1200.0, 1500.0, 2341.0] | [750.0, 1000.0, 1500.0, 2200.0, 3000.0, 4000.0, 5765.0]
HV 160A | HV 160A | 160 | 0 | [10.0, 4.15, 1.03, 0.198, 0.1, 0.051, 0.0172, 0.01] | [10.0, 2.3, 0.734, 0.274, 0.1, 0.046, 0.0177, 0.01] | 0 | [480.0, 550.0, 700.0, 1000.0, 1260.0, 1600.0, 2500.0, 3227.0] | [960.0, 1300.0, 1700.0, 2200.0, 2996.0, 4000.0, 6000.0, 7946.0]
HV 16A | HV 16A | 16 | 0 | [10.0, 0.352, 0.164, 0.1, 0.0649, 0.0342, 0.01] | [10.0, 2.34, 0.722, 0.181, 0.1, 0.055, 0.0296, 0.01] | 0 | [48.0, 60.0, 65.0, 71.0, 80.0, 100.0, 162.0] | [96.0, 110.0, 125.0, 150.0, 168.0, 200.0, 250.0, 398.0]
HV 200A | HV 200A | 200 | 0 | [10.0, 4.267, 1.21, 0.403, 0.1, 0.058, 0.022, 0.01] | [10.0, 3.73, 1.654, 0.328, 0.1, 0.0531, 0.019, 0.01] | 0 | [600.0, 700.0, 900.0, 1150.0, 1665.0, 2000.0, 3000.0, 4313.0] | [1200.0, 1500.0, 1800.0, 2700.0, 3960.0, 5000.0, 7500.0, 10620.0]
HV 20A | HV 20A | 20 | 0 | [10.0, 1.3, 0.3, 0.155, 0.1, 0.0555, 0.023, 0.01] | [10.0, 1.3, 0.161, 0.1, 0.0611, 0.0399, 0.0141, 0.01] | 0 | [60.0, 70.0, 80.0, 87.0, 94.0, 110.0, 150.0, 216.0] | [120.0, 150.0, 200.0, 223.0, 260.0, 300.0, 450.0, 532.0]
HV 25A | HV 25A | 25 | 0 | [10.0, 2.512, 0.833, 0.299, 0.1, 0.0372, 0.0223, 0.01] | [10.0, 3.125, 0.597, 0.198, 0.1, 0.0378, 0.022, 0.01] | 0 | [75.0, 82.0, 90.0, 100.0, 124.0, 170.0, 200.0, 289.0] | [150.0, 170.0, 210.0, 250.0, 294.0, 400.0, 500.0, 711.0]
HV 31.5A | HV 31.5A | 31.5 | 0 | [10.0, 2.34, 0.722, 0.181, 0.1, 0.055, 0.0296, 0.01] | [10.0, 2.84, 0.368, 0.164, 0.1, 0.0621, 0.0378, 0.0195, 0.01] | 0 | [95.0, 110.0, 125.0, 150.0, 165.0, 200.0, 250.0, 390.0] | [189.0, 220.0, 300.0, 350.0, 393.0, 450.0, 530.0, 700.0, 960.0]
HV 40A | HV 40A | 40 | 0 | [10.0, 1.3, 0.161, 0.1, 0.0611, 0.0399, 0.0141, 0.01] | [10.0, 2.05, 0.369, 0.198, 0.1, 0.051, 0.0298, 0.01] | 0 | [120.0, 150.0, 200.0, 223.0, 260.0, 300.0, 450.0, 532.0] | [240.0, 300.0, 400.0, 450.0, 530.0, 650.0, 800.0, 1311.0]
HV 50A | HV 50A | 50 | 0 | [10.0, 3.215, 0.597, 0.198, 0.1, 0.0378, 0.022, 0.01] | [10.0, 3.64, 0.854, 0.281, 0.1, 0.0531, 0.022, 0.01] | 0 | [150.0, 170.0, 210.0, 250.0, 294.0, 400.0, 500.0, 711.0] | [300.0, 350.0, 450.0, 550.0, 700.0, 850.0, 1200.0, 1752.0]
HV 6.3A | HV 6.3A | 6.3 | 0 | [10.0, 1.39, 0.344, 0.168, 0.1, 0.056, 0.0263, 0.01] | [10.0, 1.711, 0.516, 0.198, 0.1, 0.0634, 0.0303, 0.01] | 0 | [19.0, 19.5, 20.4, 20.8, 22.0, 25.0, 32.0, 48.0] | [38.0, 40.0, 43.0, 48.0, 53.0, 60.0, 75.0, 118.0]
HV 63A | HV 63A | 63 | 0 | [10.0, 2.84, 0.368, 0.164, 0.1, 0.0621, 0.0378, 0.0195, 0.01] | [10.0, 1.82, 0.344, 0.1, 0.0467, 0.0269, 0.01] | 0 | [189.0, 220.0, 300.0, 350.0, 393.0, 450.0, 530.0, 700.0, 961.0] | [378.0, 500.0, 700.0, 934.0, 1200.0, 1500.0, 2366.0]
HV 80A | HV 80A | 80 | 0 | [10.0, 2.05, 0.369, 0.198, 0.1, 0.051, 0.0298, 0.01] | [10.0, 4.15, 1.03, 0.198, 0.1, 0.051, 0.0172, 0.01] | 0 | [240.0, 300.0, 400.0, 450.0, 530.0, 650.0, 800.0, 1311.0] | [480.0, 550.0, 700.0, 1000.0, 1260.0, 1600.0, 2500.0, 3227.0]
Siemens NH-1-100 | Siemens NH-1-100 | 100 | [5400.0, 2000.0, 400.0, 20.0, 1.0, 0.2, 0.012, 0.004] | 0 | 0 | [150.0, 190.0, 250.0, 430.0, 900.0, 1250.0, 2700.0, 3600.0] | 0 | 0
Siemens NH-1-125 | Siemens NH-1-125 | 125 | [4800.0, 120.0, 7.0, 0.1, 0.004] | 0 | 0 | [180.0, 400.0, 740.0, 2000.0, 4250.0] | 0 | 0
Siemens NH-1-16 | Siemens NH-1-16 | 16 | [4000.0, 400.0, 2.0, 0.1, 0.04, 0.01] | 0 | 0 | [26.0, 35.0, 75.0, 150.0, 200.0, 300.0] | 0 | 0
Siemens NH-1-160 | Siemens NH-1-160 | 160 | [4800.0, 120.0, 7.0, 0.1, 0.004] | 0 | 0 | [210.0, 500.0, 900.0, 2300.0, 5000.0] | 0 | 0
Siemens NH-1-25 | Siemens NH-1-25 | 25 | [4000.0, 1000.0, 10.0, 0.2, 0.02, 0.01] | 0 | 0 | [40.0, 50.0, 100.0, 210.0, 400.0, 500.0] | 0 | 0
Siemens NH-1-50 | Siemens NH-1-50 | 50 | [4000.0, 40.0, 4.0, 1.0, 0.02, 0.01] | 0 | 0 | [86.0, 200.0, 300.0, 400.0, 1000.0, 1280.0] | 0 | 0
Siemens NH-1-63 | Siemens NH-1-63 | 63 | [4000.0, 100.0, 10.0, 2.0, 0.04, 0.01] | 0 | 0 | [100.0, 200.0, 300.0, 400.0, 1000.0, 1500.0] | 0 | 0
Siemens NH-1-80 | Siemens NH-1-80 | 80 | [4800.0, 120.0, 7.0, 0.1, 0.01] | 0 | 0 | [150.58, 250.0, 450.0, 1150.0, 2470.0] | 0 | 0
Siemens NH-2-1000 | Siemens NH-2-1000 | 1000 | [4800.0, 120.0, 7.0, 0.1, 0.004] | 0 | 0 | [1900.0, 3500.0, 8400.0, 24000.0, 52000.0] | 0 | 0
Siemens NH-2-200 | Siemens NH-2-200 | 200 | [4800.0, 120.0, 7.0, 0.1, 0.004] | 0 | 0 | [280.0, 650.0, 1200.0, 3000.0, 7000.0] | 0 | 0
Siemens NH-2-224 | Siemens NH-2-224 | 224 | [4800.0, 120.0, 7.0, 0.2, 0.04, 0.004] | 0 | 0 | [400.0, 750.0, 1453.0, 3025.0, 4315.0, 7600.0] | 0 | 0
Siemens NH-2-250 | Siemens NH-2-250 | 250 | [4800.0, 120.0, 7.0, 0.1, 0.004] | 0 | 0 | [450.0, 800.0, 1650.0, 4000.0, 8500.0] | 0 | 0
Siemens NH-2-315 | Siemens NH-2-315 | 315 | [4800.0, 120.0, 7.0, 0.1, 0.004] | 0 | 0 | [550.0, 920.0, 1900.0, 5000.0, 11000.0] | 0 | 0
Siemens NH-2-355 | Siemens NH-2-355 | 355 | [4800.0, 120.0, 6.0, 0.1, 0.004] | 0 | 0 | [650.0, 1116.27, 2350.0, 5840.0, 12790.0] | 0 | 0
Siemens NH-2-400 | Siemens NH-2-400 | 400 | [4800.0, 120.0, 7.0, 0.1, 0.004] | 0 | 0 | [720.0, 1350.0, 2800.0, 6500.0, 15000.0] | 0 | 0
Siemens NH-2-425 | Siemens NH-2-425 | 425 | [4800.0, 120.0, 7.0, 0.1, 0.004] | 0 | 0 | [850.0, 1500.0, 3050.0, 7500.0, 16500.0] | 0 | 0
Siemens NH-2-630 | Siemens NH-2-630 | 630 | [4800.0, 120.0, 7.0, 0.1, 0.004] | 0 | 0 | [1200.0, 2000.0, 4800.0, 12000.0, 26000.0] | 0 | 0

## res_bus
| vm_pu | va_degree | p_mw | q_mvar
0 | 0.99393 | -0.11644 | 0.00080676 | 0.00020219
1 | 0.99393 | -0.11643 | 0.0007965 | 0.00019962
2 | 0.99547 | -0.087153 | 0 | 0
3 | 0.99545 | -0.087629 | 0.00069969 | 0.00017536
4 | 0.99524 | -0.091544 | 0 | 0
5 | 0.99568 | -0.083122 | 0.0018314 | 0.00045899
6 | 0.99887 | -0.021331 | 0 | 0
7 | 0.99843 | -0.02984 | 0 | 0
8 | 1 | 0 | -0.27881 | -0.070751
9 | 0.97607 | -0.46065 | 0 | 0
10 | 0.97745 | -0.43351 | 0.012788 | 0.003205
11 | 0.97537 | -0.47435 | 0.01193 | 0.0029899
12 | 0.99741 | -0.049308 | 0.0058199 | 0.0014586
13 | 0.99731 | -0.050981 | 0 | 0
14 | 0.98321 | -0.32104 | 0 | 0
15 | 0.98693 | -0.24909 | 0 | 0
16 | 0.98214 | -0.34184 | 0.012539 | 0.0031425
17 | 0.98311 | -0.32297 | 0.0093385 | 0.0023405
18 | 0.99573 | -0.080815 | 0.0063081 | 0.001581
19 | 0.99692 | -0.058409 | 0.0016811 | 0.00042131
20 | 0.97431 | -0.49519 | 0 | 0
21 | 0.97394 | -0.50255 | 0.011935 | 0.0029913
22 | 0.97443 | -0.49285 | 0.011828 | 0.0029643
23 | 0.9946 | -0.10247 | 0 | 0
24 | 0.99436 | -0.10698 | 0.0042078 | 0.0010546
25 | 0.98642 | -0.25895 | 0.0081696 | 0.0020475
26 | 0.9925 | -0.1431 | 0 | 0
27 | 0.9925 | -0.14312 | 0.0002985 | 7.4812e-05
28 | 0.99325 | -0.12852 | 0 | 0
29 | 0.99247 | -0.14361 | 0.0004652 | 0.00011659
30 | 0.99241 | -0.1449 | 0 | 0
31 | 0.99244 | -0.14417 | 0.00030551 | 7.6567e-05
32 | 0.99239 | -0.14524 | 0.00031164 | 7.8104e-05
33 | 0.99239 | -0.14527 | 0 | 0
34 | 0.99236 | -0.14587 | 0.001784 | 0.00044711
35 | 0.99366 | -0.1205 | 0.0037141 | 0.00093084
36 | 0.99322 | -0.12915 | 0 | 0
37 | 0.99458 | -0.10385 | 0 | 0
38 | 0.99481 | -0.099296 | 0 | 0
39 | 0.99434 | -0.10838 | 0.0015539 | 0.00038944
40 | 0.99421 | -0.11106 | 0.0049855 | 0.0012495
41 | 0.99633 | -0.069907 | 0.0011124 | 0.0002788
42 | 0.99634 | -0.069655 | 0.0012075 | 0.00030262
43 | 0.99644 | -0.067821 | 0.0018016 | 0.00045152
44 | 0.99302 | -0.13295 | 0.0029605 | 0.00074198
45 | 0.99408 | -0.11245 | 0.00042012 | 0.00010529
46 | 0.99238 | -0.14542 | 0.0001693 | 4.243e-05
47 | 0.99238 | -0.14535 | 0 | 0
48 | 0.99302 | -0.13298 | 0.0048066 | 0.0012046
49 | 0.99524 | -0.091643 | 0.0024068 | 0.0006032
50 | 0.99494 | -0.097455 | 0 | 0
51 | 0.99517 | -0.092909 | 0.0037217 | 0.00093274
52 | 0.99544 | -0.087815 | 0.001179 | 0.00029549
53 | 0.99613 | -0.074389 | 0.0013685 | 0.00034298
54 | 0.99442 | -0.10681 | 0.0014242 | 0.00035695
55 | 0.99583 | -0.079746 | 0.0018344 | 0.00045974
56 | 0.99406 | -0.11382 | 0.0008284 | 0.00020762
57 | 0.99401 | -0.11486 | 0.0020799 | 0.00052128
58 | 0.9788 | -0.40699 | 0.012472 | 0.0031258
59 | 0.97479 | -0.48568 | 0.012188 | 0.0030545
60 | 0.99916 | -0.016108 | 0.0039715 | 0.00099535
61 | 0.99673 | -0.062217 | 0.0014491 | 0.00036317
62 | 0.99475 | -0.10102 | 0.0020473 | 0.0005131
63 | 0.9948 | -0.10018 | 0.0017504 | 0.0004387
64 | 0.98036 | -0.37656 | 0.012312 | 0.0030858
65 | 0.98308 | -0.32354 | 0.0024266 | 0.00060815
66 | 0.99255 | -0.14304 | 0.00078166 | 0.0001959
67 | 0.99255 | -0.14304 | 0.00080751 | 0.00020238
68 | 0.9737 | -0.50721 | 0.012663 | 0.0031736
69 | 0.99296 | -0.13406 | 0.0035057 | 0.00087861
70 | 0.99652 | -0.066258 | 0.0049176 | 0.0012325
71 | 0.99388 | -0.11741 | 0.0022791 | 0.00057119
72 | 0.99373 | -0.12023 | 0 | 0
73 | 0.99367 | -0.12146 | 0.0027129 | 0.00067991
74 | 0.99367 | -0.12149 | 0.0020094 | 0.00050359
75 | 0.99425 | -0.1102 | 0.0014131 | 0.00035417
76 | 0.99406 | -0.11385 | 0.00080284 | 0.00020121
77 | 0.99396 | -0.11587 | 0.0025673 | 0.00064343
78 | 0.99393 | -0.11638 | 0.00080676 | 0.00020219
79 | 0.99406 | -0.11388 | 0.0015 | 0.00037594
80 | 0.99393 | -0.11641 | 0.0007783 | 0.00019506
81 | 0.99406 | -0.11387 | 0.0013999 | 0.00035084
82 | 0.99421 | -0.1109 | 0.0014996 | 0.00037585
83 | 0.99481 | -0.099872 | 0 | 0
84 | 0.99466 | -0.10281 | 0 | 0
85 | 0.9949 | -0.098107 | 0.003302 | 0.00082755
86 | 0.99433 | -0.10923 | 0.0025283 | 0.00063365
87 | 0.99758 | -0.046552 | 0.0036392 | 0.00091208
88 | 0.99685 | -0.06059 | 0.0050282 | 0.0012602
89 | 0.99832 | -0.032291 | 0.0036003 | 0.00090231
90 | 0.99645 | -0.068197 | 0 | 0
91 | 0.99267 | -0.14073 | 0.0010952 | 0.00027448
92 | 0.99268 | -0.1406 | 0.0010489 | 0.00026288
93 | 0.99268 | -0.14055 | 0.0011626 | 0.00029137
94 | 0.9927 | -0.14022 | 0.0010358 | 0.00025959
95 | 0.99409 | -0.11335 | 0.0014731 | 0.0003692
96 | 0.99394 | -0.11626 | 0.00076621 | 0.00019203
97 | 0.99381 | -0.11862 | 0.0023448 | 0.00058767
98 | 0.99373 | -0.12027 | 0.0011422 | 0.00028626
99 | 0.99337 | -0.12721 | 0.0011324 | 0.0002838
100 | 0.99334 | -0.12774 | 0.0010823 | 0.00027126
101 | 0.99334 | -0.12779 | 0.0010218 | 0.00025609
102 | 0.99301 | -0.13419 | 0.0012201 | 0.00030579
103 | 0.9927 | -0.14013 | 0.0010627 | 0.00026635
104 | 0.99273 | -0.13955 | 0.0012005 | 0.00030087
105 | 0.9928 | -0.13817 | 0 | 0
106 | 0.99278 | -0.13867 | 0.00081003 | 0.00020301
107 | 0.99288 | -0.1367 | 0.00079175 | 0.00019843
108 | 0.99276 | -0.13897 | 0.0008145 | 0.00020413
109 | 0.99294 | -0.1356 | 0.00087481 | 0.00021925
110 | 0.9926 | -0.14215 | 0.0011021 | 0.0002762
111 | 0.99258 | -0.14251 | 0.00076448 | 0.0001916
112 | 0.99255 | -0.14303 | 0.00079823 | 0.00020006
113 | 0.99255 | -0.14303 | 0.00077825 | 0.00019505
114 | 0.99255 | -0.14302 | 0.00076636 | 0.00019207
115 | 0.99257 | -0.14274 | 0.00091271 | 0.00022875
116 | 0.99998 | 149.9956 | 0 | 0

## res_line
| p_from_mw | q_from_mvar | p_to_mw | q_to_mvar | pl_mw | ql_mvar | i_from_ka | i_to_ka | i_ka | vm_from_pu | va_from_degree | vm_to_pu | va_to_degree | loading_percent
0 | -0.00080676 | -0.00020219 | 0.00080676 | 0.00020218 | 3.7688e-10 | -8.6894e-09 | 0.0012078 | 0.0012078 | 0.0012078 | 0.99393 | -0.11644 | 0.99393 | -0.11643 | 0.33182
1 | -0.0016033 | -0.00040181 | 0.0016033 | 0.0004018 | 1.455e-09 | -7.7968e-09 | 0.0024003 | 0.0024003 | 0.0024003 | 0.99393 | -0.11643 | 0.99393 | -0.11641 | 0.65941
2 | 0.0018788 | 0.00047058 | -0.0018787 | -0.00047074 | 4.2592e-08 | -1.5997e-07 | 0.0028082 | 0.0028083 | 0.0028083 | 0.99547 | -0.087153 | 0.99545 | -0.087629 | 0.77151
3 | 0.015765 | 0.003949 | -0.015762 | -0.0039471 | 3.2956e-06 | 1.9034e-06 | 0.023564 | 0.023564 | 0.023564 | 0.99547 | -0.087153 | 0.99524 | -0.091544 | 6.4737
4 | -0.017644 | -0.0044195 | 0.017647 | 0.0044215 | 3.3875e-06 | 1.9991e-06 | 0.026373 | 0.026372 | 0.026373 | 0.99547 | -0.087153 | 0.99568 | -0.083122 | 7.2452
5 | 0.001179 | 0.00029538 | -0.001179 | -0.00029549 | 1.0426e-08 | -1.0969e-07 | 0.0017624 | 0.0017624 | 0.0017624 | 0.99545 | -0.087629 | 0.99544 | -0.087815 | 0.48419
6 | 0.0061287 | 0.0015358 | -0.0061287 | -0.0015358 | 2.8974e-08 | 6.5857e-09 | 0.0091632 | 0.0091632 | 0.0091632 | 0.99524 | -0.091544 | 0.99524 | -0.091643 | 2.5174
7 | 0.0096328 | 0.0024112 | -0.0096301 | -0.0024099 | 2.7096e-06 | 1.2815e-06 | 0.014401 | 0.014401 | 0.014401 | 0.99524 | -0.091544 | 0.99494 | -0.097455 | 3.9564
8 | -0.019478 | -0.0048805 | 0.019486 | 0.0048854 | 8.1052e-06 | 4.8554e-06 | 0.029109 | 0.029109 | 0.029109 | 0.99568 | -0.083122 | 0.99613 | -0.074389 | 7.9971
9 | 0.23971 | 0.061229 | -0.23962 | -0.061166 | 9.8567e-05 | 6.2975e-05 | 0.35751 | 0.35751 | 0.35751 | 0.99887 | -0.021331 | 0.99843 | -0.02984 | 49.1083
10 | -0.23971 | -0.061229 | 0.23996 | 0.061387 | 0.00024747 | 0.00015811 | 0.35751 | 0.35751 | 0.35751 | 0.99887 | -0.021331 | 1 | 0 | 49.1083
11 | 0.064955 | 0.016377 | -0.064895 | -0.016338 | 6.0458e-05 | 3.8469e-05 | 0.096841 | 0.096841 | 0.096841 | 0.99843 | -0.02984 | 0.99741 | -0.049308 | 26.6048
12 | 0.17466 | 0.044789 | -0.17448 | -0.044675 | 0.00017887 | 0.00011411 | 0.26067 | 0.26067 | 0.26067 | 0.99843 | -0.02984 | 0.99731 | -0.050981 | 35.806
13 | 0.0372 | 0.0093638 | -0.037171 | -0.0093458 | 2.8618e-05 | 1.7989e-05 | 0.055368 | 0.055368 | 0.055368 | 1 | 0 | 0.99916 | -0.016108 | 15.211
14 | -0.060636 | -0.015232 | 0.060715 | 0.015282 | 7.8653e-05 | 5.0031e-05 | 0.092452 | 0.092452 | 0.092452 | 0.97607 | -0.46065 | 0.97745 | -0.43351 | 25.399
15 | 0.060636 | 0.015232 | -0.060596 | -0.015207 | 3.9625e-05 | 2.5206e-05 | 0.092452 | 0.092452 | 0.092452 | 0.97607 | -0.46065 | 0.97537 | -0.47435 | 25.399
16 | -0.073503 | -0.018487 | 0.073596 | 0.018546 | 9.3251e-05 | 5.9431e-05 | 0.11192 | 0.11192 | 0.11192 | 0.97745 | -0.43351 | 0.9788 | -0.40699 | 30.7473
17 | 0.048666 | 0.012217 | -0.04864 | -0.0122 | 2.6285e-05 | 1.6664e-05 | 0.074252 | 0.074252 | 0.074252 | 0.97537 | -0.47435 | 0.97479 | -0.48568 | 20.399
18 | 0.059075 | 0.01488 | -0.058989 | -0.014825 | 8.5853e-05 | 5.4562e-05 | 0.088159 | 0.088159 | 0.088159 | 0.99741 | -0.049308 | 0.99583 | -0.079746 | 24.2195
19 | 0.1623 | 0.041621 | -0.16207 | -0.041472 | 0.00023446 | 0.0001495 | 0.2425 | 0.2425 | 0.2425 | 0.99731 | -0.050981 | 0.99573 | -0.080815 | 33.3102
20 | 0.012178 | 0.0030532 | -0.012173 | -0.0030509 | 4.3092e-06 | 2.3039e-06 | 0.01817 | 0.01817 | 0.01817 | 0.99731 | -0.050981 | 0.99692 | -0.058409 | 4.9918
21 | -0.12309 | -0.031105 | 0.12351 | 0.031377 | 0.0004262 | 0.00027235 | 0.18637 | 0.18637 | 0.18637 | 0.98321 | -0.32104 | 0.98693 | -0.24909 | 51.2014
22 | 0.11132 | 0.028156 | -0.11121 | -0.028085 | 0.00011096 | 7.0884e-05 | 0.16857 | 0.16857 | 0.16857 | 0.98321 | -0.32104 | 0.98214 | -0.34184 | 46.3093
23 | 0.011766 | 0.0029491 | -0.011765 | -0.0029485 | 1.0846e-06 | 5.7846e-07 | 0.017807 | 0.017807 | 0.017807 | 0.98321 | -0.32104 | 0.98311 | -0.32297 | 4.8922
24 | 0.0081734 | 0.0020491 | -0.0081696 | -0.0020475 | 3.8402e-06 | 1.5965e-06 | 0.012323 | 0.012324 | 0.012324 | 0.98693 | -0.24909 | 0.98642 | -0.25895 | 3.3856
25 | -0.13169 | -0.033427 | 0.13262 | 0.034025 | 0.00093603 | 0.00059825 | 0.1987 | 0.1987 | 0.1987 | 0.98693 | -0.24909 | 0.9946 | -0.10247 | 54.5869
26 | 0.09867 | 0.024943 | -0.098506 | -0.024838 | 0.00016401 | 0.00010472 | 0.14957 | 0.14957 | 0.14957 | 0.98214 | -0.34184 | 0.98036 | -0.37656 | 41.0903
27 | 0.0024266 | 0.00060803 | -0.0024266 | -0.00060815 | 6.5586e-08 | -1.2241e-07 | 0.0036728 | 0.0036729 | 0.0036729 | 0.98311 | -0.32297 | 0.98308 | -0.32354 | 1.009
28 | 0.15576 | 0.039891 | -0.1556 | -0.039787 | 0.00016323 | 0.00010405 | 0.23307 | 0.23307 | 0.23307 | 0.99573 | -0.080815 | 0.9946 | -0.10247 | 32.0154
29 | 0.010492 | 0.0026296 | -0.01049 | -0.0026287 | 1.9032e-06 | 9.4832e-07 | 0.015661 | 0.015661 | 0.015661 | 0.99692 | -0.058409 | 0.99673 | -0.062217 | 4.3025
30 | 0.02461 | 0.0061718 | -0.024601 | -0.0061664 | 8.6318e-06 | 5.3215e-06 | 0.037586 | 0.037586 | 0.037586 | 0.97431 | -0.49519 | 0.97394 | -0.50255 | 10.326
31 | -0.02461 | -0.0061718 | 0.024612 | 0.0061734 | 2.7455e-06 | 1.6926e-06 | 0.037586 | 0.037586 | 0.037586 | 0.97431 | -0.49519 | 0.97443 | -0.49285 | 10.3259
32 | 0.012666 | 0.0031751 | -0.012663 | -0.0031736 | 2.812e-06 | 1.5505e-06 | 0.019351 | 0.019351 | 0.019351 | 0.97394 | -0.50255 | 0.9737 | -0.50721 | 5.3163
33 | -0.03644 | -0.0091377 | 0.036453 | 0.0091456 | 1.2445e-05 | 7.8311e-06 | 0.055648 | 0.055648 | 0.055648 | 0.97443 | -0.49285 | 0.97479 | -0.48568 | 15.2879
34 | 0.022977 | 0.0057622 | -0.022972 | -0.0057592 | 4.9334e-06 | 3.0129e-06 | 0.034377 | 0.034377 | 0.034377 | 0.9946 | -0.10247 | 0.99436 | -0.10698 | 9.4441
35 | 0.018764 | 0.0047046 | -0.018759 | -0.0047017 | 4.8924e-06 | 2.9166e-06 | 0.02808 | 0.02808 | 0.02808 | 0.99436 | -0.10698 | 0.99408 | -0.11245 | 7.7143
36 | 0.0002985 | 7.4775e-05 | -0.0002985 | -7.4812e-05 | 2.1253e-10 | -3.6418e-08 | 0.00044752 | 0.00044753 | 0.00044753 | 0.9925 | -0.1431 | 0.9925 | -0.14312 | 0.12295
37 | -0.0033344 | -0.00083358 | 0.0033367 | 0.00083187 | 2.3106e-06 | -1.7115e-06 | 0.0049984 | 0.0049973 | 0.0049984 | 0.9925 | -0.1431 | 0.99325 | -0.12852 | 1.3732
38 | 0.0030359 | 0.0007588 | -0.0030359 | -0.00075888 | 7.3788e-08 | -7.5551e-08 | 0.0045509 | 0.004551 | 0.004551 | 0.9925 | -0.1431 | 0.99247 | -0.14361 | 1.2503
39 | -0.014612 | -0.0036582 | 0.014618 | 0.0036614 | 5.5779e-06 | 3.1679e-06 | 0.02189 | 0.021889 | 0.02189 | 0.99325 | -0.12852 | 0.99366 | -0.1205 | 6.0136
40 | 0.011275 | 0.0028264 | -0.011275 | -0.0028262 | 3.4274e-07 | 1.779e-07 | 0.016892 | 0.016892 | 0.016892 | 0.99325 | -0.12852 | 0.99322 | -0.12915 | 4.6407
41 | 0.0025707 | 0.00064229 | -0.0025706 | -0.0006424 | 6.798e-08 | -1.1424e-07 | 0.0038535 | 0.0038536 | 0.0038536 | 0.99247 | -0.14361 | 0.99244 | -0.14417 | 1.0587
42 | -0.002265 | -0.00056602 | 0.0022651 | 0.00056584 | 7.914e-08 | -1.8586e-07 | 0.0033956 | 0.0033955 | 0.0033956 | 0.99241 | -0.1449 | 0.99244 | -0.14417 | 0.93285
43 | 0.00048094 | 0.00011926 | -0.00048094 | -0.00011977 | 7.7428e-09 | -5.0856e-07 | 0.00072068 | 0.00072086 | 0.00072086 | 0.99241 | -0.1449 | 0.99239 | -0.14524 | 0.19804
44 | 0.0017841 | 0.00044676 | -0.001784 | -0.00044689 | 3.1291e-08 | -1.3065e-07 | 0.0026749 | 0.0026749 | 0.0026749 | 0.99241 | -0.1449 | 0.99239 | -0.14527 | 0.73488
45 | 0.0001693 | 4.1665e-05 | -0.0001693 | -4.212e-05 | 8.5228e-10 | -4.5582e-07 | 0.00025358 | 0.00025374 | 0.00025374 | 0.99239 | -0.14524 | 0.99238 | -0.14535 | 0.069709
46 | 0.001784 | 0.00044689 | -0.001784 | -0.00044711 | 5.0852e-08 | -2.123e-07 | 0.0026749 | 0.002675 | 0.002675 | 0.99239 | -0.14527 | 0.99236 | -0.14587 | 0.7349
47 | -0.018332 | -0.0045922 | 0.018339 | 0.0045964 | 7.0296e-06 | 4.1766e-06 | 0.027451 | 0.027451 | 0.027451 | 0.99366 | -0.1205 | 0.99408 | -0.11245 | 7.5416
48 | 0.011275 | 0.0028262 | -0.011273 | -0.0028251 | 2.0376e-06 | 1.0577e-06 | 0.016892 | 0.016892 | 0.016892 | 0.99322 | -0.12915 | 0.99302 | -0.13295 | 4.6407
49 | -0.025922 | -0.0064994 | 0.025927 | 0.0065028 | 5.6207e-06 | 3.4679e-06 | 0.038783 | 0.038783 | 0.038783 | 0.99458 | -0.10385 | 0.99481 | -0.099296 | 10.6546
50 | 0.011847 | 0.0029702 | -0.011844 | -0.0029689 | 2.5616e-06 | 1.3573e-06 | 0.017724 | 0.017725 | 0.017725 | 0.99458 | -0.10385 | 0.99434 | -0.10838 | 4.8694
51 | 0.014075 | 0.0035291 | -0.01407 | -0.0035264 | 4.836e-06 | 2.7178e-06 | 0.021058 | 0.021059 | 0.021059 | 0.99458 | -0.10385 | 0.99421 | -0.11106 | 5.7853
52 | 0.031174 | 0.0078287 | -0.031163 | -0.0078218 | 1.1175e-05 | 6.9742e-06 | 0.046635 | 0.046635 | 0.046635 | 0.99481 | -0.099296 | 0.99442 | -0.10681 | 12.8119
53 | -0.057101 | -0.014332 | 0.057155 | 0.014365 | 5.3294e-05 | 3.3855e-05 | 0.085418 | 0.085418 | 0.085418 | 0.99481 | -0.099296 | 0.99583 | -0.079746 | 23.4665
54 | 0.01029 | 0.0025794 | -0.010287 | -0.0025781 | 2.6642e-06 | 1.3166e-06 | 0.015399 | 0.015399 | 0.015399 | 0.99434 | -0.10838 | 0.99406 | -0.11382 | 4.2306
55 | 0.0090846 | 0.0022769 | -0.009083 | -0.0022762 | 1.6475e-06 | 7.4631e-07 | 0.013597 | 0.013597 | 0.013597 | 0.99421 | -0.11106 | 0.99401 | -0.11486 | 3.7354
56 | -0.0011124 | -0.0002788 | 0.0011124 | 0.00027864 | 1.3324e-08 | -1.5912e-07 | 0.0016614 | 0.0016613 | 0.0016614 | 0.99633 | -0.069907 | 0.99634 | -0.069655 | 0.45643
57 | -0.0023199 | -0.00058126 | 0.0023201 | 0.0005808 | 2.0266e-07 | -4.5673e-07 | 0.0034647 | 0.0034645 | 0.0034647 | 0.99634 | -0.069655 | 0.99644 | -0.067821 | 0.95183
58 | -0.0041217 | -0.0010323 | 0.004122 | 0.0010322 | 3.066e-07 | -8.4942e-08 | 0.0061548 | 0.0061547 | 0.0061548 | 0.99644 | -0.067821 | 0.99652 | -0.066258 | 1.6909
59 | 0.0083125 | 0.0020831 | -0.0083125 | -0.0020831 | 1.2467e-08 | 5.2078e-09 | 0.012456 | 0.012456 | 0.012456 | 0.99302 | -0.13295 | 0.99302 | -0.13298 | 3.422
60 | -0.0001693 | -4.243e-05 | 0.0001693 | 4.212e-05 | 5.7866e-10 | -3.0915e-07 | 0.00025385 | 0.00025374 | 0.00025385 | 0.99238 | -0.14542 | 0.99238 | -0.14535 | 0.069739
61 | 0.0035059 | 0.0008785 | -0.0035057 | -0.00087861 | 1.8116e-07 | -1.1049e-07 | 0.0052534 | 0.0052535 | 0.0052535 | 0.99302 | -0.13298 | 0.99296 | -0.13406 | 1.4433
62 | 0.0037219 | 0.00093263 | -0.0037217 | -0.00093274 | 2.2439e-07 | -1.0748e-07 | 0.0055647 | 0.0055648 | 0.0055648 | 0.99524 | -0.091643 | 0.99517 | -0.092909 | 1.5288
63 | 0.0025297 | 0.00063113 | -0.0025291 | -0.00063228 | 6.4354e-07 | -1.1453e-06 | 0.0037824 | 0.0037829 | 0.0037829 | 0.99494 | -0.097455 | 0.99466 | -0.10281 | 1.0393
64 | 0.0033021 | 0.00082747 | -0.003302 | -0.00082755 | 1.0249e-07 | -7.993e-08 | 0.0049385 | 0.0049385 | 0.0049385 | 0.99494 | -0.097455 | 0.9949 | -0.098107 | 1.3567
65 | 0.0037983 | 0.00095134 | -0.0037979 | -0.00095153 | 4.371e-07 | -1.893e-07 | 0.0056805 | 0.0056807 | 0.0056807 | 0.99494 | -0.097455 | 0.99481 | -0.099872 | 1.5606
66 | -0.020855 | -0.0052284 | 0.020861 | 0.0052321 | 6.156e-06 | 3.7196e-06 | 0.031154 | 0.031154 | 0.031154 | 0.99613 | -0.074389 | 0.99645 | -0.068197 | 8.5587
67 | 0.029739 | 0.0074648 | -0.029734 | -0.0074618 | 4.8049e-06 | 2.9912e-06 | 0.044504 | 0.044504 | 0.044504 | 0.99442 | -0.10681 | 0.99425 | -0.1102 | 12.2264
68 | 0.009459 | 0.0023705 | -0.009459 | -0.0023705 | 1.5985e-08 | 7.474e-09 | 0.014159 | 0.014159 | 0.014159 | 0.99406 | -0.11382 | 0.99406 | -0.11385 | 3.8899
69 | 0.0070031 | 0.0017549 | -0.0070022 | -0.0017546 | 8.4924e-07 | 2.7644e-07 | 0.010483 | 0.010484 | 0.010484 | 0.99401 | -0.11486 | 0.99388 | -0.11741 | 2.8801
70 | -0.086068 | -0.021672 | 0.086193 | 0.021752 | 0.00012539 | 8.0002e-05 | 0.13088 | 0.13088 | 0.13088 | 0.9788 | -0.40699 | 0.98036 | -0.37656 | 35.9562
71 | 0.033199 | 0.0083505 | -0.033174 | -0.0083344 | 2.5643e-05 | 1.6046e-05 | 0.049453 | 0.049454 | 0.049454 | 0.99916 | -0.016108 | 0.99832 | -0.032291 | 13.5861
72 | 0.0090413 | 0.0022655 | -0.0090396 | -0.0022647 | 1.7402e-06 | 7.8182e-07 | 0.013498 | 0.013498 | 0.013498 | 0.99673 | -0.062217 | 0.99652 | -0.066258 | 3.7082
73 | -0.0020473 | -0.0005131 | 0.0020474 | 0.00051285 | 8.2292e-08 | -2.5111e-07 | 0.0030625 | 0.0030624 | 0.0030625 | 0.99475 | -0.10102 | 0.9948 | -0.10018 | 0.84134
74 | -0.0037978 | -0.00095155 | 0.0037979 | 0.00095153 | 5.5775e-08 | -2.4145e-08 | 0.0056807 | 0.0056807 | 0.0056807 | 0.9948 | -0.10018 | 0.99481 | -0.099872 | 1.5606
75 | -0.00078166 | -0.0001959 | 0.00078166 | 0.0001959 | 5.1781e-11 | -1.3037e-09 | 0.0011719 | 0.0011719 | 0.0011719 | 0.99255 | -0.14304 | 0.99255 | -0.14304 | 0.32194
76 | -0.0015892 | -0.00039828 | 0.0015892 | 0.00039828 | 2.1131e-10 | -1.1556e-09 | 0.0023825 | 0.0023825 | 0.0023825 | 0.99255 | -0.14304 | 0.99255 | -0.14303 | 0.65452
77 | 0.0047232 | 0.0011835 | -0.0047225 | -0.0011835 | 6.3474e-07 | -3.2361e-08 | 0.0070713 | 0.0070715 | 0.0070715 | 0.99388 | -0.11741 | 0.99373 | -0.12023 | 1.9427
78 | 0.0047225 | 0.0011835 | -0.0047222 | -0.0011835 | 2.771e-07 | -1.4081e-08 | 0.0070715 | 0.0070716 | 0.0070716 | 0.99373 | -0.12023 | 0.99367 | -0.12146 | 1.9427
79 | 0.0020094 | 0.00050358 | -0.0020094 | -0.00050359 | 2.517e-09 | -7.9918e-09 | 0.003009 | 0.003009 | 0.003009 | 0.99367 | -0.12146 | 0.99367 | -0.12149 | 0.82665
80 | 0.028321 | 0.0071077 | -0.02832 | -0.0071071 | 9.4902e-07 | 5.8911e-07 | 0.042389 | 0.042389 | 0.042389 | 0.99425 | -0.1102 | 0.99421 | -0.1109 | 11.6454
81 | 0.0086562 | 0.0021693 | -0.0086562 | -0.0021693 | 6.6782e-09 | 2.8984e-09 | 0.012957 | 0.012957 | 0.012957 | 0.99406 | -0.11385 | 0.99406 | -0.11387 | 3.5597
82 | 0.0031884 | 0.00079898 | -0.0031883 | -0.00079905 | 7.6901e-08 | -6.744e-08 | 0.0047732 | 0.0047733 | 0.0047733 | 0.99396 | -0.11587 | 0.99393 | -0.11638 | 1.3113
83 | -0.0057557 | -0.0014424 | 0.0057563 | 0.0014425 | 5.4481e-07 | 9.503e-08 | 0.0086166 | 0.0086166 | 0.0086166 | 0.99396 | -0.11587 | 0.99406 | -0.11388 | 2.3672
84 | 0.0023816 | 0.00059685 | -0.0023816 | -0.00059686 | 3.238e-09 | -6.7309e-09 | 0.0035655 | 0.0035655 | 0.0035655 | 0.99393 | -0.11638 | 0.99393 | -0.11641 | 0.97952
85 | -0.0072563 | -0.0018184 | 0.0072563 | 0.0018184 | 4.9179e-09 | 1.7064e-09 | 0.010862 | 0.010862 | 0.010862 | 0.99406 | -0.11388 | 0.99406 | -0.11387 | 2.9841
86 | 0.02682 | 0.0067312 | -0.026817 | -0.0067293 | 3.1271e-06 | 1.9343e-06 | 0.040145 | 0.040145 | 0.040145 | 0.99421 | -0.1109 | 0.99409 | -0.11335 | 11.0288
87 | 0.0025291 | 0.00063228 | -0.0025283 | -0.00063365 | 7.7251e-07 | -1.3731e-06 | 0.0037829 | 0.0037836 | 0.0037836 | 0.99466 | -0.10281 | 0.99433 | -0.10923 | 1.0394
88 | 0.025914 | 0.0065075 | -0.025897 | -0.0064968 | 1.7344e-05 | 1.0696e-05 | 0.038659 | 0.038659 | 0.038659 | 0.99758 | -0.046552 | 0.99685 | -0.06059 | 10.6206
89 | -0.029553 | -0.0074196 | 0.029574 | 0.0074321 | 2.012e-05 | 1.2516e-05 | 0.044087 | 0.044087 | 0.044087 | 0.99758 | -0.046552 | 0.99832 | -0.032291 | 12.1119
90 | 0.020869 | 0.0052367 | -0.020861 | -0.0052321 | 7.5664e-06 | 4.5715e-06 | 0.031153 | 0.031154 | 0.031154 | 0.99685 | -0.06059 | 0.99645 | -0.068197 | 8.5587
91 | -0.0010952 | -0.00027448 | 0.0010952 | 0.00027439 | 7.175e-09 | -8.719e-08 | 0.0016417 | 0.0016416 | 0.0016417 | 0.99267 | -0.14073 | 0.99268 | -0.1406 | 0.45101
92 | -0.0021441 | -0.00053727 | 0.0021441 | 0.00053726 | 4.5861e-09 | -1.2371e-08 | 0.0032139 | 0.0032139 | 0.0032139 | 0.99268 | -0.1406 | 0.99268 | -0.14055 | 0.88295
93 | -0.0033067 | -0.00082863 | 0.0033067 | 0.00082859 | 5.2651e-08 | -4.0186e-08 | 0.0049566 | 0.0049566 | 0.0049566 | 0.99268 | -0.14055 | 0.9927 | -0.14022 | 1.3617
94 | -0.0043425 | -0.0010882 | 0.0043425 | 0.0010882 | 1.8731e-08 | -3.2533e-09 | 0.0065092 | 0.0065092 | 0.0065092 | 0.9927 | -0.14022 | 0.9927 | -0.14013 | 1.7882
95 | 0.025344 | 0.0063601 | -0.02534 | -0.0063579 | 3.5242e-06 | 2.1709e-06 | 0.03794 | 0.03794 | 0.03794 | 0.99409 | -0.11335 | 0.99394 | -0.11626 | 10.423
96 | 0.024574 | 0.0061659 | -0.024572 | -0.0061642 | 2.7579e-06 | 1.6946e-06 | 0.036793 | 0.036793 | 0.036793 | 0.99394 | -0.11626 | 0.99381 | -0.11862 | 10.1078
97 | 0.022227 | 0.0055765 | -0.022225 | -0.0055755 | 1.7482e-06 | 1.0643e-06 | 0.033282 | 0.033282 | 0.033282 | 0.99381 | -0.11862 | 0.99373 | -0.12027 | 9.1433
98 | 0.021083 | 0.0052892 | -0.021076 | -0.005285 | 6.971e-06 | 4.2199e-06 | 0.031571 | 0.031571 | 0.031571 | 0.99373 | -0.12027 | 0.99337 | -0.12721 | 8.6735
99 | 0.019943 | 0.0050012 | -0.019943 | -0.0050009 | 5.0404e-07 | 3.0309e-07 | 0.029875 | 0.029875 | 0.029875 | 0.99337 | -0.12721 | 0.99334 | -0.12774 | 8.2075
100 | 0.018861 | 0.0047296 | -0.018861 | -0.0047296 | 4.525e-08 | 2.7003e-08 | 0.028254 | 0.028254 | 0.028254 | 0.99334 | -0.12774 | 0.99334 | -0.12779 | 7.7621
101 | 0.017839 | 0.0044735 | -0.017833 | -0.0044703 | 5.4432e-06 | 3.2206e-06 | 0.026723 | 0.026723 | 0.026723 | 0.99334 | -0.12779 | 0.99301 | -0.13419 | 7.3416
102 | 0.016613 | 0.0041645 | -0.016612 | -0.0041639 | 1.1127e-06 | 6.502e-07 | 0.024895 | 0.024895 | 0.024895 | 0.99301 | -0.13419 | 0.99294 | -0.1356 | 6.8393
103 | -0.0054052 | -0.0013545 | 0.0054054 | 0.0013545 | 1.4758e-07 | 1.6941e-08 | 0.0081022 | 0.0081021 | 0.0081022 | 0.9927 | -0.14013 | 0.99273 | -0.13955 | 2.2259
104 | -0.0066059 | -0.0016554 | 0.0066063 | 0.0016555 | 4.3665e-07 | 1.2589e-07 | 0.0099015 | 0.0099015 | 0.0099015 | 0.99273 | -0.13955 | 0.9928 | -0.13817 | 2.7202
105 | 0.0083373 | 0.0020896 | -0.0083371 | -0.0020895 | 2.0009e-07 | 8.3873e-08 | 0.012496 | 0.012496 | 0.012496 | 0.9928 | -0.13817 | 0.99278 | -0.13867 | 3.433
106 | -0.014944 | -0.0037451 | 0.014945 | 0.0037457 | 1.044e-06 | 5.9641e-07 | 0.022398 | 0.022398 | 0.022398 | 0.9928 | -0.13817 | 0.99288 | -0.1367 | 6.1532
107 | 0.0075271 | 0.0018865 | -0.007527 | -0.0018864 | 1.0919e-07 | 4.0303e-08 | 0.011282 | 0.011282 | 0.011282 | 0.99278 | -0.13867 | 0.99276 | -0.13897 | 3.0994
108 | -0.015736 | -0.0039441 | 0.015737 | 0.0039446 | 8.2671e-07 | 4.7783e-07 | 0.023584 | 0.023584 | 0.023584 | 0.99288 | -0.1367 | 0.99294 | -0.1356 | 6.4791
109 | 0.0067125 | 0.0016823 | -0.0067115 | -0.001682 | 1.0156e-06 | 3.0412e-07 | 0.010061 | 0.010061 | 0.010061 | 0.99276 | -0.13897 | 0.9926 | -0.14215 | 2.7641
110 | 0.0056094 | 0.0014058 | -0.0056093 | -0.0014058 | 9.5449e-08 | 1.4562e-08 | 0.0084091 | 0.0084091 | 0.0084091 | 0.9926 | -0.14215 | 0.99258 | -0.14251 | 2.3102
111 | 0.0048448 | 0.0012142 | -0.0048448 | -0.0012142 | 5.3943e-08 | -7.2141e-10 | 0.0072631 | 0.0072631 | 0.0072631 | 0.99258 | -0.14251 | 0.99257 | -0.14274 | 1.9954
112 | -0.0023874 | -0.00059834 | 0.0023874 | 0.00059834 | 4.8231e-10 | -9.8968e-10 | 0.0035792 | 0.0035792 | 0.0035792 | 0.99255 | -0.14303 | 0.99255 | -0.14303 | 0.98328
113 | -0.0031657 | -0.00079338 | 0.0031657 | 0.00079338 | 8.3669e-10 | -7.4304e-10 | 0.0047459 | 0.0047459 | 0.0047459 | 0.99255 | -0.14303 | 0.99255 | -0.14302 | 1.3038
114 | -0.003932 | -0.00098545 | 0.0039321 | 0.00098543 | 5.3025e-08 | -1.8658e-08 | 0.0058948 | 0.0058948 | 0.0058948 | 0.99255 | -0.14302 | 0.99257 | -0.14274 | 1.6195

## res_trafo
| p_hv_mw | q_hv_mvar | p_lv_mw | q_lv_mvar | pl_mw | ql_mvar | i_hv_ka | i_lv_ka | vm_hv_pu | va_hv_degree | vm_lv_pu | va_lv_degree | loading_percent
0 | -1.2729e-15 | -1.3162e-15 | 0.00165 | 1.2699e-07 | 0.00165 | 1.2699e-07 | 5.2857e-17 | 0.0023815 | 0.99998 | 149.9956 | 1 | 0 | 0.2619

## res_ext_grid
| p_mw | q_mvar
0 | 0.28222 | 0.071605

## res_load
| p_mw | q_mvar
0 | 0.00080676 | 0.00020219
1 | 0.0007965 | 0.00019962
2 | 0.00069969 | 0.00017536
3 | 0.0018314 | 0.00045899
4 | 0.0034087 | 0.0008543
5 | 0.012788 | 0.003205
6 | 0.01193 | 0.0029899
7 | 0.0058199 | 0.0014586
8 | 0.012539 | 0.0031425
9 | 0.0093385 | 0.0023405
10 | 0.0063081 | 0.001581
11 | 0.0016811 | 0.00042131
12 | 0.011935 | 0.0029913
13 | 0.011828 | 0.0029643
14 | 0.0042078 | 0.0010546
15 | 0.0081696 | 0.0020475
16 | 0.0002985 | 7.4812e-05
17 | 0.0004652 | 0.00011659
18 | 0.00030551 | 7.6567e-05
19 | 0.00031164 | 7.8104e-05
20 | 0.001784 | 0.00044711
21 | 0.0037141 | 0.00093084
22 | 0.0015539 | 0.00038944
23 | 0.0049855 | 0.0012495
24 | 0.0011124 | 0.0002788
25 | 0.0012075 | 0.00030262
26 | 0.0018016 | 0.00045152
27 | 0.0029605 | 0.00074198
28 | 0.00042012 | 0.00010529
29 | 0.0001693 | 4.243e-05
30 | 0.0048066 | 0.0012046
31 | 0.0024068 | 0.0006032
32 | 0.0037217 | 0.00093274
33 | 0.001179 | 0.00029549
34 | 0.0013685 | 0.00034298
35 | 0.0014242 | 0.00035695
36 | 0.0018344 | 0.00045974
37 | 0.0008284 | 0.00020762
38 | 0.0020799 | 0.00052128
39 | 0.012472 | 0.0031258
40 | 0.012188 | 0.0030545
41 | 0.0039715 | 0.00099535
42 | 0.0014491 | 0.00036317
43 | 0.0020473 | 0.0005131
44 | 0.0017504 | 0.0004387
45 | 0.012312 | 0.0030858
46 | 0.0024266 | 0.00060815
47 | 0.00078166 | 0.0001959
48 | 0.00080751 | 0.00020238
49 | 0.012663 | 0.0031736
50 | 0.0035057 | 0.00087861
51 | 0.0049176 | 0.0012325
52 | 0.0022791 | 0.00057119
53 | 0.0027129 | 0.00067991
54 | 0.0020094 | 0.00050359
55 | 0.0014131 | 0.00035417
56 | 0.00080284 | 0.00020121
57 | 0.0025673 | 0.00064343
58 | 0.00080676 | 0.00020219
59 | 0.0015 | 0.00037594
60 | 0.0007783 | 0.00019506
61 | 0.0013999 | 0.00035084
62 | 0.0014996 | 0.00037585
63 | 0.003302 | 0.00082755
64 | 0.0025283 | 0.00063365
65 | 0.0036392 | 0.00091208
66 | 0.0050282 | 0.0012602
67 | 0.0036003 | 0.00090231
68 | 0.0010952 | 0.00027448
69 | 0.0010489 | 0.00026288
70 | 0.0011626 | 0.00029137
71 | 0.0010358 | 0.00025959
72 | 0.0014731 | 0.0003692
73 | 0.00076621 | 0.00019203
74 | 0.0023448 | 0.00058767
75 | 0.0011422 | 0.00028626
76 | 0.0011324 | 0.0002838
77 | 0.0010823 | 0.00027126
78 | 0.0010218 | 0.00025609
79 | 0.0012201 | 0.00030579
80 | 0.0010627 | 0.00026635
81 | 0.0012005 | 0.00030087
82 | 0.00081003 | 0.00020301
83 | 0.00079175 | 0.00019843
84 | 0.0008145 | 0.00020413
85 | 0.00087481 | 0.00021925
86 | 0.0011021 | 0.0002762
87 | 0.00076448 | 0.0001916
88 | 0.00079823 | 0.00020006
89 | 0.00077825 | 0.00019505
90 | 0.00076636 | 0.00019207
91 | 0.00091271 | 0.00022875

## dtypes
| element | column | dtype
0 | bus | name | object
1 | bus | vn_kv | float64
2 | bus | type | object
3 | bus | zone | object
4 | bus | in_service | bool
5 | load | name | object
6 | load | bus | uint32
7 | load | p_mw | float64
8 | load | q_mvar | float64
9 | load | const_z_percent | float64
10 | load | const_i_percent | float64
11 | load | sn_mva | float64
12 | load | scaling | float64
13 | load | in_service | bool
14 | load | type | object
15 | ext_grid | name | object
16 | ext_grid | bus | uint32
17 | ext_grid | vm_pu | float64
18 | ext_grid | va_degree | float64
19 | ext_grid | slack_weight | float64
20 | ext_grid | in_service | bool
21 | line | name | object
22 | line | std_type | object
23 | line | from_bus | uint32
24 | line | to_bus | uint32
25 | line | length_km | float64
26 | line | r_ohm_per_km | float64
27 | line | x_ohm_per_km | float64
28 | line | c_nf_per_km | float64
29 | line | g_us_per_km | float64
30 | line | max_i_ka | float64
31 | line | df | float64
32 | line | parallel | uint32
33 | line | type | object
34 | line | in_service | bool
35 | trafo | name | object
36 | trafo | std_type | object
37 | trafo | hv_bus | uint32
38 | trafo | lv_bus | uint32
39 | trafo | sn_mva | float64
40 | trafo | vn_hv_kv | float64
41 | trafo | vn_lv_kv | float64
42 | trafo | vk_percent | float64
43 | trafo | vkr_percent | float64
44 | trafo | pfe_kw | float64
45 | trafo | i0_percent | float64
46 | trafo | shift_degree | float64
47 | trafo | tap_side | object
48 | trafo | tap_neutral | int32
49 | trafo | tap_min | int32
50 | trafo | tap_max | int32
51 | trafo | tap_step_percent | float64
52 | trafo | tap_step_degree | float64
53 | trafo | tap_pos | int32
54 | trafo | tap_phase_shifter | bool
55 | trafo | parallel | uint32
56 | trafo | df | float64
57 | trafo | in_service | bool
58 | line_geodata | coords | object
59 | bus_geodata | x | float64
60 | bus_geodata | y | float64
61 | bus_geodata | coords | object
62 | res_bus | vm_pu | float64
63 | res_bus | va_degree | float64
64 | res_bus | p_mw | float64
65 | res_bus | q_mvar | float64
66 | res_line | p_from_mw | float64
67 | res_line | q_from_mvar | float64
68 | res_line | p_to_mw | float64
69 | res_line | q_to_mvar | float64
70 | res_line | pl_mw | float64
71 | res_line | ql_mvar | float64
72 | res_line | i_from_ka | float64
73 | res_line | i_to_ka | float64
74 | res_line | i_ka | float64
75 | res_line | vm_from_pu | float64
76 | res_line | va_from_degree | float64
77 | res_line | vm_to_pu | float64
78 | res_line | va_to_degree | float64
79 | res_line | loading_percent | float64
80 | res_trafo | p_hv_mw | float64
81 | res_trafo | q_hv_mvar | float64
82 | res_trafo | p_lv_mw | float64
83 | res_trafo | q_lv_mvar | float64
84 | res_trafo | pl_mw | float64
85 | res_trafo | ql_mvar | float64
86 | res_trafo | i_hv_ka | float64
87 | res_trafo | i_lv_ka | float64
88 | res_trafo | vm_hv_pu | float64
89 | res_trafo | va_hv_degree | float64
90 | res_trafo | vm_lv_pu | float64
91 | res_trafo | va_lv_degree | float64
92 | res_trafo | loading_percent | float64
93 | res_ext_grid | p_mw | float64
94 | res_ext_grid | q_mvar | float64
95 | res_load | p_mw | float64
96 | res_load | q_mvar | float64

## parameters
| version | format_version | converged | OPF_converged | name | f_hz | sn_mva
0 | 2.14.6 | 2.14.0 | TRUE | FALSE |  | 50 | 1