## bus
| name | vn_kv | type | zone | in_service
0 | bus_LV_261-502_0_6_node_0 | 0.4 | n |  | TRUE
1 | bus_LV_261-502_0_6_node_1 | 0.4 | n |  | TRUE
2 | bus_LV_261-502_0_6_node_2 | 0.4 | n |  | TRUE
3 | bus_LV_261-502_0_6_node_13 | 0.4 | n |  | TRUE
4 | bus_LV_261-502_0_6_node_14 | 0.4 | n |  | TRUE
5 | bus_LV_261-502_0_6_node_3 | 0.4 | n |  | TRUE
6 | bus_LV_261-502_0_6_node_4 | 0.4 | n |  | TRUE
7 | bus_LV_261-502_0_6_node_5 | 0.4 | n |  | TRUE
8 | bus_LV_261-502_0_6_node_6 | 0.4 | n |  | TRUE
9 | bus_LV_261-502_0_6_node_7 | 0.4 | n |  | TRUE
10 | bus_LV_261-502_0_6_node_93 | 0.4 | n |  | TRUE
11 | bus_LV_261-502_0_6_node_94 | 0.4 | n |  | TRUE
12 | bus_LV_261-502_0_6_node_8 | 0.4 | n |  | TRUE
13 | bus_LV_261-502_0_6_node_9 | 0.4 | n |  | TRUE
14 | bus_LV_261-502_0_6_node_11 | 0.4 | n |  | TRUE
15 | bus_LV_261-502_0_6_node_21 | 0.4 | n |  | TRUE
16 | bus_LV_261-502_0_6_node_12 | 0.4 | n |  | TRUE
17 | bus_LV_261-502_0_6_node_19 | 0.4 | n |  | TRUE
18 | bus_LV_261-502_0_6_node_49 | 0.4 | n |  | TRUE
19 | bus_LV_261-502_0_6_node_15 | 0.4 | n |  | TRUE
20 | bus_LV_261-502_0_6_node_20 | 0.4 | n |  | TRUE
21 | bus_LV_261-502_0_6_node_17 | 0.4 | n |  | TRUE
22 | bus_LV_261-502_0_6_node_50 | 0.4 | n |  | TRUE
23 | bus_LV_261-502_0_6_node_16 | 0.4 | n |  | TRUE
24 | bus_LV_261-502_0_6_node_18 | 0.4 | n |  | TRUE
25 | bus_LV_261-502_0_6_node_96 | 0.4 | n |  | TRUE
26 | bus_LV_261-502_0_6_node_22 | 0.4 | n |  | TRUE
27 | bus_LV_261-502_0_6_node_23 | 0.4 | n |  | TRUE
28 | bus_LV_261-502_0_6_node_97 | 0.4 | n |  | TRUE
29 | bus_LV_261-502_0_6_node_82 | 0.4 | n |  | TRUE
30 | bus_LV_261-502_0_6_node_83 | 0.4 | n |  | TRUE
31 | bus_LV_261-502_0_6_node_24 | 0.4 | n |  | TRUE
32 | bus_LV_261-502_0_6_node_25 | 0.4 | n |  | TRUE
33 | bus_LV_261-502_0_6_node_28 | 0.4 | n |  | TRUE
34 | bus_LV_261-502_0_6_node_45 | 0.4 | n |  | TRUE
35 | bus_LV_261-502_0_6_node_26 | 0.4 | n |  | TRUE
36 | bus_LV_261-502_0_6_node_42 | 0.4 | n |  | TRUE
37 | bus_LV_261-502_0_6_node_112 | 0.4 | n |  | TRUE
38 | bus_LV_261-502_0_6_node_27 | 0.4 | n |  | TRUE
39 | bus_LV_261-502_0_6_node_111 | 0.4 | n |  | TRUE
40 | bus_LV_261-502_0_6_node_29 | 0.4 | n |  | TRUE
41 | bus_LV_261-502_0_6_node_105 | 0.4 | n |  | TRUE
42 | bus_LV_261-502_0_6_node_100 | 0.4 | n |  | TRUE
43 | bus_LV_261-502_0_6_node_101 | 0.4 | n |  | TRUE
44 | bus_LV_261-502_0_6_node_33 | 0.4 | n |  | TRUE
45 | bus_LV_261-502_0_6_node_77 | 0.4 | n |  | TRUE
46 | bus_LV_261-502_0_6_node_89 | 0.4 | n |  | TRUE
47 | bus_LV_261-502_0_6_node_34 | 0.4 | n |  | TRUE
48 | bus_LV_261-502_0_6_node_43 | 0.4 | n |  | TRUE
49 | bus_LV_261-502_0_6_node_84 | 0.4 | n |  | TRUE
50 | bus_LV_261-502_0_6_node_35 | 0.4 | n |  | TRUE
51 | bus_LV_261-502_0_6_node_133 | 0.4 | n |  | TRUE
52 | bus_LV_261-502_0_6_node_36 | 0.4 | n |  | TRUE
53 | bus_LV_261-502_0_6_node_39 | 0.4 | n |  | TRUE
54 | bus_LV_261-502_0_6_node_135 | 0.4 | n |  | TRUE
55 | bus_LV_261-502_0_6_node_134 | 0.4 | n |  | TRUE
56 | bus_LV_261-502_0_6_node_41 | 0.4 | n |  | TRUE
57 | bus_LV_261-502_0_6_node_87 | 0.4 | n |  | TRUE
58 | bus_LV_261-502_0_6_node_58 | 0.4 | n |  | TRUE
59 | bus_LV_261-502_0_6_node_109 | 0.4 | n |  | TRUE
60 | bus_LV_261-502_0_6_node_117 | 0.4 | n |  | TRUE
61 | bus_LV_261-502_0_6_node_44 | 0.4 | n |  | TRUE
62 | bus_LV_261-502_0_6_node_54 | 0.4 | n |  | TRUE
63 | bus_LV_261-502_0_6_node_81 | 0.4 | n |  | TRUE
64 | bus_LV_261-502_0_6_node_46 | 0.4 | n |  | TRUE
65 | bus_LV_261-502_0_6_node_103 | 0.4 | n |  | TRUE
66 | bus_LV_261-502_0_6_node_80 | 0.4 | n |  | TRUE
67 | bus_LV_261-502_0_6_node_48 | 0.4 | n |  | TRUE
68 | bus_LV_261-502_0_6_node_74 | 0.4 | n |  | TRUE
69 | bus_LV_261-502_0_6_node_73 | 0.4 | n |  | TRUE
70 | bus_LV_261-502_0_6_node_76 | 0.4 | n |  | TRUE
71 | bus_LV_261-502_0_6_node_91 | 0.4 | n |  | TRUE
72 | bus_LV_261-502_0_6_node_88 | 0.4 | n |  | TRUE
73 | bus_LV_261-502_0_6_node_108 | 0.4 | n |  | TRUE
74 | bus_LV_261-502_0_6_node_85 | 0.4 | n |  | TRUE
75 | bus_LV_261-502_0_6_node_90 | 0.4 | n |  | TRUE
76 | bus_LV_261-502_0_6_node_92 | 0.4 | n |  | TRUE
77 | bus_LV_261-502_0_6_node_65 | 0.4 | n |  | TRUE
78 | bus_LV_261-502_0_6_node_62 | 0.4 | n |  | TRUE
79 | bus_LV_261-502_0_6_node_124 | 0.4 | n |  | TRUE
80 | bus_LV_261-502_0_6_node_56 | 0.4 | n |  | TRUE
81 | bus_LV_261-502_0_6_node_118 | 0.4 | n |  | TRUE
82 | bus_LV_261-502_0_6_node_53 | 0.4 | n |  | TRUE
83 | bus_LV_261-502_0_6_node_47 | 0.4 | n |  | TRUE
84 | bus_LV_261-502_0_6_node_51 | 0.4 | n |  | TRUE
85 | bus_LV_261-502_0_6_node_52 | 0.4 | n |  | TRUE
86 | bus_LV_261-502_0_6_node_55 | 0.4 | n |  | TRUE
87 | bus_LV_261-502_0_6_node_57 | 0.4 | n |  | TRUE
88 | bus_LV_261-502_0_6_node_59 | 0.4 | n |  | TRUE
89 | bus_LV_261-502_0_6_node_68 | 0.4 | n |  | TRUE
90 | bus_LV_261-502_0_6_node_70 | 0.4 | n |  | TRUE
91 | bus_LV_261-502_0_6_node_71 | 0.4 | n |  | TRUE
92 | bus_LV_261-502_0_6_node_66 | 0.4 | n |  | TRUE
93 | bus_LV_261-502_0_6_node_60 | 0.4 | n |  | TRUE
94 | bus_LV_261-502_0_6_node_61 | 0.4 | n |  | TRUE
95 | bus_LV_261-502_0_6_node_63 | 0.4 | n |  | TRUE
96 | bus_LV_261-502_0_6_node_64 | 0.4 | n |  | TRUE
97 | bus_LV_261-502_0_6_node_123 | 0.4 | n |  | TRUE
98 | bus_LV_261-502_0_6_node_75 | 0.4 | n |  | TRUE
99 | bus_LV_261-502_0_6_node_72 | 0.4 | n |  | TRUE
100 | bus_LV_261-502_0_6_node_122 | 0.4 | n |  | TRUE
101 | bus_LV_261-502_0_6_node_78 | 0.4 | n |  | TRUE
102 | bus_LV_261-502_0_6_node_67 | 0.4 | n |  | TRUE
103 | bus_LV_261-502_0_6_node_69 | 0.4 | n |  | TRUE
104 | bus_LV_261-502_0_6_node_120 | 0.4 | n |  | TRUE
105 | bus_LV_261-502_0_6_node_130 | 0.4 | n |  | TRUE
106 | bus_LV_261-502_0_6_node_127 | 0.4 | n |  | TRUE
107 | bus_LV_261-502_0_6_node_119 | 0.4 | n |  | TRUE
108 | bus_LV_261-502_0_6_node_121 | 0.4 | n |  | TRUE
109 | bus_LV_261-502_0_6_node_128 | 0.4 | n |  | TRUE
110 | bus_LV_261-502_0_6_node_110 | 0.4 | n |  | TRUE
111 | bus_LV_261-502_0_6_node_116 | 0.4 | n |  | TRUE
112 | bus_LV_261-502_0_6_node_106 | 0.4 | n |  | TRUE
113 | bus_LV_261-502_0_6_node_86 | 0.4 | n |  | TRUE
114 | bus_LV_261-502_0_6_node_125 | 0.4 | n |  | TRUE
115 | bus_LV_261-502_0_6_node_95 | 0.4 | n |  | TRUE
116 | bus_LV_261-502_0_6_node_98 | 0.4 | n |  | TRUE
117 | bus_LV_261-502_0_6_node_99 | 0.4 | n |  | TRUE
118 | bus_LV_261-502_0_6_node_102 | 0.4 | n |  | TRUE
119 | bus_LV_261-502_0_6_node_104 | 0.4 | n |  | TRUE
120 | bus_LV_261-502_0_6_node_107 | 0.4 | n |  | TRUE
121 | bus_LV_261-502_0_6_node_132 | 0.4 | n |  | TRUE
122 | bus_LV_261-502_0_6_node_113 | 0.4 | n |  | TRUE
123 | bus_LV_261-502_0_6_node_114 | 0.4 | n |  | TRUE
124 | bus_LV_261-502_0_6_node_115 | 0.4 | n |  | TRUE
125 | bus_LV_261-502_0_6_node_126 | 0.4 | n |  | TRUE
126 | bus_LV_261-502_0_6_node_129 | 0.4 | n |  | TRUE
127 | bus_LV_261-502_0_6_node_131 | 0.4 | n |  | TRUE
128 | bus_MV_469_0_node_168 | 20 | n |  | TRUE

## load
| name | bus | p_mw | q_mvar | const_z_percent | const_i_percent | sn_mva | scaling | in_service | type
0 | LV_261-502_0_6_load_0 | 0 | 0.0055108 | 0.0013811 | 0 | 0 |  | 1 | TRUE | wye
1 | LV_261-502_0_6_load_1 | 1 | 0.00083715 | 0.00020981 | 0 | 0 |  | 1 | TRUE | wye
2 | LV_261-502_0_6_load_2 | 2 | 0.0014028 | 0.00035157 | 0 | 0 |  | 1 | TRUE | wye
3 | LV_261-502_0_6_load_13 | 3 | 0.0043858 | 0.0010992 | 0 | 0 |  | 1 | TRUE | wye
4 | LV_261-502_0_6_load_3 | 5 | 0.0012517 | 0.0003137 | 0 | 0 |  | 1 | TRUE | wye
5 | LV_261-502_0_6_load_4 | 6 | 0.001219 | 0.00030551 | 0 | 0 |  | 1 | TRUE | wye
6 | LV_261-502_0_6_load_5 | 7 | 0.0011978 | 0.00030021 | 0 | 0 |  | 1 | TRUE | wye
7 | LV_261-502_0_6_load_6 | 8 | 0.0013284 | 0.00033293 | 0 | 0 |  | 1 | TRUE | wye
8 | LV_261-502_0_6_load_7 | 9 | 0.0011978 | 0.00030021 | 0 | 0 |  | 1 | TRUE | wye
9 | LV_261-502_0_6_load_93 | 10 | 0.0011008 | 0.00027588 | 0 | 0 |  | 1 | TRUE | wye
10 | LV_261-502_0_6_load_94 | 11 | 0.0011966 | 0.00029989 | 0 | 0 |  | 1 | TRUE | wye
11 | LV_261-502_0_6_load_8 | 12 | 0.0035306 | 0.00088486 | 0 | 0 |  | 1 | TRUE | wye
12 | LV_261-502_0_6_load_9 | 13 | 0.0017922 | 0.00044917 | 0 | 0 |  | 1 | TRUE | wye
13 | LV_261-502_0_6_load_11 | 14 | 0.00098762 | 0.00024752 | 0 | 0 |  | 1 | TRUE | wye
14 | LV_261-502_0_6_load_21 | 15 | 0.0032498 | 0.00081447 | 0 | 0 |  | 1 | TRUE | wye
15 | LV_261-502_0_6_load_49 | 18 | 0.0013383 | 0.00033541 | 0 | 0 |  | 1 | TRUE | wye
16 | LV_261-502_0_6_load_20 | 20 | 0.0013211 | 0.00033109 | 0 | 0 |  | 1 | TRUE | wye
17 | LV_261-502_0_6_load_17 | 21 | 0.0046032 | 0.0011537 | 0 | 0 |  | 1 | TRUE | wye
18 | LV_261-502_0_6_load_50 | 22 | 0.0019319 | 0.00048417 | 0 | 0 |  | 1 | TRUE | wye
19 | LV_261-502_0_6_load_16 | 23 | 0.00083715 | 0.00020981 | 0 | 0 |  | 1 | TRUE | wye
20 | LV_261-502_0_6_load_18 | 24 | 0.0041574 | 0.001042 | 0 | 0 |  | 1 | TRUE | wye
21 | LV_261-502_0_6_load_96 | 25 | 0.00083711 | 0.0002098 | 0 | 0 |  | 1 | TRUE | wye
22 | LV_261-502_0_6_load_22 | 26 | 0.0033608 | 0.00084231 | 0 | 0 |  | 1 | TRUE | wye
23 | LV_261-502_0_6_load_23 | 27 | 0.0089771 | 0.0022499 | 0 | 0 |  | 1 | TRUE | wye
24 | LV_261-502_0_6_load_97 | 28 | 0.00083596 | 0.00020951 | 0 | 0 |  | 1 | TRUE | wye
25 | LV_261-502_0_6_load_82 | 29 | 0.0089548 | 0.0022443 | 0 | 0 |  | 1 | TRUE | wye
26 | LV_261-502_0_6_load_83 | 30 | 0.0088593 | 0.0022204 | 0 | 0 |  | 1 | TRUE | wye
27 | LV_261-502_0_6_load_25 | 32 | 0.0047729 | 0.0011962 | 0 | 0 |  | 1 | TRUE | wye
28 | LV_261-502_0_6_load_45 | 34 | 0.0030284 | 0.00075898 | 0 | 0 |  | 1 | TRUE | wye
29 | LV_261-502_0_6_load_112 | 37 | 0.0017978 | 0.00045058 | 0 | 0 |  | 1 | TRUE | wye
30 | LV_261-502_0_6_load_111 | 39 | 0.005244 | 0.0013143 | 0 | 0 |  | 1 | TRUE | wye
31 | LV_261-502_0_6_load_105 | 41 | 0.0070402 | 0.0017645 | 0 | 0 |  | 1 | TRUE | wye
32 | LV_261-502_0_6_load_100 | 42 | 0.0017151 | 0.00042983 | 0 | 0 |  | 1 | TRUE | wye
33 | LV_261-502_0_6_load_101 | 43 | 0.0025322 | 0.00063463 | 0 | 0 |  | 1 | TRUE | wye
34 | LV_261-502_0_6_load_77 | 45 | 0.0017906 | 0.00044877 | 0 | 0 |  | 1 | TRUE | wye
35 | LV_261-502_0_6_load_84 | 49 | 0.0071773 | 0.0017988 | 0 | 0 |  | 1 | TRUE | wye
36 | LV_261-502_0_6_load_133 | 51 | 0.0056042 | 0.0014045 | 0 | 0 |  | 1 | TRUE | wye
37 | LV_261-502_0_6_load_135 | 54 | 0.0070791 | 0.0017742 | 0 | 0 |  | 1 | TRUE | wye
38 | LV_261-502_0_6_load_134 | 55 | 0.0065835 | 0.00165 | 0 | 0 |  | 1 | TRUE | wye
39 | LV_261-502_0_6_load_58 | 58 | 0.0043196 | 0.0010826 | 0 | 0 |  | 1 | TRUE | wye
40 | LV_261-502_0_6_load_109 | 59 | 0.0072106 | 0.0018072 | 0 | 0 |  | 1 | TRUE | wye
41 | LV_261-502_0_6_load_117 | 60 | 0.005717 | 0.0014328 | 0 | 0 |  | 1 | TRUE | wye
42 | LV_261-502_0_6_load_54 | 62 | 0.0011445 | 0.00028685 | 0 | 0 |  | 1 | TRUE | wye
43 | LV_261-502_0_6_load_46 | 64 | 0.0033715 | 0.00084497 | 0 | 0 |  | 1 | TRUE | wye
44 | LV_261-502_0_6_load_103 | 65 | 0.0071271 | 0.0017862 | 0 | 0 |  | 1 | TRUE | wye
45 | LV_261-502_0_6_load_80 | 66 | 0.0021862 | 0.00054792 | 0 | 0 |  | 1 | TRUE | wye
46 | LV_261-502_0_6_load_48 | 67 | 0.0046032 | 0.0011537 | 0 | 0 |  | 1 | TRUE | wye
47 | LV_261-502_0_6_load_74 | 68 | 0.0095804 | 0.0024011 | 0 | 0 |  | 1 | TRUE | wye
48 | LV_261-502_0_6_load_73 | 69 | 0.009615 | 0.0024098 | 0 | 0 |  | 1 | TRUE | wye
49 | LV_261-502_0_6_load_76 | 70 | 0.0019705 | 0.00049387 | 0 | 0 |  | 1 | TRUE | wye
50 | LV_261-502_0_6_load_88 | 72 | 0.028722 | 0.0071984 | 0 | 0 |  | 1 | TRUE | wye
51 | LV_261-502_0_6_load_108 | 73 | 0.0072792 | 0.0018243 | 0 | 0 |  | 1 | TRUE | wye
52 | LV_261-502_0_6_load_85 | 74 | 0.017388 | 0.0043577 | 0 | 0 |  | 1 | TRUE | wye
53 | LV_261-502_0_6_load_92 | 76 | 0.02315 | 0.0058019 | 0 | 0 |  | 1 | TRUE | wye
54 | LV_261-502_0_6_load_65 | 77 | 0.0030867 | 0.00077361 | 0 | 0 |  | 1 | TRUE | wye
55 | LV_261-502_0_6_load_124 | 79 | 0.0010863 | 0.00027225 | 0 | 0 |  | 1 | TRUE | wye
56 | LV_261-502_0_6_load_56 | 80 | 0.0043149 | 0.0010814 | 0 | 0 |  | 1 | TRUE | wye
57 | LV_261-502_0_6_load_118 | 81 | 0.037252 | 0.0093362 | 0 | 0 |  | 1 | TRUE | wye
58 | LV_261-502_0_6_load_53 | 82 | 0.0014041 | 0.00035191 | 0 | 0 |  | 1 | TRUE | wye
59 | LV_261-502_0_6_load_47 | 83 | 0.0032334 | 0.00081036 | 0 | 0 |  | 1 | TRUE | wye
60 | LV_261-502_0_6_load_51 | 84 | 0.0017906 | 0.00044876 | 0 | 0 |  | 1 | TRUE | wye
61 | LV_261-502_0_6_load_52 | 85 | 0.0026927 | 0.00067486 | 0 | 0 |  | 1 | TRUE | wye
62 | LV_261-502_0_6_load_55 | 86 | 0.00086864 | 0.0002177 | 0 | 0 |  | 1 | TRUE | wye
63 | LV_261-502_0_6_load_57 | 87 | 0.00086827 | 0.00021761 | 0 | 0 |  | 1 | TRUE | wye
64 | LV_261-502_0_6_load_71 | 91 | 0.007412 | 0.0018576 | 0 | 0 |  | 1 | TRUE | wye
65 | LV_261-502_0_6_load_66 | 92 | 0.00087655 | 0.00021968 | 0 | 0 |  | 1 | TRUE | wye
66 | LV_261-502_0_6_load_60 | 93 | 0.00083757 | 0.00020991 | 0 | 0 |  | 1 | TRUE | wye
67 | LV_261-502_0_6_load_61 | 94 | 0.00083756 | 0.00020991 | 0 | 0 |  | 1 | TRUE | wye
68 | LV_261-502_0_6_load_63 | 95 | 0.00083673 | 0.0002097 | 0 | 0 |  | 1 | TRUE | wye
69 | LV_261-502_0_6_load_123 | 97 | 0.00083673 | 0.0002097 | 0 | 0 |  | 1 | TRUE | wye
70 | LV_261-502_0_6_load_75 | 98 | 0.088742 | 0.022241 | 0 | 0 |  | 1 | TRUE | wye
71 | LV_261-502_0_6_load_72 | 99 | 0.013812 | 0.0034617 | 0 | 0 |  | 1 | TRUE | wye
72 | LV_261-502_0_6_load_122 | 100 | 0.00087684 | 0.00021976 | 0 | 0 |  | 1 | TRUE | wye
73 | LV_261-502_0_6_load_67 | 102 | 0.0031332 | 0.00078525 | 0 | 0 |  | 1 | TRUE | wye
74 | LV_261-502_0_6_load_69 | 103 | 0.00087717 | 0.00021984 | 0 | 0 |  | 1 | TRUE | wye
75 | LV_261-502_0_6_load_120 | 104 | 0.00087655 | 0.00021968 | 0 | 0 |  | 1 | TRUE | wye
76 | LV_261-502_0_6_load_130 | 105 | 0.0012526 | 0.00031393 | 0 | 0 |  | 1 | TRUE | wye
77 | LV_261-502_0_6_load_127 | 106 | 0.00082995 | 0.000208 | 0 | 0 |  | 1 | TRUE | wye
78 | LV_261-502_0_6_load_119 | 107 | 0.0073983 | 0.0018542 | 0 | 0 |  | 1 | TRUE | wye
79 | LV_261-502_0_6_load_121 | 108 | 0.0074039 | 0.0018556 | 0 | 0 |  | 1 | TRUE | wye
80 | LV_261-502_0_6_load_128 | 109 | 0.0004071 | 0.00010203 | 0 | 0 |  | 1 | TRUE | wye
81 | LV_261-502_0_6_load_116 | 111 | 0.011542 | 0.0028928 | 0 | 0 |  | 1 | TRUE | wye
82 | LV_261-502_0_6_load_86 | 113 | 0.0058277 | 0.0014606 | 0 | 0 |  | 1 | TRUE | wye
83 | LV_261-502_0_6_load_95 | 115 | 0.0011979 | 0.00030022 | 0 | 0 |  | 1 | TRUE | wye
84 | LV_261-502_0_6_load_98 | 116 | 0.0018142 | 0.00045469 | 0 | 0 |  | 1 | TRUE | wye
85 | LV_261-502_0_6_load_99 | 117 | 0.00083711 | 0.0002098 | 0 | 0 |  | 1 | TRUE | wye
86 | LV_261-502_0_6_load_102 | 118 | 0.011883 | 0.0029782 | 0 | 0 |  | 1 | TRUE | wye
87 | LV_261-502_0_6_load_107 | 120 | 0.0072885 | 0.0018267 | 0 | 0 |  | 1 | TRUE | wye
88 | LV_261-502_0_6_load_132 | 121 | 0.043468 | 0.010894 | 0 | 0 |  | 1 | TRUE | wye
89 | LV_261-502_0_6_load_113 | 122 | 0.0070275 | 0.0017613 | 0 | 0 |  | 1 | TRUE | wye
90 | LV_261-502_0_6_load_114 | 123 | 0.0070225 | 0.00176 | 0 | 0 |  | 1 | TRUE | wye
91 | LV_261-502_0_6_load_115 | 124 | 0.0079632 | 0.0019958 | 0 | 0 |  | 1 | TRUE | wye
92 | LV_261-502_0_6_load_126 | 125 | 0.0010867 | 0.00027236 | 0 | 0 |  | 1 | TRUE | wye
93 | LV_261-502_0_6_load_129 | 126 | 0.00040702 | 0.00010201 | 0 | 0 |  | 1 | TRUE | wye
94 | LV_261-502_0_6_load_131 | 127 | 0.00082462 | 0.00020667 | 0 | 0 |  | 1 | TRUE | wye

## ext_grid
| name | bus | vm_pu | va_degree | slack_weight | in_service
0 |  | 44 | 1 | 0 | 1 | TRUE

## line
| name | std_type | from_bus | to_bus | length_km | r_ohm_per_km | x_ohm_per_km | c_nf_per_km | g_us_per_km | max_i_ka | df | parallel | type | in_service
0 | LV_261-502_0_6_line_0 |  | 0 | 1 | 0.44758 | 0.125 | 0.08 | 261 | 0 | 0.364 | 1 | 1 | cs | TRUE
1 | LV_261-502_0_6_line_1 |  | 1 | 2 | 0.019859 | 0.125 | 0.08 | 261 | 0 | 0.364 | 1 | 1 | cs | TRUE
2 | LV_261-502_0_6_line_2 |  | 2 | 3 | 0.014969 | 0.125 | 0.08 | 261 | 0 | 0.364 | 1 | 1 | cs | TRUE
3 | LV_261-502_0_6_line_3 |  | 3 | 4 | 0.0183 | 0.125 | 0.08 | 261 | 0 | 0.364 | 1 | 1 | cs | TRUE
4 | LV_261-502_0_6_line_4 |  | 4 | 19 | 0.044211 | 0.125 | 0.08 | 261 | 0 | 0.364 | 1 | 1 | cs | TRUE
5 | LV_261-502_0_6_line_5 |  | 4 | 23 | 0.036369 | 0.125 | 0.08 | 261 | 0 | 0.364 | 1 | 1 | cs | TRUE
6 | LV_261-502_0_6_line_6 |  | 5 | 6 | 0.0013901 | 0.125 | 0.08 | 261 | 0 | 0.364 | 1 | 1 | cs | TRUE
7 | LV_261-502_0_6_line_7 |  | 5 | 7 | 0.011923 | 0.125 | 0.08 | 261 | 0 | 0.364 | 1 | 1 | cs | TRUE
8 | LV_261-502_0_6_line_8 |  | 6 | 8 | 0.0017673 | 0.125 | 0.08 | 261 | 0 | 0.364 | 1 | 1 | cs | TRUE
9 | LV_261-502_0_6_line_9 |  | 7 | 9 | 0.0052581 | 0.125 | 0.08 | 261 | 0 | 0.364 | 1 | 1 | cs | TRUE
10 | LV_261-502_0_6_line_10 |  | 9 | 10 | 0.0018993 | 0.125 | 0.08 | 261 | 0 | 0.364 | 1 | 1 | cs | TRUE
11 | LV_261-502_0_6_line_11 |  | 10 | 11 | 0.0027111 | 0.125 | 0.08 | 261 | 0 | 0.364 | 1 | 1 | cs | TRUE
12 | LV_261-502_0_6_line_12 |  | 11 | 115 | 0.0052569 | 0.125 | 0.08 | 261 | 0 | 0.364 | 1 | 1 | cs | TRUE
13 | LV_261-502_0_6_line_13 |  | 12 | 13 | 0.014153 | 0.125 | 0.08 | 261 | 0 | 0.364 | 1 | 1 | cs | TRUE
14 | LV_261-502_0_6_line_14 |  | 13 | 14 | 0.0078886 | 0.125 | 0.08 | 261 | 0 | 0.364 | 1 | 1 | cs | TRUE
15 | LV_261-502_0_6_line_15 |  | 14 | 15 | 0.011659 | 0.125 | 0.08 | 261 | 0 | 0.364 | 1 | 1 | cs | TRUE
16 | LV_261-502_0_6_line_16 |  | 15 | 19 | 0.012219 | 0.125 | 0.08 | 261 | 0 | 0.364 | 1 | 1 | cs | TRUE
17 | LV_261-502_0_6_line_17 |  | 16 | 17 | 0.078107 | 0.125 | 0.08 | 261 | 0 | 0.364 | 1 | 1 | cs | TRUE
18 | LV_261-502_0_6_line_18 |  | 16 | 18 | 0.043506 | 0.125 | 0.08 | 261 | 0 | 0.364 | 1 | 1 | cs | TRUE
19 | LV_261-502_0_6_line_19 |  | 17 | 20 | 0.03697 | 0.125 | 0.08 | 261 | 0 | 0.364 | 1 | 2 | cs | TRUE
20 | LV_261-502_0_6_line_20 |  | 17 | 21 | 0.014596 | 0.125 | 0.08 | 261 | 0 | 0.364 | 1 | 1 | cs | TRUE
21 | LV_261-502_0_6_line_21 |  | 18 | 22 | 0.025093 | 0.125 | 0.08 | 261 | 0 | 0.364 | 1 | 1 | cs | TRUE
22 | LV_261-502_0_6_line_22 |  | 19 | 24 | 0.034109 | 0.125 | 0.08 | 261 | 0 | 0.364 | 1 | 1 | cs | TRUE
23 | LV_261-502_0_6_line_23 |  | 20 | 29 | 0.039928 | 0.125 | 0.08 | 261 | 0 | 0.364 | 1 | 3 | cs | TRUE
24 | LV_261-502_0_6_line_24 |  | 21 | 24 | 0.012849 | 0.125 | 0.08 | 261 | 0 | 0.364 | 1 | 1 | cs | TRUE
25 | LV_261-502_0_6_line_25 |  | 22 | 84 | 0.026706 | 0.125 | 0.08 | 261 | 0 | 0.364 | 1 | 1 | cs | TRUE
26 | LV_261-502_0_6_line_26 |  | 23 | 25 | 0.0001231 | 0.125 | 0.08 | 261 | 0 | 0.364 | 1 | 1 | cs | TRUE
27 | LV_261-502_0_6_line_27 |  | 25 | 28 | 0.00012291 | 0.125 | 0.08 | 261 | 0 | 0.364 | 1 | 1 | cs | TRUE
28 | LV_261-502_0_6_line_28 |  | 26 | 27 | 0.0040483 | 0.125 | 0.08 | 261 | 0 | 0.364 | 1 | 1 | cs | TRUE
29 | LV_261-502_0_6_line_29 |  | 27 | 31 | 0.015013 | 0.125 | 0.08 | 261 | 0 | 0.364 | 1 | 1 | cs | TRUE
30 | LV_261-502_0_6_line_30 |  | 28 | 117 | 0.00012291 | 0.125 | 0.08 | 261 | 0 | 0.364 | 1 | 1 | cs | TRUE
31 | LV_261-502_0_6_line_31 |  | 29 | 30 | 0.01974 | 0.125 | 0.08 | 261 | 0 | 0.364 | 1 | 3 | cs | TRUE
32 | LV_261-502_0_6_line_32 |  | 30 | 83 | 0.0051587 | 0.125 | 0.08 | 261 | 0 | 0.364 | 1 | 3 | cs | TRUE
33 | LV_261-502_0_6_line_33 |  | 31 | 32 | 0.037294 | 0.125 | 0.08 | 261 | 0 | 0.364 | 1 | 3 | cs | TRUE
34 | LV_261-502_0_6_line_34 |  | 31 | 33 | 0.023894 | 0.125 | 0.08 | 261 | 0 | 0.364 | 1 | 3 | cs | TRUE
35 | LV_261-502_0_6_line_35 |  | 32 | 34 | 0.024515 | 0.125 | 0.08 | 261 | 0 | 0.364 | 1 | 3 | cs | TRUE
36 | LV_261-502_0_6_line_36 |  | 33 | 42 | 0.025106 | 0.125 | 0.08 | 261 | 0 | 0.364 | 1 | 1 | cs | TRUE
37 | LV_261-502_0_6_line_37 |  | 33 | 35 | 0.011759 | 0.125 | 0.08 | 261 | 0 | 0.364 | 1 | 3 | cs | TRUE
38 | LV_261-502_0_6_line_38 |  | 34 | 64 | 0.02706 | 0.125 | 0.08 | 261 | 0 | 0.364 | 1 | 3 | cs | TRUE
39 | LV_261-502_0_6_line_39 |  | 35 | 36 | 0.014195 | 0.125 | 0.08 | 261 | 0 | 0.364 | 1 | 3 | cs | TRUE
40 | LV_261-502_0_6_line_40 |  | 35 | 37 | 0.022062 | 0.125 | 0.08 | 261 | 0 | 0.364 | 1 | 3 | cs | TRUE
41 | LV_261-502_0_6_line_41 |  | 36 | 59 | 0.087915 | 0.125 | 0.08 | 261 | 0 | 0.364 | 1 | 3 | cs | TRUE
42 | LV_261-502_0_6_line_42 |  | 37 | 39 | 0.013715 | 0.125 | 0.08 | 261 | 0 | 0.364 | 1 | 3 | cs | TRUE
43 | LV_261-502_0_6_line_43 |  | 38 | 39 | 0.02216 | 0.125 | 0.08 | 261 | 0 | 0.364 | 1 | 3 | cs | TRUE
44 | LV_261-502_0_6_line_44 |  | 38 | 40 | 0.028565 | 0.125 | 0.08 | 261 | 0 | 0.364 | 1 | 1 | cs | TRUE
45 | LV_261-502_0_6_line_45 |  | 38 | 41 | 0.012213 | 0.125 | 0.08 | 261 | 0 | 0.364 | 1 | 3 | cs | TRUE
46 | LV_261-502_0_6_line_46 |  | 40 | 43 | 0.035519 | 0.125 | 0.08 | 261 | 0 | 0.364 | 1 | 1 | cs | TRUE
47 | LV_261-502_0_6_line_47 |  | 41 | 65 | 0.0045792 | 0.125 | 0.08 | 261 | 0 | 0.364 | 1 | 3 | cs | TRUE
48 | LV_261-502_0_6_line_48 |  | 44 | 45 | 0.089026 | 0.125 | 0.08 | 261 | 0 | 0.364 | 1 | 3 | cs | TRUE
49 | LV_261-502_0_6_line_49 |  | 44 | 46 | 0.046665 | 0.125 | 0.08 | 261 | 0 | 0.364 | 1 | 3 | cs | TRUE
50 | LV_261-502_0_6_line_50 |  | 45 | 70 | 0.013713 | 0.125 | 0.08 | 261 | 0 | 0.364 | 1 | 3 | cs | TRUE
51 | LV_261-502_0_6_line_51 |  | 46 | 71 | 0.056664 | 0.125 | 0.08 | 261 | 0 | 0.364 | 1 | 3 | cs | TRUE
52 | LV_261-502_0_6_line_52 |  | 46 | 72 | 0.029343 | 0.125 | 0.08 | 261 | 0 | 0.364 | 1 | 1 | cs | TRUE
53 | LV_261-502_0_6_line_53 |  | 47 | 48 | 0.026543 | 0.125 | 0.08 | 261 | 0 | 0.364 | 1 | 1 | cs | TRUE
54 | LV_261-502_0_6_line_54 |  | 47 | 49 | 0.0068744 | 0.125 | 0.08 | 261 | 0 | 0.364 | 1 | 1 | cs | TRUE
55 | LV_261-502_0_6_line_55 |  | 48 | 60 | 0.068308 | 0.125 | 0.08 | 261 | 0 | 0.364 | 1 | 2 | cs | TRUE
56 | LV_261-502_0_6_line_56 |  | 48 | 53 | 0.084789 | 0.125 | 0.08 | 261 | 0 | 0.364 | 1 | 1 | cs | TRUE
57 | LV_261-502_0_6_line_57 |  | 49 | 74 | 0.01066 | 0.125 | 0.08 | 261 | 0 | 0.364 | 1 | 1 | cs | TRUE
58 | LV_261-502_0_6_line_58 |  | 50 | 51 | 0.014156 | 0.125 | 0.08 | 261 | 0 | 0.364 | 1 | 1 | cs | TRUE
59 | LV_261-502_0_6_line_59 |  | 50 | 52 | 0.048531 | 0.125 | 0.08 | 261 | 0 | 0.364 | 1 | 1 | cs | TRUE
60 | LV_261-502_0_6_line_60 |  | 52 | 53 | 0.059896 | 0.125 | 0.08 | 261 | 0 | 0.364 | 1 | 1 | cs | TRUE
61 | LV_261-502_0_6_line_61 |  | 52 | 54 | 0.005257 | 0.125 | 0.08 | 261 | 0 | 0.364 | 1 | 1 | cs | TRUE
62 | LV_261-502_0_6_line_62 |  | 53 | 55 | 0.00449 | 0.125 | 0.08 | 261 | 0 | 0.364 | 1 | 1 | cs | TRUE
63 | LV_261-502_0_6_line_63 |  | 56 | 57 | 0.021676 | 0.125 | 0.08 | 261 | 0 | 0.364 | 1 | 1 | cs | TRUE
64 | LV_261-502_0_6_line_64 |  | 56 | 58 | 0.022 | 0.125 | 0.08 | 261 | 0 | 0.364 | 1 | 1 | cs | TRUE
65 | LV_261-502_0_6_line_65 |  | 57 | 79 | 0.0051937 | 0.125 | 0.08 | 261 | 0 | 0.364 | 1 | 1 | cs | TRUE
66 | LV_261-502_0_6_line_66 |  | 58 | 80 | 0.0065375 | 0.125 | 0.08 | 261 | 0 | 0.364 | 1 | 1 | cs | TRUE
67 | LV_261-502_0_6_line_67 |  | 59 | 71 | 0.013913 | 0.125 | 0.08 | 261 | 0 | 0.364 | 1 | 3 | cs | TRUE
68 | LV_261-502_0_6_line_68 |  | 60 | 81 | 0.026165 | 0.125 | 0.08 | 261 | 0 | 0.364 | 1 | 3 | cs | TRUE
69 | LV_261-502_0_6_line_69 |  | 61 | 62 | 0.080599 | 0.125 | 0.08 | 261 | 0 | 0.364 | 1 | 1 | cs | TRUE
70 | LV_261-502_0_6_line_70 |  | 61 | 63 | 0.010463 | 0.125 | 0.08 | 261 | 0 | 0.364 | 1 | 1 | cs | TRUE
71 | LV_261-502_0_6_line_71 |  | 62 | 82 | 0.010582 | 0.125 | 0.08 | 261 | 0 | 0.364 | 1 | 1 | cs | TRUE
72 | LV_261-502_0_6_line_72 |  | 63 | 66 | 0.060546 | 0.125 | 0.08 | 261 | 0 | 0.364 | 1 | 1 | cs | TRUE
73 | LV_261-502_0_6_line_73 |  | 64 | 83 | 0.017899 | 0.125 | 0.08 | 261 | 0 | 0.364 | 1 | 3 | cs | TRUE
74 | LV_261-502_0_6_line_74 |  | 64 | 67 | 0.029886 | 0.125 | 0.08 | 261 | 0 | 0.364 | 1 | 1 | cs | TRUE
75 | LV_261-502_0_6_line_75 |  | 65 | 118 | 0.049821 | 0.125 | 0.08 | 261 | 0 | 0.364 | 1 | 3 | cs | TRUE
76 | LV_261-502_0_6_line_76 |  | 68 | 69 | 0.031668 | 0.125 | 0.08 | 261 | 0 | 0.364 | 1 | 1 | cs | TRUE
77 | LV_261-502_0_6_line_77 |  | 69 | 99 | 0.027744 | 0.125 | 0.08 | 261 | 0 | 0.364 | 1 | 1 | cs | TRUE
78 | LV_261-502_0_6_line_78 |  | 70 | 101 | 0.034867 | 0.125 | 0.08 | 261 | 0 | 0.364 | 1 | 3 | cs | TRUE
79 | LV_261-502_0_6_line_79 |  | 71 | 73 | 0.0028118 | 0.125 | 0.08 | 261 | 0 | 0.364 | 1 | 1 | cs | TRUE
80 | LV_261-502_0_6_line_80 |  | 72 | 75 | 0.0083505 | 0.125 | 0.08 | 261 | 0 | 0.364 | 1 | 1 | cs | TRUE
81 | LV_261-502_0_6_line_81 |  | 74 | 113 | 0.025263 | 0.125 | 0.08 | 261 | 0 | 0.364 | 1 | 1 | cs | TRUE
82 | LV_261-502_0_6_line_82 |  | 75 | 76 | 0.027359 | 0.125 | 0.08 | 261 | 0 | 0.364 | 1 | 1 | cs | TRUE
83 | LV_261-502_0_6_line_83 |  | 77 | 78 | 0.058946 | 0.125 | 0.08 | 261 | 0 | 0.364 | 1 | 1 | cs | TRUE
84 | LV_261-502_0_6_line_84 |  | 78 | 96 | 0.006279 | 0.125 | 0.08 | 261 | 0 | 0.364 | 1 | 3 | cs | TRUE
85 | LV_261-502_0_6_line_85 |  | 78 | 93 | 0.013362 | 0.125 | 0.08 | 261 | 0 | 0.364 | 1 | 3 | cs | TRUE
86 | LV_261-502_0_6_line_86 |  | 79 | 114 | 0.0056368 | 0.125 | 0.08 | 261 | 0 | 0.364 | 1 | 1 | cs | TRUE
87 | LV_261-502_0_6_line_87 |  | 80 | 86 | 0.0065396 | 0.125 | 0.08 | 261 | 0 | 0.364 | 1 | 1 | cs | TRUE
88 | LV_261-502_0_6_line_88 |  | 81 | 107 | 0.024054 | 0.125 | 0.08 | 261 | 0 | 0.364 | 1 | 3 | cs | TRUE
89 | LV_261-502_0_6_line_89 |  | 82 | 85 | 0.0083719 | 0.125 | 0.08 | 261 | 0 | 0.364 | 1 | 1 | cs | TRUE
90 | LV_261-502_0_6_line_90 |  | 84 | 85 | 0.028225 | 0.125 | 0.08 | 261 | 0 | 0.364 | 1 | 1 | cs | TRUE
91 | LV_261-502_0_6_line_91 |  | 86 | 87 | 0.0065431 | 0.125 | 0.08 | 261 | 0 | 0.364 | 1 | 1 | cs | TRUE
92 | LV_261-502_0_6_line_92 |  | 87 | 88 | 0.0054236 | 0.125 | 0.08 | 261 | 0 | 0.364 | 1 | 1 | cs | TRUE
93 | LV_261-502_0_6_line_93 |  | 88 | 89 | 0.006541 | 0.125 | 0.08 | 261 | 0 | 0.364 | 1 | 1 | cs | TRUE
94 | LV_261-502_0_6_line_94 |  | 89 | 90 | 0.025587 | 0.125 | 0.08 | 261 | 0 | 0.364 | 1 | 1 | cs | TRUE
95 | LV_261-502_0_6_line_95 |  | 89 | 91 | 0.026866 | 0.125 | 0.08 | 261 | 0 | 0.364 | 1 | 3 | cs | TRUE
96 | LV_261-502_0_6_line_96 |  | 89 | 92 | 0.026372 | 0.125 | 0.08 | 261 | 0 | 0.364 | 1 | 3 | cs | TRUE
97 | LV_261-502_0_6_line_97 |  | 90 | 105 | 0.010261 | 0.125 | 0.08 | 261 | 0 | 0.364 | 1 | 1 | cs | TRUE
98 | LV_261-502_0_6_line_98 |  | 90 | 106 | 0.011485 | 0.125 | 0.08 | 261 | 0 | 0.364 | 1 | 1 | cs | TRUE
99 | LV_261-502_0_6_line_99 |  | 91 | 107 | 0.01448 | 0.125 | 0.08 | 261 | 0 | 0.364 | 1 | 3 | cs | TRUE
100 | LV_261-502_0_6_line_100 |  | 92 | 102 | 0.0010113 | 0.125 | 0.08 | 261 | 0 | 0.364 | 1 | 3 | cs | TRUE
101 | LV_261-502_0_6_line_101 |  | 93 | 94 | 0.00033195 | 0.125 | 0.08 | 261 | 0 | 0.364 | 1 | 3 | cs | TRUE
102 | LV_261-502_0_6_line_102 |  | 94 | 95 | 0.0040273 | 0.125 | 0.08 | 261 | 0 | 0.364 | 1 | 3 | cs | TRUE
103 | LV_261-502_0_6_line_103 |  | 95 | 97 | 0.0048075 | 0.125 | 0.08 | 261 | 0 | 0.364 | 1 | 3 | cs | TRUE
104 | LV_261-502_0_6_line_104 |  | 96 | 98 | 0.055614 | 0.125 | 0.08 | 261 | 0 | 0.364 | 1 | 3 | cs | TRUE
105 | LV_261-502_0_6_line_105 |  | 96 | 99 | 0.021831 | 0.125 | 0.08 | 261 | 0 | 0.364 | 1 | 1 | cs | TRUE
106 | LV_261-502_0_6_line_106 |  | 97 | 100 | 0.020638 | 0.125 | 0.08 | 261 | 0 | 0.364 | 1 | 3 | cs | TRUE
107 | LV_261-502_0_6_line_107 |  | 98 | 101 | 0.032379 | 0.125 | 0.08 | 261 | 0 | 0.364 | 1 | 3 | cs | TRUE
108 | LV_261-502_0_6_line_108 |  | 100 | 108 | 0.0019667 | 0.125 | 0.08 | 261 | 0 | 0.364 | 1 | 3 | cs | TRUE
109 | LV_261-502_0_6_line_109 |  | 102 | 103 | 0.005601 | 0.125 | 0.08 | 261 | 0 | 0.364 | 1 | 3 | cs | TRUE
110 | LV_261-502_0_6_line_110 |  | 103 | 104 | 0.0090342 | 0.125 | 0.08 | 261 | 0 | 0.364 | 1 | 3 | cs | TRUE
111 | LV_261-502_0_6_line_111 |  | 104 | 108 | 0.010887 | 0.125 | 0.08 | 261 | 0 | 0.364 | 1 | 3 | cs | TRUE
112 | LV_261-502_0_6_line_112 |  | 106 | 109 | 0.0027565 | 0.125 | 0.08 | 261 | 0 | 0.364 | 1 | 1 | cs | TRUE
113 | LV_261-502_0_6_line_113 |  | 109 | 126 | 0.0063381 | 0.125 | 0.08 | 261 | 0 | 0.364 | 1 | 1 | cs | TRUE
114 | LV_261-502_0_6_line_114 |  | 110 | 111 | 0.010851 | 0.125 | 0.08 | 261 | 0 | 0.364 | 1 | 1 | cs | TRUE
115 | LV_261-502_0_6_line_115 |  | 110 | 112 | 0.034897 | 0.125 | 0.08 | 261 | 0 | 0.364 | 1 | 1 | cs | TRUE
116 | LV_261-502_0_6_line_116 |  | 111 | 124 | 0.016695 | 0.125 | 0.08 | 261 | 0 | 0.364 | 1 | 1 | cs | TRUE
117 | LV_261-502_0_6_line_117 |  | 112 | 121 | 0.024979 | 0.125 | 0.08 | 261 | 0 | 0.364 | 1 | 1 | cs | TRUE
118 | LV_261-502_0_6_line_118 |  | 114 | 125 | 0.0072324 | 0.125 | 0.08 | 261 | 0 | 0.364 | 1 | 1 | cs | TRUE
119 | LV_261-502_0_6_line_119 |  | 115 | 116 | 0.017524 | 0.125 | 0.08 | 261 | 0 | 0.364 | 1 | 1 | cs | TRUE
120 | LV_261-502_0_6_line_120 |  | 116 | 117 | 0.0010886 | 0.125 | 0.08 | 261 | 0 | 0.364 | 1 | 1 | cs | TRUE
121 | LV_261-502_0_6_line_121 |  | 118 | 119 | 0.017717 | 0.125 | 0.08 | 261 | 0 | 0.364 | 1 | 2 | cs | TRUE
122 | LV_261-502_0_6_line_122 |  | 119 | 120 | 0.031359 | 0.125 | 0.08 | 261 | 0 | 0.364 | 1 | 2 | cs | TRUE
123 | LV_261-502_0_6_line_123 |  | 120 | 122 | 0.016509 | 0.125 | 0.08 | 261 | 0 | 0.364 | 1 | 1 | cs | TRUE
124 | LV_261-502_0_6_line_124 |  | 122 | 123 | 0.016681 | 0.125 | 0.08 | 261 | 0 | 0.364 | 1 | 1 | cs | TRUE
125 | LV_261-502_0_6_line_125 |  | 123 | 124 | 0.01545 | 0.125 | 0.08 | 261 | 0 | 0.364 | 1 | 1 | cs | TRUE
126 | LV_261-502_0_6_line_126 |  | 126 | 127 | 0.0034309 | 0.125 | 0.08 | 261 | 0 | 0.364 | 1 | 1 | cs | TRUE

## trafo
| name | std_type | hv_bus | lv_bus | sn_mva | vn_hv_kv | vn_lv_kv | vk_percent | vkr_percent | pfe_kw | i0_percent | shift_degree | tap_side | tap_neutral | tap_min | tap_max | tap_step_percent | tap_step_degree | tap_pos | tap_phase_shifter | parallel | df | in_service
0 | LV_261-502_0_6_trafo_33 | 0.63 MVA 20/0.4 kV | 128 | 44 | 0.63 | 20 | 0.4 | 6 | 1.206 | 1.65 | 0.2619 | 150 | hv | 0 | -2 | 2 | 2.5 | 0 | 0 | FALSE | 1 | 1 | TRUE

## line_geodata
| x0 | y0 | x1 | y1 | x2 | y2 | x3 | y3 | x4 | y4 | x5 | y5 | x6 | y6 | x7 | y7 | x8 | y8 | x9 | y9 | x10 | y10 | x11 | y11 | x12 | y12
0 | 2682371.3228 | 1253914.5345 | 2682379.9181 | 1253913.3199 | 2682425.9733 | 1253901.4961 | 2682533.5389 | 1253871.7602 | 2682534.8366 | 1253871.2223 | 2682621.0802 | 1253835.5309 | 2682736.6144 | 1253806.4547 | 2682783.7357 | 1253795.1266 | 2682800.9813 | 1253797.525 | 2682800.9813 | 1253797.525
1 | 2682819.3079 | 1253803.7179 | 2682813.7413 | 1253803.9526 | 2682800.9813 | 1253797.525
2 | 2682834.2639 | 1253803.0872 | 2682819.3079 | 1253803.7179
3 | 2682852.5478 | 1253802.3162 | 2682834.2639 | 1253803.0872
4 | 2682857.3654 | 1253846.2612 | 2682854.7753 | 1253822.1512 | 2682852.5478 | 1253802.3162
5 | 2682852.5478 | 1253802.3162 | 2682848.968 | 1253771.2761 | 2682848.7863 | 1253766.1562
6 | 2682848.355 | 1253720.1458 | 2682848.3827 | 1253718.7559
7 | 2682848.355 | 1253720.1458 | 2682848.1181 | 1253732.0663
8 | 2682848.3827 | 1253718.7559 | 2682848.4178 | 1253716.989
9 | 2682848.1181 | 1253732.0663 | 2682848.0135 | 1253737.3233
10 | 2682847.9758 | 1253739.2222 | 2682848.0135 | 1253737.3233
11 | 2682847.9758 | 1253739.2222 | 2682847.9235 | 1253741.8504 | 2682847.9265 | 1253741.9328
12 | 2682848.1129 | 1253747.1864 | 2682847.9265 | 1253741.9328
13 | 2682812.8558 | 1253857.5466 | 2682814.4166 | 1253857.0799 | 2682826.5608 | 1253854.0208
14 | 2682834.2104 | 1253852.0939 | 2682826.5608 | 1253854.0208
15 | 2682845.5167 | 1253849.2458 | 2682834.2104 | 1253852.0939
16 | 2682857.3654 | 1253846.2612 | 2682845.5167 | 1253849.2458
17 | 2682872.4258 | 1253983.7199 | 2682875.4581 | 1253947.1347 | 2682869.9071 | 1253923.2502 | 2682865.934 | 1253906.8489
18 | 2682872.4258 | 1253983.7199 | 2682875.5387 | 1253982.3402 | 2682893.2638 | 1253977.9293 | 2682914.976 | 1253975.6156
19 | 2682865.934 | 1253906.8489 | 2682894.0022 | 1253902.0268 | 2682895.7781 | 1253901.8293 | 2682902.3779 | 1253900.6509
20 | 2682865.934 | 1253906.8489 | 2682864.772 | 1253892.2994
21 | 2682914.976 | 1253975.6156 | 2682927.9406 | 1253974.234 | 2682939.9633 | 1253973.3565
22 | 2682857.3654 | 1253846.2612 | 2682859.9414 | 1253857.906 | 2682864.732 | 1253879.5652
23 | 2682941.6824 | 1253893.621 | 2682908.887 | 1253899.4887 | 2682902.3779 | 1253900.6509
24 | 2682864.772 | 1253892.2994 | 2682864.772 | 1253892.2994 | 2682865.512 | 1253883.0917 | 2682864.732 | 1253879.5652
25 | 2682966.598 | 1253971.4076 | 2682945.8336 | 1253972.928 | 2682939.9633 | 1253973.3565
26 | 2682848.7819 | 1253766.0332 | 2682848.7863 | 1253766.1562
27 | 2682848.7776 | 1253765.9103 | 2682848.7819 | 1253766.0332
28 | 2682917.9747 | 1253827.4062 | 2682921.8183 | 1253826.1352
29 | 2682936.0724 | 1253821.4215 | 2682921.8183 | 1253826.1352
30 | 2682848.7732 | 1253765.7875 | 2682848.7776 | 1253765.9103
31 | 2682941.6824 | 1253893.621 | 2682961.1141 | 1253890.1443
32 | 2682966.1921 | 1253889.2357 | 2682961.1141 | 1253890.1443
33 | 2682936.0724 | 1253821.4215 | 2682943.7711 | 1253846.5705 | 2682954.7491 | 1253847.1469
34 | 2682936.0724 | 1253821.4215 | 2682940.5469 | 1253819.8052 | 2682944.6795 | 1253818.3508 | 2682945.6348 | 1253817.4858 | 2682951.285 | 1253821.3567 | 2682957.1346 | 1253824.452
35 | 2682954.7491 | 1253847.1469 | 2682955.5548 | 1253850.494 | 2682966.6559 | 1253855.2086 | 2682972.2026 | 1253862.3106
36 | 2682957.1346 | 1253824.452 | 2682965.8555 | 1253827.2541 | 2682972.9028 | 1253828.3425 | 2682981.2409 | 1253828.3148 | 2682981.7167 | 1253828.288
37 | 2682957.1346 | 1253824.452 | 2682959.4707 | 1253819.8146 | 2682962.4277 | 1253813.9516
38 | 2682983.8114 | 1253886.0832 | 2682980.643 | 1253873.118 | 2682972.2026 | 1253862.3106
39 | 2682950.6093 | 1253806.0357 | 2682962.4277 | 1253813.9516
40 | 2682962.4277 | 1253813.9516 | 2682981.1201 | 1253818.628 | 2682983.9092 | 1253818.4663
41 | 2682950.6093 | 1253806.0357 | 2683019.1969 | 1253751.0374
42 | 2682997.6011 | 1253817.6723 | 2682983.9092 | 1253818.4663
43 | 2683019.7238 | 1253816.3894 | 2682997.6011 | 1253817.6723
44 | 2683019.7238 | 1253816.3894 | 2683019.7871 | 1253821.0271 | 2683039.0509 | 1253820.4633 | 2683038.5785 | 1253825.0935
45 | 2683019.7238 | 1253816.3894 | 2683023.5284 | 1253806.046 | 2683024.2925 | 1253805.1311
46 | 2683038.5785 | 1253825.0935 | 2683010.4404 | 1253846.7699
47 | 2683027.4688 | 1253802.0021 | 2683026.7593 | 1253802.1773 | 2683024.2925 | 1253805.1311
48 | 2682981.1207 | 1253686.7064 | 2682995.1565 | 1253685.5577 | 2683014.3783 | 1253669.1924 | 2683016.975 | 1253666.9716 | 2683052.6085 | 1253637.4371
49 | 2682981.1207 | 1253686.7064 | 2682988.7273 | 1253711.9542 | 2682990.6172 | 1253732.1625
50 | 2683052.6085 | 1253637.4371 | 2683053.5972 | 1253636.6176 | 2683062.9507 | 1253628.4324
51 | 2682990.6172 | 1253732.1625 | 2683016.9295 | 1253718.6432 | 2683030.0509 | 1253742.3338
52 | 2682990.6172 | 1253732.1625 | 2682982.6567 | 1253736.4654 | 2682962.4585 | 1253738.4395
53 | 2682882.6727 | 1253602.1201 | 2682884.4017 | 1253575.6355
54 | 2682882.6727 | 1253602.1201 | 2682889.5256 | 1253602.664
55 | 2682884.4017 | 1253575.6355 | 2682887.5124 | 1253576.046 | 2682896.0613 | 1253577.1553 | 2682907.7632 | 1253578.3422 | 2682923.9043 | 1253578.2903 | 2682937.8162 | 1253577.3843 | 2682952.0034 | 1253575.1479 | 2682952.3355 | 1253575.061
56 | 2682844.1813 | 1253631.8264 | 2682846.4565 | 1253629.3897 | 2682848.892 | 1253626.2769 | 2682852.221 | 1253620.2523 | 2682857.0269 | 1253611.6797 | 2682861.2533 | 1253611.0828 | 2682863.3786 | 1253596.168 | 2682864.6226 | 1253586 | 2682866.1666 | 1253573.2675 | 2682870.0606 | 1253573.7779 | 2682876.8998 | 1253574.6631 | 2682884.4017 | 1253575.6355
57 | 2682889.5256 | 1253602.664 | 2682900.1524 | 1253603.5074
58 | 2682765.6732 | 1253633.1189 | 2682764.6274 | 1253634.5165 | 2682761.6169 | 1253637.7435 | 2682759.2385 | 1253640.5458 | 2682754.8929 | 1253640.4961
59 | 2682803.4841 | 1253632.6136 | 2682800.7309 | 1253639.0132 | 2682798.8846 | 1253642.0786 | 2682796.8243 | 1253643.184 | 2682790.1592 | 1253643.3465 | 2682776.5771 | 1253643.8794 | 2682773.403 | 1253642.0781 | 2682765.6732 | 1253633.1189
60 | 2682803.4841 | 1253632.6136 | 2682806.6511 | 1253627.9098 | 2682808.6991 | 1253623.9132 | 2682811.4602 | 1253628.8111 | 2682815.0587 | 1253636.9564 | 2682818.8665 | 1253639.8563 | 2682822.8806 | 1253642.0251 | 2682830.9708 | 1253641.3933 | 2682832.4149 | 1253641.1911 | 2682837.3671 | 1253640.4932 | 2682840.0618 | 1253638.8073 | 2682841.8622 | 1253635.7858 | 2682844.1813 | 1253631.8264
61 | 2682798.2266 | 1253633.0182 | 2682803.4841 | 1253632.6136
62 | 2682839.8285 | 1253630.6757 | 2682844.1813 | 1253631.8264
63 | 2682962.8593 | 1253504.7803 | 2682965.6712 | 1253495.2792 | 2682966.3001 | 1253491.3295 | 2682970.2723 | 1253484.6467
64 | 2682962.8593 | 1253504.7803 | 2682975.507 | 1253507.9487 | 2682979.1195 | 1253509.1669 | 2682982.4952 | 1253510.0481 | 2682984.0191 | 1253510.7076
65 | 2682970.2723 | 1253484.6467 | 2682972.9231 | 1253480.1805
66 | 2682984.0191 | 1253510.7076 | 2682990.0189 | 1253513.3038
67 | 2683030.0509 | 1253742.3338 | 2683019.1969 | 1253751.0374
68 | 2682952.3355 | 1253575.061 | 2682958.9407 | 1253573.3326 | 2682963.8483 | 1253572.0559 | 2682976.0453 | 1253568.6019 | 2682977.5501 | 1253568.0898
69 | 2683089.9283 | 1253950.13 | 2683079.0396 | 1253959.3287 | 2683071.6715 | 1253962.2943 | 2683063.7285 | 1253964.2955 | 2683013.6515 | 1253967.9622
70 | 2683089.9283 | 1253950.13 | 2683081.4355 | 1253943.9841
71 | 2683003.0975 | 1253968.735 | 2683013.6515 | 1253967.9622
72 | 2683081.4355 | 1253943.9841 | 2683076.9257 | 1253949.2025 | 2683069.4475 | 1253954.6351 | 2683064.783 | 1253954.7476 | 2683057.7815 | 1253951.4803 | 2683041.6716 | 1253925.179 | 2683041.5902 | 1253924.011
73 | 2682983.8114 | 1253886.0832 | 2682966.1921 | 1253889.2357
74 | 2682983.8114 | 1253886.0832 | 2682996.8754 | 1253883.72 | 2683013.1418 | 1253880.3612
75 | 2683072.0515 | 1253787.2881 | 2683053.8867 | 1253801.0011 | 2683047.1421 | 1253803.0747 | 2683039.425 | 1253802.3994 | 2683032.1276 | 1253800.8515 | 2683027.4688 | 1253802.0021
76 | 2683155.4751 | 1253521.717 | 2683157.6765 | 1253521.5353 | 2683173.2513 | 1253522.0543 | 2683186.8802 | 1253524.6611
77 | 2683127.7734 | 1253522.9002 | 2683143.5192 | 1253522.7041 | 2683155.4751 | 1253521.717
78 | 2683089.1897 | 1253605.4709 | 2683062.9507 | 1253628.4324
79 | 2683030.0509 | 1253742.3338 | 2683032.2453 | 1253740.5758
80 | 2682954.1482 | 1253739.2571 | 2682959.0747 | 1253738.7702 | 2682962.4585 | 1253738.4395
81 | 2682900.1524 | 1253603.5074 | 2682917.548 | 1253604.888 | 2682921.4596 | 1253611.6508
82 | 2682954.1482 | 1253739.2571 | 2682944.8428 | 1253713.5297
83 | 2683100.0648 | 1253519.3364 | 2683102.1662 | 1253509.9365 | 2683106.4817 | 1253490.6381 | 2683114.1105 | 1253490.1002 | 2683117.8352 | 1253489.2407 | 2683122.1234 | 1253486.9325 | 2683126.3964 | 1253481.9554 | 2683129.108 | 1253475.8953
84 | 2683100.0648 | 1253519.3364 | 2683106.3603 | 1253519.169
85 | 2683100.0648 | 1253519.3364 | 2683091.3527 | 1253519.6366 | 2683086.761 | 1253520.3367
86 | 2682972.5039 | 1253474.5593 | 2682972.9231 | 1253480.1805
87 | 2682996.0207 | 1253515.9009 | 2682990.0189 | 1253513.3038
88 | 2682977.5501 | 1253568.0898 | 2682987.9717 | 1253564.5437 | 2682999.9732 | 1253559.4301
89 | 2682994.7479 | 1253969.3464 | 2683003.0975 | 1253968.735
90 | 2682966.598 | 1253971.4076 | 2682994.7479 | 1253969.3464
91 | 2682996.0207 | 1253515.9009 | 2683002.0257 | 1253518.4994
92 | 2683006.6731 | 1253521.2731 | 2683003.0236 | 1253518.9313 | 2683002.0257 | 1253518.4994
93 | 2683012.1924 | 1253524.8086 | 2683006.6731 | 1253521.2731
94 | 2683012.1924 | 1253524.8086 | 2683017.826 | 1253517.4931 | 2683020.3316 | 1253509.9337 | 2683025.7268 | 1253503.4822
95 | 2683012.1924 | 1253524.8086 | 2683014.2763 | 1253530.0973 | 2683014.8457 | 1253535.2314 | 2683013.793 | 1253545.1908 | 2683011.3243 | 1253550.6604
96 | 2683012.1924 | 1253524.8086 | 2683020.9548 | 1253526.2992 | 2683036.8833 | 1253533.508
97 | 2683025.7268 | 1253503.4822 | 2683025.4556 | 1253493.2262
98 | 2683025.7268 | 1253503.4822 | 2683035.9935 | 1253498.3333 | 2683035.9935 | 1253498.3333
99 | 2682999.9732 | 1253559.4301 | 2682999.9732 | 1253559.4301 | 2683005.9133 | 1253556.0886 | 2683011.3243 | 1253550.6604
100 | 2683036.8833 | 1253533.508 | 2683037.8046 | 1253533.925
101 | 2683086.761 | 1253520.3367 | 2683086.6113 | 1253520.3595 | 2683086.4496 | 1253520.4398
102 | 2683082.8423 | 1253522.2303 | 2683082.8423 | 1253522.2303 | 2683086.4496 | 1253520.4398
103 | 2683079.2385 | 1253525.4122 | 2683082.8423 | 1253522.2303
104 | 2683106.3603 | 1253519.169 | 2683104.8177 | 1253526.931 | 2683095.5087 | 1253573.714
105 | 2683106.3603 | 1253519.169 | 2683109.8051 | 1253519.4286 | 2683117.6812 | 1253521.7075 | 2683126.3117 | 1253522.9184 | 2683127.7734 | 1253522.9002
106 | 2683079.2385 | 1253525.4122 | 2683079.0985 | 1253525.5359 | 2683068.9641 | 1253536.313 | 2683063.9115 | 1253538.8577
107 | 2683089.1897 | 1253605.4709 | 2683095.5087 | 1253573.714
108 | 2683062.155 | 1253539.7423 | 2683062.155 | 1253539.7423 | 2683063.9115 | 1253538.8577
109 | 2683037.8046 | 1253533.925 | 2683042.9074 | 1253536.2344
110 | 2683051.3749 | 1253539.2505 | 2683047.8059 | 1253538.4513 | 2683042.9074 | 1253536.2344
111 | 2683062.155 | 1253539.7423 | 2683055.2754 | 1253540.124 | 2683051.3749 | 1253539.2505
112 | 2683035.9935 | 1253498.3333 | 2683036.5428 | 1253495.6321
113 | 2683036.5428 | 1253495.6321 | 2683037.806 | 1253489.4211
114 | 2683135.9404 | 1253701.8327 | 2683130.0306 | 1253702.4836 | 2683126.1839 | 1253705.5282
115 | 2683135.9404 | 1253701.8327 | 2683137.7277 | 1253705.6607 | 2683139.0853 | 1253713.7636 | 2683135.6874 | 1253719.8428 | 2683144.4034 | 1253732.6748
116 | 2683113.0931 | 1253715.8894 | 2683126.1839 | 1253705.5282
117 | 2683164.377 | 1253717.5993 | 2683154.5465 | 1253725.0225 | 2683144.4034 | 1253732.6748
118 | 2682972.5039 | 1253474.5593 | 2682977.4104 | 1253469.2458
119 | 2682848.7346 | 1253764.6996 | 2682848.1129 | 1253747.1864
120 | 2682848.7346 | 1253764.6996 | 2682848.7732 | 1253765.7875
121 | 2683086.1915 | 1253776.6134 | 2683072.0515 | 1253787.2881
122 | 2683086.1915 | 1253776.6134 | 2683073.8103 | 1253759.8827 | 2683081.0697 | 1253752.2335
123 | 2683081.0697 | 1253752.2335 | 2683092.4341 | 1253740.2589
124 | 2683092.4341 | 1253740.2589 | 2683103.9172 | 1253728.1592
125 | 2683103.9172 | 1253728.1592 | 2683108.229 | 1253723.6159 | 2683112.3891 | 1253716.4466 | 2683113.0931 | 1253715.8894
126 | 2683038.4898 | 1253486.0591 | 2683037.806 | 1253489.4211

## bus_geodata
| x | y | coords
0 | 2682371.3228 | 1253914.5345
1 | 2682800.9813 | 1253797.525
2 | 2682819.3079 | 1253803.7179
3 | 2682834.2639 | 1253803.0872
4 | 2682852.5478 | 1253802.3162
5 | 2682848.355 | 1253720.1458
6 | 2682848.3827 | 1253718.7559
7 | 2682848.1181 | 1253732.0663
8 | 2682848.4178 | 1253716.989
9 | 2682848.0135 | 1253737.3233
10 | 2682847.9758 | 1253739.2222
11 | 2682847.9265 | 1253741.9328
12 | 2682812.8558 | 1253857.5466
13 | 2682826.5608 | 1253854.0208
14 | 2682834.2104 | 1253852.0939
15 | 2682845.5167 | 1253849.2458
16 | 2682872.4258 | 1253983.7199
17 | 2682865.934 | 1253906.8489
18 | 2682914.976 | 1253975.6156
19 | 2682857.3655 | 1253846.2612
20 | 2682902.3779 | 1253900.6509
21 | 2682864.772 | 1253892.2994
22 | 2682939.9633 | 1253973.3565
23 | 2682848.7863 | 1253766.1562
24 | 2682864.732 | 1253879.5652
25 | 2682848.7819 | 1253766.0332
26 | 2682917.9747 | 1253827.4062
27 | 2682921.8183 | 1253826.1352
28 | 2682848.7776 | 1253765.9103
29 | 2682941.6824 | 1253893.621
30 | 2682961.1141 | 1253890.1443
31 | 2682936.0724 | 1253821.4215
32 | 2682954.7491 | 1253847.1469
33 | 2682957.1346 | 1253824.452
34 | 2682972.2026 | 1253862.3106
35 | 2682962.4277 | 1253813.9516
36 | 2682950.6093 | 1253806.0357
37 | 2682983.9092 | 1253818.4663
38 | 2683019.7238 | 1253816.3894
39 | 2682997.6011 | 1253817.6723
40 | 2683038.5785 | 1253825.0935
41 | 2683024.2925 | 1253805.1311
42 | 2682981.7167 | 1253828.288
43 | 2683010.4404 | 1253846.7699
44 | 2682981.1207 | 1253686.7064
45 | 2683052.6085 | 1253637.4371
46 | 2682990.6172 | 1253732.1625
47 | 2682882.6727 | 1253602.1201
48 | 2682884.4017 | 1253575.6355
49 | 2682889.5256 | 1253602.664
50 | 2682765.6732 | 1253633.1189
51 | 2682754.8929 | 1253640.4961
52 | 2682803.4841 | 1253632.6136
53 | 2682844.1813 | 1253631.8264
54 | 2682798.2266 | 1253633.0182
55 | 2682839.8285 | 1253630.6757
56 | 2682962.8593 | 1253504.7803
57 | 2682970.2723 | 1253484.6467
58 | 2682984.0191 | 1253510.7076
59 | 2683019.1969 | 1253751.0374
60 | 2682952.3355 | 1253575.061
61 | 2683089.9283 | 1253950.13
62 | 2683013.6515 | 1253967.9622
63 | 2683081.4355 | 1253943.9841
64 | 2682983.8114 | 1253886.0832
65 | 2683027.4688 | 1253802.0021
66 | 2683041.5902 | 1253924.011
67 | 2683013.1418 | 1253880.3612
68 | 2683186.8802 | 1253524.6611
69 | 2683155.4751 | 1253521.717
70 | 2683062.9507 | 1253628.4324
71 | 2683030.0509 | 1253742.3338
72 | 2682962.4585 | 1253738.4395
73 | 2683032.2453 | 1253740.5758
74 | 2682900.1524 | 1253603.5074
75 | 2682954.1482 | 1253739.2571
76 | 2682944.8428 | 1253713.5297
77 | 2683129.108 | 1253475.8953
78 | 2683100.0648 | 1253519.3364
79 | 2682972.9231 | 1253480.1805
80 | 2682990.0189 | 1253513.3038
81 | 2682977.5501 | 1253568.0898
82 | 2683003.0975 | 1253968.735
83 | 2682966.1921 | 1253889.2357
84 | 2682966.598 | 1253971.4076
85 | 2682994.7479 | 1253969.3464
86 | 2682996.0207 | 1253515.9009
87 | 2683002.0257 | 1253518.4994
88 | 2683006.6731 | 1253521.2731
89 | 2683012.1924 | 1253524.8086
90 | 2683025.7268 | 1253503.4822
91 | 2683011.3243 | 1253550.6604
92 | 2683036.8833 | 1253533.508
93 | 2683086.761 | 1253520.3367
94 | 2683086.4496 | 1253520.4398
95 | 2683082.8423 | 1253522.2303
96 | 2683106.3603 | 1253519.169
97 | 2683079.2385 | 1253525.4122
98 | 2683095.5087 | 1253573.714
99 | 2683127.7734 | 1253522.9002
100 | 2683063.9115 | 1253538.8577
101 | 2683089.1897 | 1253605.4709
102 | 2683037.8046 | 1253533.925
103 | 2683042.9074 | 1253536.2344
104 | 2683051.3749 | 1253539.2505
105 | 2683025.4556 | 1253493.2262
106 | 2683035.9935 | 1253498.3333
107 | 2682999.9732 | 1253559.4301
108 | 2683062.155 | 1253539.7423
109 | 2683036.5428 | 1253495.6321
110 | 2683135.9404 | 1253701.8327
111 | 2683126.1839 | 1253705.5282
112 | 2683144.4034 | 1253732.6748
113 | 2682921.4596 | 1253611.6508
114 | 2682972.5039 | 1253474.5593
115 | 2682848.1129 | 1253747.1864
116 | 2682848.7346 | 1253764.6996
117 | 2682848.7732 | 1253765.7875
118 | 2683072.0515 | 1253787.2881
119 | 2683086.1915 | 1253776.6134
120 | 2683081.0697 | 1253752.2335
121 | 2683164.377 | 1253717.5993
122 | 2683092.4341 | 1253740.2589
123 | 2683103.9172 | 1253728.1592
124 | 2683113.0931 | 1253715.8894
125 | 2682977.4104 | 1253469.2458
126 | 2683037.806 | 1253489.4211
127 | 2683038.4898 | 1253486.0591
128 | 2682988.7273 | 1253711.9542

## line_std_types
| c_nf_per_km | r_ohm_per_km | x_ohm_per_km | max_i_ka | type | q_mm2 | alpha | voltage_rating
NAYY 4x50 SE | 210 | 0.642 | 0.083 | 0.142 | cs | 50 | 0.00403 | LV
NAYY 4x120 SE | 264 | 0.225 | 0.08 | 0.242 | cs | 120 | 0.00403 | LV
NAYY 4x150 SE | 261 | 0.208 | 0.08 | 0.27 | cs | 150 | 0.00403 | LV
NA2XS2Y 1x95 RM/25 12/20 kV | 216 | 0.313 | 0.132 | 0.252 | cs | 95 | 0.00403 | MV
NA2XS2Y 1x185 RM/25 12/20 kV | 273 | 0.161 | 0.117 | 0.362 | cs | 185 | 0.00403 | MV
NA2XS2Y 1x240 RM/25 12/20 kV | 304 | 0.122 | 0.112 | 0.421 | cs | 240 | 0.00403 | MV
NA2XS2Y 1x95 RM/25 6/10 kV | 315 | 0.313 | 0.123 | 0.249 | cs | 95 | 0.00403 | MV
NA2XS2Y 1x185 RM/25 6/10 kV | 406 | 0.161 | 0.11 | 0.358 | cs | 185 | 0.00403 | MV
NA2XS2Y 1x240 RM/25 6/10 kV | 456 | 0.122 | 0.105 | 0.416 | cs | 240 | 0.00403 | MV
NA2XS2Y 1x150 RM/25 12/20 kV | 250 | 0.206 | 0.116 | 0.319 | cs | 150 | 0.00403 | MV
NA2XS2Y 1x120 RM/25 12/20 kV | 230 | 0.253 | 0.119 | 0.283 | cs | 120 | 0.00403 | MV
NA2XS2Y 1x70 RM/25 12/20 kV | 190 | 0.443 | 0.132 | 0.22 | cs | 70 | 0.00403 | MV
NA2XS2Y 1x150 RM/25 6/10 kV | 360 | 0.206 | 0.11 | 0.315 | cs | 150 | 0.00403 | MV
NA2XS2Y 1x120 RM/25 6/10 kV | 340 | 0.253 | 0.113 | 0.28 | cs | 120 | 0.00403 | MV
NA2XS2Y 1x70 RM/25 6/10 kV | 280 | 0.443 | 0.123 | 0.217 | cs | 70 | 0.00403 | MV
N2XS(FL)2Y 1x120 RM/35 64/110 kV | 112 | 0.153 | 0.166 | 0.366 | cs | 120 | 0.00393 | HV
N2XS(FL)2Y 1x185 RM/35 64/110 kV | 125 | 0.099 | 0.156 | 0.457 | cs | 185 | 0.00393 | HV
N2XS(FL)2Y 1x240 RM/35 64/110 kV | 135 | 0.075 | 0.149 | 0.526 | cs | 240 | 0.00393 | HV
N2XS(FL)2Y 1x300 RM/35 64/110 kV | 144 | 0.06 | 0.144 | 0.588 | cs | 300 | 0.00393 | HV
15-AL1/3-ST1A 0.4 | 11 | 1.8769 | 0.35 | 0.105 | ol | 16 | 0.00403 | LV
24-AL1/4-ST1A 0.4 | 11.25 | 1.2012 | 0.335 | 0.14 | ol | 24 | 0.00403 | LV
48-AL1/8-ST1A 0.4 | 12.2 | 0.5939 | 0.3 | 0.21 | ol | 48 | 0.00403 | LV
94-AL1/15-ST1A 0.4 | 13.2 | 0.306 | 0.29 | 0.35 | ol | 94 | 0.00403 | LV
34-AL1/6-ST1A 10.0 | 9.7 | 0.8342 | 0.36 | 0.17 | ol | 34 | 0.00403 | MV
48-AL1/8-ST1A 10.0 | 10.1 | 0.5939 | 0.35 | 0.21 | ol | 48 | 0.00403 | MV
70-AL1/11-ST1A 10.0 | 10.4 | 0.4132 | 0.339 | 0.29 | ol | 70 | 0.00403 | MV
94-AL1/15-ST1A 10.0 | 10.75 | 0.306 | 0.33 | 0.35 | ol | 94 | 0.00403 | MV
122-AL1/20-ST1A 10.0 | 11.1 | 0.2376 | 0.323 | 0.41 | ol | 122 | 0.00403 | MV
149-AL1/24-ST1A 10.0 | 11.25 | 0.194 | 0.315 | 0.47 | ol | 149 | 0.00403 | MV
34-AL1/6-ST1A 20.0 | 9.15 | 0.8342 | 0.382 | 0.17 | ol | 34 | 0.00403 | MV
48-AL1/8-ST1A 20.0 | 9.5 | 0.5939 | 0.372 | 0.21 | ol | 48 | 0.00403 | MV
70-AL1/11-ST1A 20.0 | 9.7 | 0.4132 | 0.36 | 0.29 | ol | 70 | 0.00403 | MV
94-AL1/15-ST1A 20.0 | 10 | 0.306 | 0.35 | 0.35 | ol | 94 | 0.00403 | MV
122-AL1/20-ST1A 20.0 | 10.3 | 0.2376 | 0.344 | 0.41 | ol | 122 | 0.00403 | MV
149-AL1/24-ST1A 20.0 | 10.5 | 0.194 | 0.337 | 0.47 | ol | 149 | 0.00403 | MV
184-AL1/30-ST1A 20.0 | 10.75 | 0.1571 | 0.33 | 0.535 | ol | 184 | 0.00403 | MV
243-AL1/39-ST1A 20.0 | 11 | 0.1188 | 0.32 | 0.645 | ol | 243 | 0.00403 | MV
48-AL1/8-ST1A 110.0 | 8 | 0.5939 | 0.46 | 0.21 | ol | 48 | 0.00403 | HV
70-AL1/11-ST1A 110.0 | 8.4 | 0.4132 | 0.45 | 0.29 | ol | 70 | 0.00403 | HV
94-AL1/15-ST1A 110.0 | 8.65 | 0.306 | 0.44 | 0.35 | ol | 94 | 0.00403 | HV
122-AL1/20-ST1A 110.0 | 8.5 | 0.2376 | 0.43 | 0.41 | ol | 122 | 0.00403 | HV
149-AL1/24-ST1A 110.0 | 8.75 | 0.194 | 0.41 | 0.47 | ol | 149 | 0.00403 | HV
184-AL1/30-ST1A 110.0 | 8.8 | 0.1571 | 0.4 | 0.535 | ol | 184 | 0.00403 | HV
243-AL1/39-ST1A 110.0 | 9 | 0.1188 | 0.39 | 0.645 | ol | 243 | 0.00403 | HV
305-AL1/39-ST1A 110.0 | 9.2 | 0.0949 | 0.38 | 0.74 | ol | 305 | 0.00403 | HV
490-AL1/64-ST1A 110.0 | 9.75 | 0.059 | 0.37 | 0.96 | ol | 490 | 0.00403 | HV
679-AL1/86-ST1A 110.0 | 9.95 | 0.042 | 0.36 | 1.15 | ol | 679 | 0.00403 | HV
490-AL1/64-ST1A 220.0 | 10 | 0.059 | 0.285 | 0.96 | ol | 490 | 0.00403 | HV
679-AL1/86-ST1A 220.0 | 11.7 | 0.042 | 0.275 | 1.15 | ol | 679 | 0.00403 | HV
490-AL1/64-ST1A 380.0 | 11 | 0.059 | 0.253 | 0.96 | ol | 490 | 0.00403 | HV
679-AL1/86-ST1A 380.0 | 14.6 | 0.042 | 0.25 | 1.15 | ol | 679 | 0.00403 | HV

## trafo_std_types
| i0_percent | pfe_kw | vkr_percent | sn_mva | vn_lv_kv | vn_hv_kv | vk_percent | shift_degree | vector_group | tap_side | tap_neutral | tap_min | tap_max | tap_step_degree | tap_step_percent | tap_phase_shifter
160 MVA 380/110 kV | 0.06 | 60 | 0.25 | 160 | 110 | 380 | 12.2 | 0 | Yy0 | hv | 0 | -9 | 9 | 0 | 1.5 | FALSE
100 MVA 220/110 kV | 0.06 | 55 | 0.26 | 100 | 110 | 220 | 12 | 0 | Yy0 | hv | 0 | -9 | 9 | 0 | 1.5 | FALSE
63 MVA 110/20 kV | 0.04 | 22 | 0.32 | 63 | 20 | 110 | 18 | 150 | YNd5 | hv | 0 | -9 | 9 | 0 | 1.5 | FALSE
40 MVA 110/20 kV | 0.05 | 18 | 0.34 | 40 | 20 | 110 | 16.2 | 150 | YNd5 | hv | 0 | -9 | 9 | 0 | 1.5 | FALSE
25 MVA 110/20 kV | 0.07 | 14 | 0.41 | 25 | 20 | 110 | 12 | 150 | YNd5 | hv | 0 | -9 | 9 | 0 | 1.5 | FALSE
63 MVA 110/10 kV | 0.04 | 22 | 0.32 | 63 | 10 | 110 | 18 | 150 | YNd5 | hv | 0 | -9 | 9 | 0 | 1.5 | FALSE
40 MVA 110/10 kV | 0.05 | 18 | 0.34 | 40 | 10 | 110 | 16.2 | 150 | YNd5 | hv | 0 | -9 | 9 | 0 | 1.5 | FALSE
25 MVA 110/10 kV | 0.07 | 14 | 0.41 | 25 | 10 | 110 | 12 | 150 | YNd5 | hv | 0 | -9 | 9 | 0 | 1.5 | FALSE
0.25 MVA 20/0.4 kV | 0.32 | 0.8 | 1.44 | 0.25 | 0.4 | 20 | 6 | 150 | Yzn5 | hv | 0 | -2 | 2 | 0 | 2.5 | FALSE
0.4 MVA 20/0.4 kV | 0.3375 | 1.35 | 1.425 | 0.4 | 0.4 | 20 | 6 | 150 | Dyn5 | hv | 0 | -2 | 2 | 0 | 2.5 | FALSE
0.63 MVA 20/0.4 kV | 0.2619 | 1.65 | 1.206 | 0.63 | 0.4 | 20 | 6 | 150 | Dyn5 | hv | 0 | -2 | 2 | 0 | 2.5 | FALSE
0.25 MVA 10/0.4 kV | 0.24 | 0.6 | 1.2 | 0.25 | 0.4 | 10 | 4 | 150 | Dyn5 | hv | 0 | -2 | 2 | 0 | 2.5 | FALSE
0.4 MVA 10/0.4 kV | 0.2375 | 0.95 | 1.325 | 0.4 | 0.4 | 10 | 4 | 150 | Dyn5 | hv | 0 | -2 | 2 | 0 | 2.5 | FALSE
0.63 MVA 10/0.4 kV | 0.1873 | 1.18 | 1.0794 | 0.63 | 0.4 | 10 | 4 | 150 | Dyn5 | hv | 0 | -2 | 2 | 0 | 2.5 | FALSE

## trafo3w_std_types
| sn_hv_mva | sn_mv_mva | sn_lv_mva | vn_hv_kv | vn_mv_kv | vn_lv_kv | vk_hv_percent | vk_mv_percent | vk_lv_percent | vkr_hv_percent | vkr_mv_percent | vkr_lv_percent | pfe_kw | i0_percent | shift_mv_degree | shift_lv_degree | vector_group | tap_side | tap_neutral | tap_min | tap_max | tap_step_percent
63/25/38 MVA 110/20/10 kV | 63 | 25 | 38 | 110 | 20 | 10 | 10.4 | 10.4 | 10.4 | 0.28 | 0.32 | 0.35 | 35 | 0.89 | 0 | 0 | YN0yn0yn0 | hv | 0 | -10 | 10 | 1.2
63/25/38 MVA 110/10/10 kV | 63 | 25 | 38 | 110 | 10 | 10 | 10.4 | 10.4 | 10.4 | 0.28 | 0.32 | 0.35 | 35 | 0.89 | 0 | 0 | YN0yn0yn0 | hv | 0 | -10 | 10 | 1.2

## fuse_std_types
| fuse_type | i_rated_a | t_avg | t_min | t_total | x_avg | x_min | x_total
HV 100A | HV 100A | 100 | 0 | [10.0, 3.64, 0.854, 0.281, 0.1, 0.0531, 0.022, 0.01] | [10.0, 4.267, 1.21, 0.403, 0.1, 0.058, 0.022, 0.01] | 0 | [300.0, 350.0, 450.0, 550.0, 700.0, 850.0, 1200.0, 1752.0] | [600.0, 700.0, 900.0, 1150.0, 1665.0, 2000.0, 3000.0, 4313.0]
HV 10A | HV 10A | 10 | 0 | [10.0, 1675.0, 0.344, 0.156, 0.1, 0.0417, 0.0171, 0.01] | [10.0, 1.3, 0.3, 0.155, 0.1, 0.0555, 0.023, 0.01] | 0 | [30.0, 32.0, 35.0, 37.0, 39.0, 50.0, 70.0, 88.0] | [60.0, 70.0, 80.0, 87.0, 94.0, 110.0, 150.0, 216.0]
HV 125A | HV 125A | 125 | 0 | [10.0, 1.82, 0.344, 0.1, 0.0467, 0.0269, 0.01] | [10.0, 2.478, 0.426, 0.1, 0.0427, 0.0211, 0.01] | 0 | [375.0, 500.0, 700.0, 925.0, 1200.0, 1500.0, 2341.0] | [750.0, 1000.0, 1500.0, 2200.0, 3000.0, 4000.0, 5765.0]
HV 160A | HV 160A | 160 | 0 | [10.0, 4.15, 1.03, 0.198, 0.1, 0.051, 0.0172, 0.01] | [10.0, 2.3, 0.734, 0.274, 0.1, 0.046, 0.0177, 0.01] | 0 | [480.0, 550.0, 700.0, 1000.0, 1260.0, 1600.0, 2500.0, 3227.0] | [960.0, 1300.0, 1700.0, 2200.0, 2996.0, 4000.0, 6000.0, 7946.0]
HV 16A | HV 16A | 16 | 0 | [10.0, 0.352, 0.164, 0.1, 0.0649, 0.0342, 0.01] | [10.0, 2.34, 0.722, 0.181, 0.1, 0.055, 0.0296, 0.01] | 0 | [48.0, 60.0, 65.0, 71.0, 80.0, 100.0, 162.0] | [96.0, 110.0, 125.0, 150.0, 168.0, 200.0, 250.0, 398.0]
HV 200A | HV 200A | 200 | 0 | [10.0, 4.267, 1.21, 0.403, 0.1, 0.058, 0.022, 0.01] | [10.0, 3.73, 1.654, 0.328, 0.1, 0.0531, 0.019, 0.01] | 0 | [600.0, 700.0, 900.0, 1150.0, 1665.0, 2000.0, 3000.0, 4313.0] | [1200.0, 1500.0, 1800.0, 2700.0, 3960.0, 5000.0, 7500.0, 10620.0]
HV 20A | HV 20A | 20 | 0 | [10.0, 1.3, 0.3, 0.155, 0.1, 0.0555, 0.023, 0.01] | [10.0, 1.3, 0.161, 0.1, 0.0611, 0.0399, 0.0141, 0.01] | 0 | [60.0, 70.0, 80.0, 87.0, 94.0, 110.0, 150.0, 216.0] | [120.0, 150.0, 200.0, 223.0, 260.0, 300.0, 450.0, 532.0]
HV 25A | HV 25A | 25 | 0 | [10.0, 2.512, 0.833, 0.299, 0.1, 0.0372, 0.0223, 0.01] | [10.0, 3.125, 0.597, 0.198, 0.1, 0.0378, 0.022, 0.01] | 0 | [75.0, 82.0, 90.0, 100.0, 124.0, 170.0, 200.0, 289.0] | [150.0, 170.0, 210.0, 250.0, 294.0, 400.0, 500.0, 711.0]
HV 31.5A | HV 31.5A | 31.5 | 0 | [10.0, 2.34, 0.722, 0.181, 0.1, 0.055, 0.0296, 0.01] | [10.0, 2.84, 0.368, 0.164, 0.1, 0.0621, 0.0378, 0.0195, 0.01] | 0 | [95.0, 110.0, 125.0, 150.0, 165.0, 200.0, 250.0, 390.0] | [189.0, 220.0, 300.0, 350.0, 393.0, 450.0, 530.0, 700.0, 960.0]
HV 40A | HV 40A | 40 | 0 | [10.0, 1.3, 0.161, 0.1, 0.0611, 0.0399, 0.0141, 0.01] | [10.0, 2.05, 0.369, 0.198, 0.1, 0.051, 0.0298, 0.01] | 0 | [120.0, 150.0, 200.0, 223.0, 260.0, 300.0, 450.0, 532.0] | [240.0, 300.0, 400.0, 450.0, 530.0, 650.0, 800.0, 1311.0]
HV 50A | HV 50A | 50 | 0 | [10.0, 3.215, 0.597, 0.198, 0.1, 0.0378, 0.022, 0.01] | [10.0, 3.64, 0.854, 0.281, 0.1, 0.0531, 0.022, 0.01] | 0 | [150.0, 170.0, 210.0, 250.0, 294.0, 400.0, 500.0, 711.0] | [300.0, 350.0, 450.0, 550.0, 700.0, 850.0, 1200.0, 1752.0]
HV 6.3A | HV 6.3A | 6.3 | 0 | [10.0, 1.39, 0.344, 0.168, 0.1, 0.056, 0.0263, 0.01] | [10.0, 1.711, 0.516, 0.198, 0.1, 0.0634, 0.0303, 0.01] | 0 | [19.0, 19.5, 20.4, 20.8, 22.0, 25.0, 32.0, 48.0] | [38.0, 40.0, 43.0, 48.0, 53.0, 60.0, 75.0, 118.0]
HV 63A | HV 63A | 63 | 0 | [10.0, 2.84, 0.368, 0.164, 0.1, 0.0621, 0.0378, 0.0195, 0.01] | [10.0, 1.82, 0.344, 0.1, 0.0467, 0.0269, 0.01] | 0 | [189.0, 220.0, 300.0, 350.0, 393.0, 450.0, 530.0, 700.0, 961.0] | [378.0, 500.0, 700.0, 934.0, 1200.0, 1500.0, 2366.0]
HV 80A | HV 80A | 80 | 0 | [10.0, 2.05, 0.369, 0.198, 0.1, 0.051, 0.0298, 0.01] | [10.0, 4.15, 1.03, 0.198, 0.1, 0.051, 0.0172, 0.01] | 0 | [240.0, 300.0, 400.0, 450.0, 530.0, 650.0, 800.0, 1311.0] | [480.0, 550.0, 700.0, 1000.0, 1260.0, 1600.0, 2500.0, 3227.0]
Siemens NH-1-100 | Siemens NH-1-100 | 100 | [5400.0, 2000.0, 400.0, 20.0, 1.0, 0.2, 0.012, 0.004] | 0 | 0 | [150.0, 190.0, 250.0, 430.0, 900.0, 1250.0, 2700.0, 3600.0] | 0 | 0
Siemens NH-1-125 | Siemens NH-1-125 | 125 | [4800.0, 120.0, 7.0, 0.1, 0.004] | 0 | 0 | [180.0, 400.0, 740.0, 2000.0, 4250.0] | 0 | 0
Siemens NH-1-16 | Siemens NH-1-16 | 16 | [4000.0, 400.0, 2.0, 0.1, 0.04, 0.01] | 0 | 0 | [26.0, 35.0, 75.0, 150.0, 200.0, 300.0] | 0 | 0
Siemens NH-1-160 | Siemens NH-1-160 | 160 | [4800.0, 120.0, 7.0, 0.1, 0.004] | 0 | 0 | [210.0, 500.0, 900.0, 2300.0, 5000.0] | 0 | 0
Siemens NH-1-25 | Siemens NH-1-25 | 25 | [4000.0, 1000.0, 10.0, 0.2, 0.02, 0.01] | 0 | 0 | [40.0, 50.0, 100.0, 210.0, 400.0, 500.0] | 0 | 0
Siemens NH-1-50 | Siemens NH-1-50 | 50 | [4000.0, 40.0, 4.0, 1.0, 0.02, 0.01] | 0 | 0 | [86.0, 200.0, 300.0, 400.0, 1000.0, 1280.0] | 0 | 0
Siemens NH-1-63 | Siemens NH-1-63 | 63 | [4000.0, 100.0, 10.0, 2.0, 0.04, 0.01] | 0 | 0 | [100.0, 200.0, 300.0, 400.0, 1000.0, 1500.0] | 0 | 0
Siemens NH-1-80 | Siemens NH-1-80 | 80 | [4800.0, 120.0, 7.0, 0.1, 0.01] | 0 | 0 | [150.58, 250.0, 450.0, 1150.0, 2470.0] | 0 | 0
Siemens NH-2-1000 | Siemens NH-2-1000 | 1000 | [4800.0, 120.0, 7.0, 0.1, 0.004] | 0 | 0 | [1900.0, 3500.0, 8400.0, 24000.0, 52000.0] | 0 | 0
Siemens NH-2-200 | Siemens NH-2-200 | 200 | [4800.0, 120.0, 7.0, 0.1, 0.004] | 0 | 0 | [280.0, 650.0, 1200.0, 3000.0, 7000.0] | 0 | 0
Siemens NH-2-224 | Siemens NH-2-224 | 224 | [4800.0, 120.0, 7.0, 0.2, 0.04, 0.004] | 0 | 0 | [400.0, 750.0, 1453.0, 3025.0, 4315.0, 7600.0] | 0 | 0
Siemens NH-2-250 | Siemens NH-2-250 | 250 | [4800.0, 120.0, 7.0, 0.1, 0.004] | 0 | 0 | [450.0, 800.0, 1650.0, 4000.0, 8500.0] | 0 | 0
Siemens NH-2-315 | Siemens NH-2-315 | 315 | [4800.0, 120.0, 7.0, 0.1, 0.004] | 0 | 0 | [550.0, 920.0, 1900.0, 5000.0, 11000.0] | 0 | 0
Siemens NH-2-355 | Siemens NH-2-355 | 355 | [4800.0, 120.0, 6.0, 0.1, 0.004] | 0 | 0 | [650.0, 1116.27, 2350.0, 5840.0, 12790.0] | 0 | 0
Siemens NH-2-400 | Siemens NH-2-400 | 400 | [4800.0, 120.0, 7.0, 0.1, 0.004] | 0 | 0 | [720.0, 1350.0, 2800.0, 6500.0, 15000.0] | 0 | 0
Siemens NH-2-425 | Siemens NH-2-425 | 425 | [4800.0, 120.0, 7.0, 0.1, 0.004] | 0 | 0 | [850.0, 1500.0, 3050.0, 7500.0, 16500.0] | 0 | 0
Siemens NH-2-630 | Siemens NH-2-630 | 630 | [4800.0, 120.0, 7.0, 0.1, 0.004] | 0 | 0 | [1200.0, 2000.0, 4800.0, 12000.0, 26000.0] | 0 | 0

## res_bus
| vm_pu | va_degree | p_mw | q_mvar
0 | 0.97056 | -0.5686 | 0.0055108 | 0.0013811
1 | 0.97286 | -0.52301 | 0.00083715 | 0.00020981
2 | 0.97298 | -0.52069 | 0.0014028 | 0.00035157
3 | 0.97309 | -0.51855 | 0.0043858 | 0.0010992
4 | 0.9733 | -0.51445 | 0 | 0
5 | 0.97248 | -0.53057 | 0.0012517 | 0.0003137
6 | 0.97248 | -0.53063 | 0.001219 | 0.00030551
7 | 0.97252 | -0.52973 | 0.0011978 | 0.00030021
8 | 0.97247 | -0.53068 | 0.0013284 | 0.00033293
9 | 0.97255 | -0.52925 | 0.0011978 | 0.00030021
10 | 0.97256 | -0.52903 | 0.0011008 | 0.00027588
11 | 0.97258 | -0.52867 | 0.0011966 | 0.00029989
12 | 0.97415 | -0.49769 | 0.0035306 | 0.00088486
13 | 0.97419 | -0.49678 | 0.0017922 | 0.00044917
14 | 0.97423 | -0.49601 | 0.00098762 | 0.00024752
15 | 0.9743 | -0.49465 | 0.0032498 | 0.00081447
16 | 0.97577 | -0.46582 | 0 | 0
17 | 0.97667 | -0.44796 | 0 | 0
18 | 0.97526 | -0.47577 | 0.0013383 | 0.00033541
19 | 0.97441 | -0.49251 | 0 | 0
20 | 0.97767 | -0.42845 | 0.0013211 | 0.00033109
21 | 0.97606 | -0.46006 | 0.0046032 | 0.0011537
22 | 0.975 | -0.48091 | 0.0019319 | 0.00048417
23 | 0.97279 | -0.5244 | 0.00083715 | 0.00020981
24 | 0.97557 | -0.46964 | 0.0041574 | 0.001042
25 | 0.97279 | -0.52443 | 0.00083711 | 0.0002098
26 | 0.98174 | -0.34888 | 0.0033608 | 0.00084231
27 | 0.98176 | -0.34863 | 0.0089771 | 0.0022499
28 | 0.97279 | -0.52446 | 0.00083596 | 0.00020951
29 | 0.9784 | -0.4141 | 0.0089548 | 0.0022443
30 | 0.97882 | -0.40594 | 0.0088593 | 0.0022204
31 | 0.98193 | -0.34528 | 0 | 0
32 | 0.98082 | -0.36688 | 0.0047729 | 0.0011962
33 | 0.98273 | -0.3297 | 0 | 0
34 | 0.98013 | -0.38039 | 0.0030284 | 0.00075898
35 | 0.98313 | -0.32191 | 0 | 0
36 | 0.98414 | -0.30231 | 0 | 0
37 | 0.98231 | -0.33784 | 0.0017978 | 0.00045058
38 | 0.98103 | -0.36269 | 0 | 0
39 | 0.9818 | -0.3476 | 0.005244 | 0.0013143
40 | 0.98096 | -0.364 | 0 | 0
41 | 0.98061 | -0.37083 | 0.0070402 | 0.0017645
42 | 0.98269 | -0.33047 | 0.0017151 | 0.00042983
43 | 0.98088 | -0.36563 | 0.0025322 | 0.00063463
44 | 1 | 0 | -0.57826 | -0.14858
45 | 0.99259 | -0.14057 | 0.0017906 | 0.00044877
46 | 0.99573 | -0.080703 | 0 | 0
47 | 0.97377 | -0.50599 | 0 | 0
48 | 0.97453 | -0.49118 | 0 | 0
49 | 0.97358 | -0.50983 | 0.0071773 | 0.0017988
50 | 0.97204 | -0.54023 | 0 | 0
51 | 0.97197 | -0.54169 | 0.0056042 | 0.0014045
52 | 0.97229 | -0.53521 | 0 | 0
53 | 0.973 | -0.52121 | 0 | 0
54 | 0.97226 | -0.5359 | 0.0070791 | 0.0017742
55 | 0.97298 | -0.52176 | 0.0065835 | 0.00165
56 | 0.97823 | -0.41841 | 0 | 0
57 | 0.97819 | -0.41927 | 0 | 0
58 | 0.97828 | -0.41754 | 0.0043196 | 0.0010826
59 | 0.99041 | -0.18177 | 0.0072106 | 0.0018072
60 | 0.97611 | -0.46009 | 0.005717 | 0.0014328
61 | 0.97434 | -0.49389 | 0 | 0
62 | 0.97451 | -0.49065 | 0.0011445 | 0.00028685
63 | 0.97432 | -0.49431 | 0 | 0
64 | 0.97939 | -0.39484 | 0.0033715 | 0.00084497
65 | 0.98046 | -0.37369 | 0.0071271 | 0.0017862
66 | 0.9742 | -0.49674 | 0.0021862 | 0.00054792
67 | 0.97926 | -0.39734 | 0.0046032 | 0.0011537
68 | 0.98145 | -0.35579 | 0.0095804 | 0.0024011
69 | 0.98173 | -0.3503 | 0.009615 | 0.0024098
70 | 0.99145 | -0.16226 | 0.0019705 | 0.00049387
71 | 0.99143 | -0.16224 | 0 | 0
72 | 0.99434 | -0.1075 | 0.028722 | 0.0071984
73 | 0.99141 | -0.16261 | 0.0072792 | 0.0018243
74 | 0.97335 | -0.51439 | 0.017388 | 0.0043577
75 | 0.99416 | -0.11091 | 0 | 0
76 | 0.99358 | -0.12208 | 0.02315 | 0.0058019
77 | 0.98244 | -0.3364 | 0.0030867 | 0.00077361
78 | 0.9826 | -0.33311 | 0 | 0
79 | 0.97818 | -0.41947 | 0.0010863 | 0.00027225
80 | 0.97832 | -0.41676 | 0.0043149 | 0.0010814
81 | 0.97656 | -0.45126 | 0.037252 | 0.0093362
82 | 0.97454 | -0.49 | 0.0014041 | 0.00035191
83 | 0.97894 | -0.40354 | 0.0032334 | 0.00081036
84 | 0.97477 | -0.48542 | 0.0017906 | 0.00044876
85 | 0.97458 | -0.48927 | 0.0026927 | 0.00067486
86 | 0.97838 | -0.41548 | 0.00086864 | 0.0002177
87 | 0.97845 | -0.41409 | 0.00086827 | 0.00021761
88 | 0.97852 | -0.41285 | 0 | 0
89 | 0.97859 | -0.41135 | 0 | 0
90 | 0.9785 | -0.41309 | 0 | 0
91 | 0.9777 | -0.42888 | 0.007412 | 0.0018576
92 | 0.9796 | -0.39158 | 0.00087655 | 0.00021968
93 | 0.98202 | -0.34446 | 0.00083757 | 0.00020991
94 | 0.982 | -0.34475 | 0.00083756 | 0.00020991
95 | 0.98183 | -0.34813 | 0.00083673 | 0.0002097
96 | 0.98288 | -0.32766 | 0 | 0
97 | 0.98162 | -0.35215 | 0.00083673 | 0.0002097
98 | 0.98593 | -0.26857 | 0.088742 | 0.022241
99 | 0.98222 | -0.34067 | 0.013812 | 0.0034617
100 | 0.98074 | -0.36931 | 0.00087684 | 0.00021976
101 | 0.98859 | -0.21723 | 0 | 0
102 | 0.97964 | -0.39081 | 0.0031332 | 0.00078525
103 | 0.97986 | -0.38648 | 0.00087717 | 0.00021984
104 | 0.98022 | -0.37945 | 0.00087655 | 0.00021968
105 | 0.97849 | -0.41332 | 0.0012526 | 0.00031393
106 | 0.97848 | -0.4136 | 0.00082995 | 0.000208
107 | 0.97725 | -0.43769 | 0.0073983 | 0.0018542
108 | 0.98066 | -0.37093 | 0.0074039 | 0.0018556
109 | 0.97847 | -0.41368 | 0.0004071 | 0.00010203
110 | 0.97256 | -0.52849 | 0 | 0
111 | 0.973 | -0.5198 | 0.011542 | 0.0028928
112 | 0.97114 | -0.55648 | 0 | 0
113 | 0.97321 | -0.5171 | 0.0058277 | 0.0014606
114 | 0.97817 | -0.41958 | 0 | 0
115 | 0.97262 | -0.52785 | 0.0011979 | 0.00030022
116 | 0.97278 | -0.52472 | 0.0018142 | 0.00045469
117 | 0.97279 | -0.52449 | 0.00083711 | 0.0002098
118 | 0.97897 | -0.4027 | 0.011883 | 0.0029782
119 | 0.97828 | -0.4163 | 0 | 0
120 | 0.97704 | -0.4404 | 0.0072885 | 0.0018267
121 | 0.97013 | -0.57657 | 0.043468 | 0.010894
122 | 0.97586 | -0.46365 | 0.0070275 | 0.0017613
123 | 0.97477 | -0.48504 | 0.0070225 | 0.00176
124 | 0.97386 | -0.50291 | 0.0079632 | 0.0019958
125 | 0.97817 | -0.41973 | 0.0010867 | 0.00027236
126 | 0.97847 | -0.41383 | 0.00040702 | 0.00010201
127 | 0.97846 | -0.41388 | 0.00082462 | 0.00020667
128 | 0.99998 | 149.9956 | 0 | 0

## res_line
| p_from_mw | q_from_mvar | p_to_mw | q_to_mvar | pl_mw | ql_mvar | i_from_ka | i_to_ka | i_ka | vm_from_pu | va_from_degree | vm_to_pu | va_to_degree | loading_percent
0 | -0.0055108 | -0.0013811 | 0.0055228 | 0.0013833 | 1.1979e-05 | 2.1219e-06 | 0.008449 | 0.008447 | 0.008449 | 0.97056 | -0.5686 | 0.97286 | -0.52301 | 2.3211
1 | -0.00636 | -0.0015931 | 0.0063607 | 0.0015933 | 7.0466e-07 | 2.0437e-07 | 0.0097274 | 0.0097273 | 0.0097274 | 0.97286 | -0.52301 | 0.97298 | -0.52069 | 2.6724
2 | -0.0077635 | -0.0019449 | 0.0077642 | 0.0019452 | 7.9127e-07 | 3.2047e-07 | 0.011873 | 0.011873 | 0.011873 | 0.97298 | -0.52069 | 0.97309 | -0.51855 | 3.2617
3 | -0.01215 | -0.0030444 | 0.012152 | 0.0030456 | 2.3688e-06 | 1.2887e-06 | 0.018579 | 0.018579 | 0.018579 | 0.97309 | -0.51855 | 0.9733 | -0.51445 | 5.1042
4 | -0.027013 | -0.0067728 | 0.027042 | 0.0067903 | 2.8279e-05 | 1.7548e-05 | 0.0413 | 0.0413 | 0.0413 | 0.9733 | -0.51445 | 0.97441 | -0.49251 | 11.3462
5 | 0.014861 | 0.0037271 | -0.014854 | -0.0037231 | 7.0409e-06 | 4.0544e-06 | 0.022721 | 0.022721 | 0.022721 | 0.9733 | -0.51445 | 0.97279 | -0.5244 | 6.2421
6 | 0.0025474 | 0.0006384 | -0.0025474 | -0.00063842 | 7.9201e-09 | -1.2179e-08 | 0.0038978 | 0.0038978 | 0.0038978 | 0.97248 | -0.53057 | 0.97248 | -0.53063 | 1.0708
7 | -0.0037991 | -0.0009521 | 0.0037992 | 0.00095205 | 1.5108e-07 | -5.1242e-08 | 0.005813 | 0.005813 | 0.005813 | 0.97248 | -0.53057 | 0.97252 | -0.52973 | 1.597
8 | 0.0013284 | 0.00033291 | -0.0013284 | -0.00033293 | 2.7381e-09 | -2.0175e-08 | 0.0020326 | 0.0020326 | 0.0020326 | 0.97248 | -0.53063 | 0.97247 | -0.53068 | 0.55841
9 | -0.0049971 | -0.0012523 | 0.0049972 | 0.0012523 | 1.1527e-07 | 8.5247e-09 | 0.0076458 | 0.0076457 | 0.0076458 | 0.97252 | -0.52973 | 0.97255 | -0.52925 | 2.1005
10 | -0.006195 | -0.0015525 | 0.0061951 | 0.0015525 | 6.3989e-08 | 1.7384e-08 | 0.0094785 | 0.0094785 | 0.0094785 | 0.97255 | -0.52925 | 0.97256 | -0.52903 | 2.604
11 | -0.0072959 | -0.0018284 | 0.007296 | 0.0018284 | 1.2668e-07 | 4.7434e-08 | 0.011163 | 0.011163 | 0.011163 | 0.97256 | -0.52903 | 0.97258 | -0.52867 | 3.0667
12 | -0.0084926 | -0.0021283 | 0.0084929 | 0.0021285 | 3.3282e-07 | 1.4776e-07 | 0.012993 | 0.012993 | 0.012993 | 0.97258 | -0.52867 | 0.97262 | -0.52785 | 3.5696
13 | -0.0035306 | -0.00088486 | 0.0035308 | 0.00088478 | 1.5436e-07 | -7.7413e-08 | 0.0053931 | 0.005393 | 0.0053931 | 0.97415 | -0.49769 | 0.97419 | -0.49678 | 1.4816
14 | -0.005323 | -0.001334 | 0.0053232 | 0.001334 | 1.9555e-07 | 2.6931e-08 | 0.0081305 | 0.0081305 | 0.0081305 | 0.97419 | -0.49678 | 0.97423 | -0.49601 | 2.2337
15 | -0.0063108 | -0.0015815 | 0.0063112 | 0.0015816 | 4.0623e-07 | 1.1479e-07 | 0.009639 | 0.0096389 | 0.009639 | 0.97423 | -0.49601 | 0.9743 | -0.49465 | 2.6481
16 | -0.009561 | -0.0023961 | 0.009562 | 0.0023966 | 9.77e-07 | 4.731e-07 | 0.014602 | 0.014602 | 0.014602 | 0.9743 | -0.49465 | 0.97441 | -0.49251 | 4.0116
17 | -0.012501 | -0.0031345 | 0.012512 | 0.0031403 | 1.0646e-05 | 5.8366e-06 | 0.019065 | 0.019064 | 0.019065 | 0.97577 | -0.46582 | 0.97667 | -0.44796 | 5.2375
18 | 0.012501 | 0.0031345 | -0.012495 | -0.0031312 | 5.9298e-06 | 3.2519e-06 | 0.019065 | 0.019065 | 0.019065 | 0.97577 | -0.46582 | 0.97526 | -0.47577 | 5.2376
19 | -0.057961 | -0.014576 | 0.058015 | 0.01461 | 5.4078e-05 | 3.3684e-05 | 0.088325 | 0.088325 | 0.088325 | 0.97667 | -0.44796 | 0.97767 | -0.42845 | 12.1326
20 | 0.045449 | 0.011436 | -0.045423 | -0.011419 | 2.6256e-05 | 1.6621e-05 | 0.069261 | 0.069261 | 0.069261 | 0.97667 | -0.44796 | 0.97606 | -0.46006 | 19.0277
21 | 0.011157 | 0.0027958 | -0.011154 | -0.0027944 | 2.7267e-06 | 1.4321e-06 | 0.017023 | 0.017023 | 0.017023 | 0.97526 | -0.47577 | 0.975 | -0.48091 | 4.6766
22 | -0.036604 | -0.0091869 | 0.036644 | 0.0092121 | 3.9972e-05 | 2.5157e-05 | 0.055902 | 0.055902 | 0.055902 | 0.97441 | -0.49251 | 0.97557 | -0.46964 | 15.3577
23 | -0.059336 | -0.014941 | 0.059377 | 0.014966 | 4.0729e-05 | 2.4563e-05 | 0.090335 | 0.090335 | 0.090335 | 0.97767 | -0.42845 | 0.9784 | -0.4141 | 8.2725
24 | 0.04082 | 0.010266 | -0.040801 | -0.010254 | 1.8668e-05 | 1.1787e-05 | 0.062243 | 0.062243 | 0.062243 | 0.97606 | -0.46006 | 0.97557 | -0.46964 | 17.0998
25 | 0.0092224 | 0.0023102 | -0.0092204 | -0.0023093 | 1.9839e-06 | 9.3669e-07 | 0.014075 | 0.014075 | 0.014075 | 0.975 | -0.48091 | 0.97477 | -0.48542 | 3.8667
26 | 0.014017 | 0.0035133 | -0.014017 | -0.0035133 | 2.1222e-08 | 1.2053e-08 | 0.021441 | 0.021441 | 0.021441 | 0.97279 | -0.5244 | 0.97279 | -0.52443 | 5.8903
27 | 0.01318 | 0.0033035 | -0.01318 | -0.0033035 | 1.8734e-08 | 1.0462e-08 | 0.02016 | 0.02016 | 0.02016 | 0.97279 | -0.52443 | 0.97279 | -0.52446 | 5.5385
28 | -0.0033608 | -0.00084231 | 0.0033609 | 0.00084228 | 3.9393e-08 | -2.5979e-08 | 0.005094 | 0.005094 | 0.005094 | 0.98174 | -0.34888 | 0.98176 | -0.34863 | 1.3994
29 | -0.012338 | -0.0030921 | 0.01234 | 0.0030932 | 1.9688e-06 | 1.0701e-06 | 0.0187 | 0.0187 | 0.0187 | 0.98176 | -0.34863 | 0.98193 | -0.34528 | 5.1374
30 | 0.012344 | 0.003094 | -0.012344 | -0.0030939 | 1.6432e-08 | 8.9911e-09 | 0.018882 | 0.018882 | 0.018882 | 0.97279 | -0.52446 | 0.97279 | -0.52449 | 5.1872
31 | -0.068332 | -0.01721 | 0.068358 | 0.017226 | 2.6665e-05 | 1.6322e-05 | 0.10395 | 0.10395 | 0.10395 | 0.9784 | -0.4141 | 0.97882 | -0.40594 | 9.5196
32 | -0.077218 | -0.019447 | 0.077227 | 0.019452 | 8.8909e-06 | 5.4956e-06 | 0.11742 | 0.11742 | 0.11742 | 0.97882 | -0.40594 | 0.97894 | -0.40354 | 10.7529
33 | 0.09649 | 0.024375 | -0.09639 | -0.024312 | 9.9766e-05 | 6.2437e-05 | 0.14629 | 0.14629 | 0.14629 | 0.98193 | -0.34528 | 0.98082 | -0.36688 | 13.3966
34 | -0.10883 | -0.027468 | 0.10891 | 0.027519 | 8.1306e-05 | 5.1128e-05 | 0.16499 | 0.16499 | 0.16499 | 0.98193 | -0.34528 | 0.98273 | -0.3297 | 15.109
35 | 0.091618 | 0.023116 | -0.091558 | -0.023079 | 5.9249e-05 | 3.6992e-05 | 0.13905 | 0.13905 | 0.13905 | 0.98082 | -0.36688 | 0.98013 | -0.38039 | 12.7335
36 | 0.0017151 | 0.00042956 | -0.0017151 | -0.00042983 | 6.3492e-08 | -2.7744e-07 | 0.0025969 | 0.002597 | 0.002597 | 0.98273 | -0.3297 | 0.98269 | -0.33047 | 0.71346
37 | -0.11063 | -0.027949 | 0.11067 | 0.027975 | 4.1283e-05 | 2.5974e-05 | 0.16759 | 0.16759 | 0.16759 | 0.98273 | -0.3297 | 0.98313 | -0.32191 | 15.3468
38 | 0.08853 | 0.02232 | -0.088469 | -0.022282 | 6.1146e-05 | 3.8111e-05 | 0.13445 | 0.13445 | 0.13445 | 0.98013 | -0.38039 | 0.97939 | -0.39484 | 12.3126
39 | -0.23156 | -0.058634 | 0.23177 | 0.058773 | 0.00021821 | 0.00013912 | 0.35069 | 0.35069 | 0.35069 | 0.98313 | -0.32191 | 0.98414 | -0.30231 | 32.1141
40 | 0.12089 | 0.030659 | -0.12079 | -0.030601 | 9.2456e-05 | 5.8333e-05 | 0.1831 | 0.1831 | 0.1831 | 0.98313 | -0.32191 | 0.98231 | -0.33784 | 16.7674
41 | -0.23177 | -0.058773 | 0.23312 | 0.059634 | 0.0013515 | 0.00086157 | 0.35069 | 0.35068 | 0.35069 | 0.98414 | -0.30231 | 0.99041 | -0.18177 | 32.1141
42 | 0.119 | 0.03015 | -0.11894 | -0.030115 | 5.5778e-05 | 3.5177e-05 | 0.18038 | 0.18038 | 0.18038 | 0.98231 | -0.33784 | 0.9818 | -0.3476 | 16.518
43 | -0.11361 | -0.028749 | 0.1137 | 0.028801 | 8.2357e-05 | 5.1868e-05 | 0.17243 | 0.17243 | 0.17243 | 0.98103 | -0.36269 | 0.9818 | -0.3476 | 15.7902
44 | 0.0025326 | 0.00063405 | -0.0025324 | -0.00063431 | 1.5805e-07 | -2.5949e-07 | 0.0038411 | 0.0038413 | 0.0038413 | 0.98103 | -0.36269 | 0.98096 | -0.364 | 1.0553
45 | 0.11108 | 0.028115 | -0.11104 | -0.028087 | 4.3389e-05 | 2.7307e-05 | 0.16859 | 0.16859 | 0.16859 | 0.98103 | -0.36269 | 0.98061 | -0.37083 | 15.4385
46 | 0.0025324 | 0.00063431 | -0.0025322 | -0.00063463 | 1.9655e-07 | -3.2259e-07 | 0.0038413 | 0.0038414 | 0.0038414 | 0.98096 | -0.364 | 0.98088 | -0.36563 | 1.0553
47 | 0.104 | 0.026323 | -0.10398 | -0.026314 | 1.4272e-05 | 8.9609e-06 | 0.1579 | 0.1579 | 0.1579 | 0.98061 | -0.37083 | 0.98046 | -0.37369 | 14.4602
48 | 0.27465 | 0.07074 | -0.27279 | -0.06955 | 0.0018649 | 0.00119 | 0.40936 | 0.40937 | 0.40937 | 1 | 0 | 0.99259 | -0.14057 | 37.4876
49 | 0.30196 | 0.077844 | -0.30078 | -0.07709 | 0.0011817 | 0.00075446 | 0.45009 | 0.45009 | 0.45009 | 1 | 0 | 0.99573 | -0.080703 | 41.2173
50 | 0.271 | 0.069101 | -0.27071 | -0.06892 | 0.00028351 | 0.00018091 | 0.40668 | 0.40668 | 0.40668 | 0.99259 | -0.14057 | 0.99145 | -0.16226 | 37.2418
51 | 0.24882 | 0.064037 | -0.24784 | -0.063411 | 0.00098251 | 0.0006266 | 0.37244 | 0.37244 | 0.37244 | 0.99573 | -0.080703 | 0.99143 | -0.16224 | 34.1065
52 | 0.051954 | 0.013052 | -0.051888 | -0.01301 | 6.6351e-05 | 4.2083e-05 | 0.077652 | 0.077652 | 0.077652 | 0.99573 | -0.080703 | 0.99434 | -0.1075 | 21.333
53 | -0.030404 | -0.0076238 | 0.030425 | 0.0076373 | 2.1486e-05 | 1.3421e-05 | 0.046461 | 0.046461 | 0.046461 | 0.97377 | -0.50599 | 0.97453 | -0.49118 | 12.7641
54 | 0.030404 | 0.0076238 | -0.030398 | -0.0076204 | 5.5648e-06 | 3.476e-06 | 0.046461 | 0.046461 | 0.046461 | 0.97377 | -0.50599 | 0.97358 | -0.50983 | 12.7641
55 | -0.04973 | -0.012488 | 0.049804 | 0.012533 | 7.3866e-05 | 4.5569e-05 | 0.075943 | 0.075942 | 0.075943 | 0.97453 | -0.49118 | 0.97611 | -0.46009 | 10.4317
56 | 0.019305 | 0.0048505 | -0.019277 | -0.0048338 | 2.7636e-05 | 1.6632e-05 | 0.029481 | 0.029482 | 0.029482 | 0.97453 | -0.49118 | 0.973 | -0.52121 | 8.0994
57 | 0.023221 | 0.0058216 | -0.023216 | -0.0058185 | 5.0356e-06 | 3.0903e-06 | 0.035492 | 0.035492 | 0.035492 | 0.97358 | -0.50983 | 0.97335 | -0.51439 | 9.7505
58 | 0.0056046 | 0.0014046 | -0.0056042 | -0.0014045 | 3.9076e-07 | 7.462e-08 | 0.0085796 | 0.0085796 | 0.0085796 | 0.97204 | -0.54023 | 0.97197 | -0.54169 | 2.357
59 | -0.0056046 | -0.0014046 | 0.0056059 | 0.0014049 | 1.3396e-06 | 2.5559e-07 | 0.0085796 | 0.0085793 | 0.0085796 | 0.97204 | -0.54023 | 0.97229 | -0.53521 | 2.357
60 | -0.012685 | -0.0031791 | 0.012694 | 0.0031838 | 8.4652e-06 | 4.6744e-06 | 0.019414 | 0.019413 | 0.019414 | 0.97229 | -0.53521 | 0.973 | -0.52121 | 5.3334
61 | 0.0070793 | 0.0017743 | -0.0070791 | -0.0017742 | 2.3141e-07 | 8.2902e-08 | 0.010834 | 0.010834 | 0.010834 | 0.97229 | -0.53521 | 0.97226 | -0.5359 | 2.9765
62 | 0.0065836 | 0.00165 | -0.0065835 | -0.00165 | 1.7069e-07 | 5.3473e-08 | 0.010068 | 0.010068 | 0.010068 | 0.973 | -0.52121 | 0.97298 | -0.52176 | 2.766
63 | 0.0021731 | 0.00054419 | -0.0021731 | -0.0005444 | 8.8815e-08 | -2.1527e-07 | 0.0033055 | 0.0033056 | 0.0033056 | 0.97823 | -0.41841 | 0.97819 | -0.41927 | 0.90812
64 | -0.0021731 | -0.00054419 | 0.0021732 | 0.00054397 | 9.0138e-08 | -2.1852e-07 | 0.0033055 | 0.0033054 | 0.0033055 | 0.97823 | -0.41841 | 0.97828 | -0.41754 | 0.90809
65 | 0.0021731 | 0.0005444 | -0.002173 | -0.00054446 | 2.1281e-08 | -5.1577e-08 | 0.0033056 | 0.0033056 | 0.0033056 | 0.97819 | -0.41927 | 0.97818 | -0.41947 | 0.90813
66 | -0.0064929 | -0.0016266 | 0.0064931 | 0.0016266 | 2.391e-07 | 7.094e-08 | 0.0098758 | 0.0098757 | 0.0098758 | 0.97828 | -0.41754 | 0.97832 | -0.41676 | 2.7131
67 | -0.24034 | -0.061441 | 0.24056 | 0.061586 | 0.00022729 | 0.00014493 | 0.36152 | 0.36152 | 0.36152 | 0.99041 | -0.18177 | 0.99143 | -0.16224 | 33.1061
68 | -0.055521 | -0.013966 | 0.055545 | 0.01398 | 2.344e-05 | 1.402e-05 | 0.084657 | 0.084657 | 0.084657 | 0.97611 | -0.46009 | 0.97656 | -0.45126 | 7.7525
69 | -0.0021865 | -0.00054722 | 0.0021869 | 0.00054644 | 3.3693e-07 | -7.8837e-07 | 0.003339 | 0.0033386 | 0.003339 | 0.97434 | -0.49389 | 0.97451 | -0.49065 | 0.9173
70 | 0.0021865 | 0.00054722 | -0.0021865 | -0.00054733 | 4.3744e-08 | -1.0231e-07 | 0.003339 | 0.003339 | 0.003339 | 0.97434 | -0.49389 | 0.97432 | -0.49431 | 0.91731
71 | -0.0033314 | -0.00083329 | 0.0033315 | 0.00083322 | 1.0266e-07 | -6.6145e-08 | 0.0050863 | 0.0050862 | 0.0050863 | 0.97451 | -0.49065 | 0.97454 | -0.49 | 1.3973
72 | 0.0021865 | 0.00054733 | -0.0021862 | -0.00054792 | 2.5316e-07 | -5.9194e-07 | 0.003339 | 0.0033393 | 0.0033393 | 0.97432 | -0.49431 | 0.9742 | -0.49674 | 0.91739
73 | 0.080494 | 0.020283 | -0.08046 | -0.020263 | 3.3485e-05 | 2.0755e-05 | 0.12234 | 0.12234 | 0.12234 | 0.97939 | -0.39484 | 0.97894 | -0.40354 | 11.203
74 | 0.0046037 | 0.0011536 | -0.0046032 | -0.0011537 | 5.4831e-07 | -2.5114e-08 | 0.0069946 | 0.0069947 | 0.0069947 | 0.97939 | -0.39484 | 0.97926 | -0.39734 | 1.9216
75 | 0.096857 | 0.024528 | -0.096723 | -0.024443 | 0.00013474 | 8.4349e-05 | 0.14709 | 0.14709 | 0.14709 | 0.98046 | -0.37369 | 0.97897 | -0.4027 | 13.4697
76 | -0.0095804 | -0.0024011 | 0.0095829 | 0.0024023 | 2.5055e-06 | 1.2032e-06 | 0.014525 | 0.014525 | 0.014525 | 0.98145 | -0.35579 | 0.98173 | -0.3503 | 3.9905
77 | -0.019198 | -0.004812 | 0.019207 | 0.0048173 | 8.8093e-06 | 5.287e-06 | 0.029099 | 0.029099 | 0.029099 | 0.98173 | -0.3503 | 0.98222 | -0.34067 | 7.9942
78 | 0.26874 | 0.068426 | -0.26803 | -0.067973 | 0.00071038 | 0.0004533 | 0.40372 | 0.40372 | 0.40372 | 0.99145 | -0.16226 | 0.98859 | -0.21723 | 36.9711
79 | 0.0072793 | 0.0018244 | -0.0072792 | -0.0018243 | 1.2586e-07 | 4.4291e-08 | 0.010925 | 0.010925 | 0.010925 | 0.99143 | -0.16224 | 0.99141 | -0.16261 | 3.0015
80 | 0.023166 | 0.0058118 | -0.023162 | -0.0058095 | 3.764e-06 | 2.3007e-06 | 0.03467 | 0.03467 | 0.03467 | 0.99434 | -0.1075 | 0.99416 | -0.11091 | 9.5247
81 | 0.0058285 | 0.0014607 | -0.0058277 | -0.0014606 | 7.5215e-07 | 1.6742e-07 | 0.0089103 | 0.0089104 | 0.0089104 | 0.97335 | -0.51439 | 0.97321 | -0.5171 | 2.4479
82 | 0.023162 | 0.0058095 | -0.02315 | -0.0058019 | 1.2332e-05 | 7.5379e-06 | 0.03467 | 0.03467 | 0.03467 | 0.99416 | -0.11091 | 0.99358 | -0.12208 | 9.5247
83 | -0.0030867 | -0.00077361 | 0.0030872 | 0.00077317 | 4.8314e-07 | -4.3732e-07 | 0.0046752 | 0.004675 | 0.0046752 | 0.98244 | -0.3364 | 0.9826 | -0.33311 | 1.2844
84 | -0.14505 | -0.036673 | 0.14509 | 0.036697 | 3.7908e-05 | 2.4023e-05 | 0.21977 | 0.21977 | 0.21977 | 0.9826 | -0.33311 | 0.98288 | -0.32766 | 20.1254
85 | 0.14196 | 0.0359 | -0.14188 | -0.035851 | 7.7275e-05 | 4.8948e-05 | 0.21509 | 0.21509 | 0.21509 | 0.9826 | -0.33311 | 0.98202 | -0.34446 | 19.6973
86 | 0.0010868 | 0.00027221 | -0.0010868 | -0.00027228 | 5.7768e-09 | -6.7061e-08 | 0.0016531 | 0.0016532 | 0.0016532 | 0.97818 | -0.41947 | 0.97817 | -0.41958 | 0.45416
87 | -0.010808 | -0.002708 | 0.010809 | 0.0027084 | 6.6269e-07 | 3.42e-07 | 0.016439 | 0.016439 | 0.016439 | 0.97832 | -0.41676 | 0.97838 | -0.41548 | 4.5161
88 | -0.092797 | -0.023316 | 0.092857 | 0.023354 | 6.0132e-05 | 3.7581e-05 | 0.14142 | 0.14142 | 0.14142 | 0.97656 | -0.45126 | 0.97725 | -0.43769 | 12.9504
89 | -0.0047356 | -0.0011851 | 0.0047358 | 0.0011851 | 1.6412e-07 | 7.1824e-10 | 0.0072302 | 0.0072301 | 0.0072302 | 0.97454 | -0.49 | 0.97458 | -0.48927 | 1.9863
90 | 0.0074299 | 0.0018605 | -0.0074285 | -0.00186 | 1.3615e-06 | 5.1955e-07 | 0.011341 | 0.011341 | 0.011341 | 0.97477 | -0.48542 | 0.97458 | -0.48927 | 3.1158
91 | -0.011677 | -0.0029261 | 0.011678 | 0.0029265 | 7.739e-07 | 4.1312e-07 | 0.01776 | 0.01776 | 0.01776 | 0.97838 | -0.41548 | 0.97845 | -0.41409 | 4.879
92 | -0.012546 | -0.0031441 | 0.012547 | 0.0031445 | 7.4042e-07 | 4.0575e-07 | 0.01908 | 0.01908 | 0.01908 | 0.97845 | -0.41409 | 0.97852 | -0.41285 | 5.2418
93 | -0.012547 | -0.0031445 | 0.012548 | 0.003145 | 8.9297e-07 | 4.8933e-07 | 0.01908 | 0.01908 | 0.01908 | 0.97852 | -0.41285 | 0.97859 | -0.41135 | 5.2418
94 | 0.0037217 | 0.00093214 | -0.0037214 | -0.00093227 | 3.0727e-07 | -1.2479e-07 | 0.0056588 | 0.005659 | 0.005659 | 0.97859 | -0.41135 | 0.9785 | -0.41309 | 1.5547
95 | 0.1078 | 0.027149 | -0.10771 | -0.027092 | 9.0283e-05 | 5.677e-05 | 0.16396 | 0.16396 | 0.16396 | 0.97859 | -0.41135 | 0.9777 | -0.42888 | 15.015
96 | -0.12407 | -0.031226 | 0.12419 | 0.0313 | 0.00011738 | 7.4131e-05 | 0.1887 | 0.1887 | 0.1887 | 0.97859 | -0.41135 | 0.9796 | -0.39158 | 17.2805
97 | 0.0012526 | 0.00031381 | -0.0012526 | -0.00031393 | 1.3961e-08 | -1.1995e-07 | 0.0019048 | 0.0019048 | 0.0019048 | 0.9785 | -0.41309 | 0.97849 | -0.41332 | 0.52331
98 | 0.0024688 | 0.00061846 | -0.0024687 | -0.00061856 | 6.0703e-08 | -1.0542e-07 | 0.0037542 | 0.0037542 | 0.0037542 | 0.9785 | -0.41309 | 0.97848 | -0.4136 | 1.0314
99 | 0.1003 | 0.025235 | -0.10025 | -0.025208 | 4.2195e-05 | 2.646e-05 | 0.15268 | 0.15268 | 0.15268 | 0.9777 | -0.42888 | 0.97725 | -0.43769 | 13.982
100 | -0.12506 | -0.03152 | 0.12507 | 0.031523 | 4.565e-06 | 2.8834e-06 | 0.19003 | 0.19003 | 0.19003 | 0.9796 | -0.39158 | 0.97964 | -0.39081 | 17.4024
101 | 0.14105 | 0.035641 | -0.14104 | -0.03564 | 1.8972e-06 | 1.2016e-06 | 0.21383 | 0.21383 | 0.21383 | 0.98202 | -0.34446 | 0.982 | -0.34475 | 19.5811
102 | 0.14021 | 0.03543 | -0.14018 | -0.035416 | 2.2744e-05 | 1.4403e-05 | 0.21256 | 0.21256 | 0.21256 | 0.982 | -0.34475 | 0.98183 | -0.34813 | 19.4648
103 | 0.13935 | 0.035206 | -0.13932 | -0.035189 | 2.6827e-05 | 1.6987e-05 | 0.21129 | 0.21129 | 0.21129 | 0.98183 | -0.34813 | 0.98162 | -0.35215 | 19.3487
104 | -0.17812 | -0.044989 | 0.17863 | 0.045311 | 0.000506 | 0.00032172 | 0.26979 | 0.26979 | 0.26979 | 0.98288 | -0.32766 | 0.98593 | -0.26857 | 24.7063
105 | 0.03304 | 0.0082919 | -0.033019 | -0.008279 | 2.0486e-05 | 1.2834e-05 | 0.050024 | 0.050024 | 0.050024 | 0.98288 | -0.32766 | 0.98222 | -0.34067 | 13.7428
106 | 0.13848 | 0.03498 | -0.13837 | -0.034907 | 0.00011379 | 7.2042e-05 | 0.21002 | 0.21002 | 0.21002 | 0.98162 | -0.35215 | 0.98074 | -0.36931 | 19.2326
107 | -0.26737 | -0.067552 | 0.26803 | 0.067973 | 0.0006597 | 0.00042097 | 0.40372 | 0.40372 | 0.40372 | 0.98593 | -0.26857 | 0.98859 | -0.21723 | 36.9711
108 | 0.13749 | 0.034688 | -0.13748 | -0.034681 | 1.0706e-05 | 6.7777e-06 | 0.20869 | 0.20869 | 0.20869 | 0.98074 | -0.36931 | 0.98066 | -0.37093 | 19.1108
109 | -0.1282 | -0.032308 | 0.12823 | 0.032325 | 2.6566e-05 | 1.6791e-05 | 0.19479 | 0.19479 | 0.19479 | 0.97964 | -0.39081 | 0.97986 | -0.38648 | 17.8382
110 | -0.1291 | -0.032545 | 0.12915 | 0.032572 | 4.3438e-05 | 2.7459e-05 | 0.19612 | 0.19612 | 0.19612 | 0.97986 | -0.38648 | 0.98022 | -0.37945 | 17.9602
111 | -0.13002 | -0.032792 | 0.13008 | 0.032825 | 5.306e-05 | 3.3546e-05 | 0.19746 | 0.19746 | 0.19746 | 0.98022 | -0.37945 | 0.98066 | -0.37093 | 18.082
112 | 0.0016387 | 0.00041056 | -0.0016387 | -0.00041059 | 6.4197e-09 | -3.0515e-08 | 0.0024921 | 0.0024921 | 0.0024921 | 0.97848 | -0.4136 | 0.97847 | -0.41368 | 0.68464
113 | 0.0012316 | 0.00030856 | -0.0012316 | -0.00030863 | 8.3381e-09 | -7.4273e-08 | 0.001873 | 0.001873 | 0.001873 | 0.97847 | -0.41368 | 0.97847 | -0.41383 | 0.51456
114 | -0.043568 | -0.010957 | 0.043586 | 0.010969 | 1.8089e-05 | 1.1442e-05 | 0.066673 | 0.066673 | 0.066673 | 0.97256 | -0.52849 | 0.973 | -0.5198 | 18.3166
115 | 0.043568 | 0.010957 | -0.04351 | -0.01092 | 5.8172e-05 | 3.6798e-05 | 0.066673 | 0.066673 | 0.066673 | 0.97256 | -0.52849 | 0.97114 | -0.55648 | 18.3167
116 | -0.055128 | -0.013861 | 0.055173 | 0.01389 | 4.4517e-05 | 2.8283e-05 | 0.084324 | 0.084324 | 0.084324 | 0.973 | -0.5198 | 0.97386 | -0.50291 | 23.166
117 | 0.04351 | 0.01092 | -0.043468 | -0.010894 | 4.1639e-05 | 2.634e-05 | 0.066673 | 0.066673 | 0.066673 | 0.97114 | -0.55648 | 0.97013 | -0.57657 | 18.3167
118 | 0.0010868 | 0.00027228 | -0.0010867 | -0.00027236 | 7.4123e-09 | -8.6042e-08 | 0.0016532 | 0.0016532 | 0.0016532 | 0.97817 | -0.41958 | 0.97817 | -0.41973 | 0.45417
119 | -0.0096908 | -0.0024287 | 0.0096922 | 0.0024294 | 1.4445e-06 | 7.0696e-07 | 0.014826 | 0.014826 | 0.014826 | 0.97262 | -0.52785 | 0.97278 | -0.52472 | 4.0731
120 | -0.011506 | -0.0028841 | 0.011507 | 0.0028841 | 1.2646e-07 | 6.7423e-08 | 0.017601 | 0.017601 | 0.017601 | 0.97278 | -0.52472 | 0.97279 | -0.52449 | 4.8355
121 | 0.08484 | 0.021465 | -0.084784 | -0.02143 | 5.5303e-05 | 3.4949e-05 | 0.12903 | 0.12903 | 0.12903 | 0.97897 | -0.4027 | 0.97828 | -0.4163 | 17.7235
122 | 0.084784 | 0.02143 | -0.084686 | -0.021368 | 9.7889e-05 | 6.1862e-05 | 0.12903 | 0.12903 | 0.12903 | 0.97828 | -0.4163 | 0.97704 | -0.4404 | 17.7236
123 | 0.077398 | 0.019542 | -0.077312 | -0.019487 | 8.6095e-05 | 5.4894e-05 | 0.11793 | 0.11793 | 0.11793 | 0.97704 | -0.4404 | 0.97586 | -0.46365 | 32.3976
124 | 0.070284 | 0.017726 | -0.070212 | -0.01768 | 7.1902e-05 | 4.5809e-05 | 0.10721 | 0.10721 | 0.10721 | 0.97586 | -0.46365 | 0.97477 | -0.48504 | 29.4537
125 | 0.06319 | 0.01592 | -0.063136 | -0.015886 | 5.3945e-05 | 3.4332e-05 | 0.096492 | 0.096492 | 0.096492 | 0.97477 | -0.48504 | 0.97386 | -0.50291 | 26.5087
126 | 0.00082462 | 0.00020663 | -0.00082462 | -0.00020667 | 2.0233e-09 | -4.1798e-08 | 0.001254 | 0.0012541 | 0.0012541 | 0.97847 | -0.41383 | 0.97846 | -0.41388 | 0.34452

## res_trafo
| p_hv_mw | q_hv_mvar | p_lv_mw | q_lv_mvar | pl_mw | ql_mvar | i_hv_ka | i_lv_ka | vm_hv_pu | va_hv_degree | vm_lv_pu | va_lv_degree | loading_percent
0 | -1.2729e-15 | -1.3162e-15 | 0.00165 | 1.2699e-07 | 0.00165 | 1.2699e-07 | 5.2857e-17 | 0.0023815 | 0.99998 | 149.9956 | 1 | 0 | 0.2619

## res_ext_grid
| p_mw | q_mvar
0 | 0.57826 | 0.14858

## res_load
| p_mw | q_mvar
0 | 0.0055108 | 0.0013811
1 | 0.00083715 | 0.00020981
2 | 0.0014028 | 0.00035157
3 | 0.0043858 | 0.0010992
4 | 0.0012517 | 0.0003137
5 | 0.001219 | 0.00030551
6 | 0.0011978 | 0.00030021
7 | 0.0013284 | 0.00033293
8 | 0.0011978 | 0.00030021
9 | 0.0011008 | 0.00027588
10 | 0.0011966 | 0.00029989
11 | 0.0035306 | 0.00088486
12 | 0.0017922 | 0.00044917
13 | 0.00098762 | 0.00024752
14 | 0.0032498 | 0.00081447
15 | 0.0013383 | 0.00033541
16 | 0.0013211 | 0.00033109
17 | 0.0046032 | 0.0011537
18 | 0.0019319 | 0.00048417
19 | 0.00083715 | 0.00020981
20 | 0.0041574 | 0.001042
21 | 0.00083711 | 0.0002098
22 | 0.0033608 | 0.00084231
23 | 0.0089771 | 0.0022499
24 | 0.00083596 | 0.00020951
25 | 0.0089548 | 0.0022443
26 | 0.0088593 | 0.0022204
27 | 0.0047729 | 0.0011962
28 | 0.0030284 | 0.00075898
29 | 0.0017978 | 0.00045058
30 | 0.005244 | 0.0013143
31 | 0.0070402 | 0.0017645
32 | 0.0017151 | 0.00042983
33 | 0.0025322 | 0.00063463
34 | 0.0017906 | 0.00044877
35 | 0.0071773 | 0.0017988
36 | 0.0056042 | 0.0014045
37 | 0.0070791 | 0.0017742
38 | 0.0065835 | 0.00165
39 | 0.0043196 | 0.0010826
40 | 0.0072106 | 0.0018072
41 | 0.005717 | 0.0014328
42 | 0.0011445 | 0.00028685
43 | 0.0033715 | 0.00084497
44 | 0.0071271 | 0.0017862
45 | 0.0021862 | 0.00054792
46 | 0.0046032 | 0.0011537
47 | 0.0095804 | 0.0024011
48 | 0.009615 | 0.0024098
49 | 0.0019705 | 0.00049387
50 | 0.028722 | 0.0071984
51 | 0.0072792 | 0.0018243
52 | 0.017388 | 0.0043577
53 | 0.02315 | 0.0058019
54 | 0.0030867 | 0.00077361
55 | 0.0010863 | 0.00027225
56 | 0.0043149 | 0.0010814
57 | 0.037252 | 0.0093362
58 | 0.0014041 | 0.00035191
59 | 0.0032334 | 0.00081036
60 | 0.0017906 | 0.00044876
61 | 0.0026927 | 0.00067486
62 | 0.00086864 | 0.0002177
63 | 0.00086827 | 0.00021761
64 | 0.007412 | 0.0018576
65 | 0.00087655 | 0.00021968
66 | 0.00083757 | 0.00020991
67 | 0.00083756 | 0.00020991
68 | 0.00083673 | 0.0002097
69 | 0.00083673 | 0.0002097
70 | 0.088742 | 0.022241
71 | 0.013812 | 0.0034617
72 | 0.00087684 | 0.00021976
73 | 0.0031332 | 0.00078525
74 | 0.00087717 | 0.00021984
75 | 0.00087655 | 0.00021968
76 | 0.0012526 | 0.00031393
77 | 0.00082995 | 0.000208
78 | 0.0073983 | 0.0018542
79 | 0.0074039 | 0.0018556
80 | 0.0004071 | 0.00010203
81 | 0.011542 | 0.0028928
82 | 0.0058277 | 0.0014606
83 | 0.0011979 | 0.00030022
84 | 0.0018142 | 0.00045469
85 | 0.00083711 | 0.0002098
86 | 0.011883 | 0.0029782
87 | 0.0072885 | 0.0018267
88 | 0.043468 | 0.010894
89 | 0.0070275 | 0.0017613
90 | 0.0070225 | 0.00176
91 | 0.0079632 | 0.0019958
92 | 0.0010867 | 0.00027236
93 | 0.00040702 | 0.00010201
94 | 0.00082462 | 0.00020667

## dtypes
| element | column | dtype
0 | bus | name | object
1 | bus | vn_kv | float64
2 | bus | type | object
3 | bus | zone | object
4 | bus | in_service | bool
5 | load | name | object
6 | load | bus | uint32
7 | load | p_mw | float64
8 | load | q_mvar | float64
9 | load | const_z_percent | float64
10 | load | const_i_percent | float64
11 | load | sn_mva | float64
12 | load | scaling | float64
13 | load | in_service | bool
14 | load | type | object
15 | ext_grid | name | object
16 | ext_grid | bus | uint32
17 | ext_grid | vm_pu | float64
18 | ext_grid | va_degree | float64
19 | ext_grid | slack_weight | float64
20 | ext_grid | in_service | bool
21 | line | name | object
22 | line | std_type | object
23 | line | from_bus | uint32
24 | line | to_bus | uint32
25 | line | length_km | float64
26 | line | r_ohm_per_km | float64
27 | line | x_ohm_per_km | float64
28 | line | c_nf_per_km | float64
29 | line | g_us_per_km | float64
30 | line | max_i_ka | float64
31 | line | df | float64
32 | line | parallel | uint32
33 | line | type | object
34 | line | in_service | bool
35 | trafo | name | object
36 | trafo | std_type | object
37 | trafo | hv_bus | uint32
38 | trafo | lv_bus | uint32
39 | trafo | sn_mva | float64
40 | trafo | vn_hv_kv | float64
41 | trafo | vn_lv_kv | float64
42 | trafo | vk_percent | float64
43 | trafo | vkr_percent | float64
44 | trafo | pfe_kw | float64
45 | trafo | i0_percent | float64
46 | trafo | shift_degree | float64
47 | trafo | tap_side | object
48 | trafo | tap_neutral | int32
49 | trafo | tap_min | int32
50 | trafo | tap_max | int32
51 | trafo | tap_step_percent | float64
52 | trafo | tap_step_degree | float64
53 | trafo | tap_pos | int32
54 | trafo | tap_phase_shifter | bool
55 | trafo | parallel | uint32
56 | trafo | df | float64
57 | trafo | in_service | bool
58 | line_geodata | coords | object
59 | bus_geodata | x | float64
60 | bus_geodata | y | float64
61 | bus_geodata | coords | object
62 | res_bus | vm_pu | float64
63 | res_bus | va_degree | float64
64 | res_bus | p_mw | float64
65 | res_bus | q_mvar | float64
66 | res_line | p_from_mw | float64
67 | res_line | q_from_mvar | float64
68 | res_line | p_to_mw | float64
69 | res_line | q_to_mvar | float64
70 | res_line | pl_mw | float64
71 | res_line | ql_mvar | float64
72 | res_line | i_from_ka | float64
73 | res_line | i_to_ka | float64
74 | res_line | i_ka | float64
75 | res_line | vm_from_pu | float64
76 | res_line | va_from_degree | float64
77 | res_line | vm_to_pu | float64
78 | res_line | va_to_degree | float64
79 | res_line | loading_percent | float64
80 | res_trafo | p_hv_mw | float64
81 | res_trafo | q_hv_mvar | float64
82 | res_trafo | p_lv_mw | float64
83 | res_trafo | q_lv_mvar | float64
84 | res_trafo | pl_mw | float64
85 | res_trafo | ql_mvar | float64
86 | res_trafo | i_hv_ka | float64
87 | res_trafo | i_lv_ka | float64
88 | res_trafo | vm_hv_pu | float64
89 | res_trafo | va_hv_degree | float64
90 | res_trafo | vm_lv_pu | float64
91 | res_trafo | va_lv_degree | float64
92 | res_trafo | loading_percent | float64
93 | res_ext_grid | p_mw | float64
94 | res_ext_grid | q_mvar | float64
95 | res_load | p_mw | float64
96 | res_load | q_mvar | float64

## parameters
| version | format_version | converged | OPF_converged | name | f_hz | sn_mva
0 | 2.14.6 | 2.14.0 | TRUE | FALSE |  | 50 | 1