## bus
| name | vn_kv | type | zone | in_service
0 | bus_LV_261-606_0_6_node_0 | 0.4 | n |  | TRUE
1 | bus_LV_261-606_0_6_node_1 | 0.4 | n |  | TRUE
2 | bus_LV_261-606_0_6_node_3 | 0.4 | n |  | TRUE
3 | bus_LV_261-606_0_6_node_2 | 0.4 | n |  | TRUE
4 | bus_LV_261-606_0_6_node_47 | 0.4 | n |  | TRUE
5 | bus_LV_261-606_0_6_node_11 | 0.4 | n |  | TRUE
6 | bus_LV_261-606_0_6_node_4 | 0.4 | n |  | TRUE
7 | bus_LV_261-606_0_6_node_7 | 0.4 | n |  | TRUE
8 | bus_LV_261-606_0_6_node_138 | 0.4 | n |  | TRUE
9 | bus_LV_261-606_0_6_node_5 | 0.4 | n |  | TRUE
10 | bus_LV_261-606_0_6_node_6 | 0.4 | n |  | TRUE
11 | bus_LV_261-606_0_6_node_71 | 0.4 | n |  | TRUE
12 | bus_LV_261-606_0_6_node_67 | 0.4 | n |  | TRUE
13 | bus_LV_261-606_0_6_node_66 | 0.4 | n |  | TRUE
14 | bus_LV_261-606_0_6_node_8 | 0.4 | n |  | TRUE
15 | bus_LV_261-606_0_6_node_12 | 0.4 | n |  | TRUE
16 | bus_LV_261-606_0_6_node_52 | 0.4 | n |  | TRUE
17 | bus_LV_261-606_0_6_node_10 | 0.4 | n |  | TRUE
18 | bus_LV_261-606_0_6_node_135 | 0.4 | n |  | TRUE
19 | bus_LV_261-606_0_6_node_134 | 0.4 | n |  | TRUE
20 | bus_LV_261-606_0_6_node_64 | 0.4 | n |  | TRUE
21 | bus_LV_261-606_0_6_node_65 | 0.4 | n |  | TRUE
22 | bus_LV_261-606_0_6_node_61 | 0.4 | n |  | TRUE
23 | bus_LV_261-606_0_6_node_13 | 0.4 | n |  | TRUE
24 | bus_LV_261-606_0_6_node_77 | 0.4 | n |  | TRUE
25 | bus_LV_261-606_0_6_node_78 | 0.4 | n |  | TRUE
26 | bus_LV_261-606_0_6_node_75 | 0.4 | n |  | TRUE
27 | bus_LV_261-606_0_6_node_14 | 0.4 | n |  | TRUE
28 | bus_LV_261-606_0_6_node_23 | 0.4 | n |  | TRUE
29 | bus_LV_261-606_0_6_node_143 | 0.4 | n |  | TRUE
30 | bus_LV_261-606_0_6_node_15 | 0.4 | n |  | TRUE
31 | bus_LV_261-606_0_6_node_147 | 0.4 | n |  | TRUE
32 | bus_LV_261-606_0_6_node_25 | 0.4 | n |  | TRUE
33 | bus_LV_261-606_0_6_node_30 | 0.4 | n |  | TRUE
34 | bus_LV_261-606_0_6_node_103 | 0.4 | n |  | TRUE
35 | bus_LV_261-606_0_6_node_16 | 0.4 | n |  | TRUE
36 | bus_LV_261-606_0_6_node_148 | 0.4 | n |  | TRUE
37 | bus_LV_261-606_0_6_node_110 | 0.4 | n |  | TRUE
38 | bus_LV_261-606_0_6_node_17 | 0.4 | n |  | TRUE
39 | bus_LV_261-606_0_6_node_29 | 0.4 | n |  | TRUE
40 | bus_LV_261-606_0_6_node_28 | 0.4 | n |  | TRUE
41 | bus_LV_261-606_0_6_node_18 | 0.4 | n |  | TRUE
42 | bus_LV_261-606_0_6_node_105 | 0.4 | n |  | TRUE
43 | bus_LV_261-606_0_6_node_32 | 0.4 | n |  | TRUE
44 | bus_LV_261-606_0_6_node_104 | 0.4 | n |  | TRUE
45 | bus_LV_261-606_0_6_node_19 | 0.4 | n |  | TRUE
46 | bus_LV_261-606_0_6_node_46 | 0.4 | n |  | TRUE
47 | bus_LV_261-606_0_6_node_122 | 0.4 | n |  | TRUE
48 | bus_LV_261-606_0_6_node_20 | 0.4 | n |  | TRUE
49 | bus_LV_261-606_0_6_node_40 | 0.4 | n |  | TRUE
50 | bus_LV_261-606_0_6_node_107 | 0.4 | n |  | TRUE
51 | bus_LV_261-606_0_6_node_22 | 0.4 | n |  | TRUE
52 | bus_LV_261-606_0_6_node_136 | 0.4 | n |  | TRUE
53 | bus_LV_261-606_0_6_node_102 | 0.4 | n |  | TRUE
54 | bus_LV_261-606_0_6_node_24 | 0.4 | n |  | TRUE
55 | bus_LV_261-606_0_6_node_111 | 0.4 | n |  | TRUE
56 | bus_LV_261-606_0_6_node_144 | 0.4 | n |  | TRUE
57 | bus_LV_261-606_0_6_node_98 | 0.4 | n |  | TRUE
58 | bus_LV_261-606_0_6_node_96 | 0.4 | n |  | TRUE
59 | bus_LV_261-606_0_6_node_26 | 0.4 | n |  | TRUE
60 | bus_LV_261-606_0_6_node_45 | 0.4 | n |  | TRUE
61 | bus_LV_261-606_0_6_node_118 | 0.4 | n |  | TRUE
62 | bus_LV_261-606_0_6_node_27 | 0.4 | n |  | TRUE
63 | bus_LV_261-606_0_6_node_35 | 0.4 | n |  | TRUE
64 | bus_LV_261-606_0_6_node_101 | 0.4 | n |  | TRUE
65 | bus_LV_261-606_0_6_node_56 | 0.4 | n |  | TRUE
66 | bus_LV_261-606_0_6_node_70 | 0.4 | n |  | TRUE
67 | bus_LV_261-606_0_6_node_121 | 0.4 | n |  | TRUE
68 | bus_LV_261-606_0_6_node_31 | 0.4 | n |  | TRUE
69 | bus_LV_261-606_0_6_node_68 | 0.4 | n |  | TRUE
70 | bus_LV_261-606_0_6_node_33 | 0.4 | n |  | TRUE
71 | bus_LV_261-606_0_6_node_39 | 0.4 | n |  | TRUE
72 | bus_LV_261-606_0_6_node_86 | 0.4 | n |  | TRUE
73 | bus_LV_261-606_0_6_node_34 | 0.4 | n |  | TRUE
74 | bus_LV_261-606_0_6_node_44 | 0.4 | n |  | TRUE
75 | bus_LV_261-606_0_6_node_141 | 0.4 | n |  | TRUE
76 | bus_LV_261-606_0_6_node_58 | 0.4 | n |  | TRUE
77 | bus_LV_261-606_0_6_node_76 | 0.4 | n |  | TRUE
78 | bus_LV_261-606_0_6_node_80 | 0.4 | n |  | TRUE
79 | bus_LV_261-606_0_6_node_41 | 0.4 | n |  | TRUE
80 | bus_LV_261-606_0_6_node_42 | 0.4 | n |  | TRUE
81 | bus_LV_261-606_0_6_node_50 | 0.4 | n |  | TRUE
82 | bus_LV_261-606_0_6_node_48 | 0.4 | n |  | TRUE
83 | bus_LV_261-606_0_6_node_55 | 0.4 | n |  | TRUE
84 | bus_LV_261-606_0_6_node_113 | 0.4 | n |  | TRUE
85 | bus_LV_261-606_0_6_node_112 | 0.4 | n |  | TRUE
86 | bus_LV_261-606_0_6_node_123 | 0.4 | n |  | TRUE
87 | bus_LV_261-606_0_6_node_74 | 0.4 | n |  | TRUE
88 | bus_LV_261-606_0_6_node_73 | 0.4 | n |  | TRUE
89 | bus_LV_261-606_0_6_node_49 | 0.4 | n |  | TRUE
90 | bus_LV_261-606_0_6_node_95 | 0.4 | n |  | TRUE
91 | bus_LV_261-606_0_6_node_72 | 0.4 | n |  | TRUE
92 | bus_LV_261-606_0_6_node_60 | 0.4 | n |  | TRUE
93 | bus_LV_261-606_0_6_node_84 | 0.4 | n |  | TRUE
94 | bus_LV_261-606_0_6_node_124 | 0.4 | n |  | TRUE
95 | bus_LV_261-606_0_6_node_108 | 0.4 | n |  | TRUE
96 | bus_LV_261-606_0_6_node_139 | 0.4 | n |  | TRUE
97 | bus_LV_261-606_0_6_node_106 | 0.4 | n |  | TRUE
98 | bus_LV_261-606_0_6_node_114 | 0.4 | n |  | TRUE
99 | bus_LV_261-606_0_6_node_115 | 0.4 | n |  | TRUE
100 | bus_LV_261-606_0_6_node_117 | 0.4 | n |  | TRUE
101 | bus_LV_261-606_0_6_node_116 | 0.4 | n |  | TRUE
102 | bus_LV_261-606_0_6_node_145 | 0.4 | n |  | TRUE
103 | bus_LV_261-606_0_6_node_99 | 0.4 | n |  | TRUE
104 | bus_LV_261-606_0_6_node_97 | 0.4 | n |  | TRUE
105 | bus_LV_261-606_0_6_node_119 | 0.4 | n |  | TRUE
106 | bus_LV_261-606_0_6_node_57 | 0.4 | n |  | TRUE
107 | bus_LV_261-606_0_6_node_69 | 0.4 | n |  | TRUE
108 | bus_LV_261-606_0_6_node_88 | 0.4 | n |  | TRUE
109 | bus_LV_261-606_0_6_node_89 | 0.4 | n |  | TRUE
110 | bus_LV_261-606_0_6_node_133 | 0.4 | n |  | TRUE
111 | bus_LV_261-606_0_6_node_131 | 0.4 | n |  | TRUE
112 | bus_LV_261-606_0_6_node_90 | 0.4 | n |  | TRUE
113 | bus_LV_261-606_0_6_node_127 | 0.4 | n |  | TRUE
114 | bus_LV_261-606_0_6_node_126 | 0.4 | n |  | TRUE
115 | bus_LV_261-606_0_6_node_91 | 0.4 | n |  | TRUE
116 | bus_LV_261-606_0_6_node_132 | 0.4 | n |  | TRUE
117 | bus_LV_261-606_0_6_node_92 | 0.4 | n |  | TRUE
118 | bus_LV_261-606_0_6_node_87 | 0.4 | n |  | TRUE
119 | bus_LV_261-606_0_6_node_93 | 0.4 | n |  | TRUE
120 | bus_LV_261-606_0_6_node_94 | 0.4 | n |  | TRUE
121 | bus_LV_261-606_0_6_node_128 | 0.4 | n |  | TRUE
122 | bus_LV_261-606_0_6_node_142 | 0.4 | n |  | TRUE
123 | bus_LV_261-606_0_6_node_59 | 0.4 | n |  | TRUE
124 | bus_LV_261-606_0_6_node_51 | 0.4 | n |  | TRUE
125 | bus_LV_261-606_0_6_node_79 | 0.4 | n |  | TRUE
126 | bus_LV_261-606_0_6_node_54 | 0.4 | n |  | TRUE
127 | bus_LV_261-606_0_6_node_53 | 0.4 | n |  | TRUE
128 | bus_LV_261-606_0_6_node_62 | 0.4 | n |  | TRUE
129 | bus_LV_261-606_0_6_node_63 | 0.4 | n |  | TRUE
130 | bus_LV_261-606_0_6_node_85 | 0.4 | n |  | TRUE
131 | bus_LV_261-606_0_6_node_81 | 0.4 | n |  | TRUE
132 | bus_LV_261-606_0_6_node_82 | 0.4 | n |  | TRUE
133 | bus_LV_261-606_0_6_node_83 | 0.4 | n |  | TRUE
134 | bus_LV_261-606_0_6_node_149 | 0.4 | n |  | TRUE
135 | bus_LV_261-606_0_6_node_137 | 0.4 | n |  | TRUE
136 | bus_LV_261-606_0_6_node_129 | 0.4 | n |  | TRUE
137 | bus_LV_261-606_0_6_node_130 | 0.4 | n |  | TRUE
138 | bus_LV_261-606_0_6_node_100 | 0.4 | n |  | TRUE
139 | bus_LV_261-606_0_6_node_125 | 0.4 | n |  | TRUE
140 | bus_LV_261-606_0_6_node_140 | 0.4 | n |  | TRUE
141 | bus_LV_261-606_0_6_node_109 | 0.4 | n |  | TRUE
142 | bus_LV_261-606_0_6_node_146 | 0.4 | n |  | TRUE
143 | bus_LV_261-606_0_6_node_120 | 0.4 | n |  | TRUE
144 | bus_MV_493_0_node_24 | 20 | n |  | TRUE

## load
| name | bus | p_mw | q_mvar | const_z_percent | const_i_percent | sn_mva | scaling | in_service | type
0 | LV_261-606_0_6_load_0 | 0 | 0.0021142 | 0.00052988 | 0 | 0 |  | 1 | TRUE | wye
1 | LV_261-606_0_6_load_47 | 4 | 0.00050341 | 0.00012617 | 0 | 0 |  | 1 | TRUE | wye
2 | LV_261-606_0_6_load_138 | 8 | 0.00058691 | 0.00014709 | 0 | 0 |  | 1 | TRUE | wye
3 | LV_261-606_0_6_load_71 | 11 | 0.0090161 | 0.0022597 | 0 | 0 |  | 1 | TRUE | wye
4 | LV_261-606_0_6_load_67 | 12 | 0.00080371 | 0.00020143 | 0 | 0 |  | 1 | TRUE | wye
5 | LV_261-606_0_6_load_66 | 13 | 0.0044655 | 0.0011191 | 0 | 0 |  | 1 | TRUE | wye
6 | LV_261-606_0_6_load_52 | 16 | 0.023623 | 0.0059204 | 0 | 0 |  | 1 | TRUE | wye
7 | LV_261-606_0_6_load_135 | 18 | 0.00027243 | 6.8277e-05 | 0 | 0 |  | 1 | TRUE | wye
8 | LV_261-606_0_6_load_134 | 19 | 0.00059028 | 0.00014794 | 0 | 0 |  | 1 | TRUE | wye
9 | LV_261-606_0_6_load_64 | 20 | 0.003157 | 0.00079123 | 0 | 0 |  | 1 | TRUE | wye
10 | LV_261-606_0_6_load_65 | 21 | 0.0010596 | 0.00026556 | 0 | 0 |  | 1 | TRUE | wye
11 | LV_261-606_0_6_load_61 | 22 | 0.0013408 | 0.00033603 | 0 | 0 |  | 1 | TRUE | wye
12 | LV_261-606_0_6_load_77 | 24 | 0.0077864 | 0.0019514 | 0 | 0 |  | 1 | TRUE | wye
13 | LV_261-606_0_6_load_78 | 25 | 0.0073773 | 0.0018489 | 0 | 0 |  | 1 | TRUE | wye
14 | LV_261-606_0_6_load_75 | 26 | 0.0035406 | 0.00088737 | 0 | 0 |  | 1 | TRUE | wye
15 | LV_261-606_0_6_load_143 | 29 | 0.0063187 | 0.0015836 | 0 | 0 |  | 1 | TRUE | wye
16 | LV_261-606_0_6_load_147 | 31 | 0.0060118 | 0.0015067 | 0 | 0 |  | 1 | TRUE | wye
17 | LV_261-606_0_6_load_148 | 36 | 0.0044408 | 0.001113 | 0 | 0 |  | 1 | TRUE | wye
18 | LV_261-606_0_6_load_105 | 42 | 0.0053259 | 0.0013348 | 0 | 0 |  | 1 | TRUE | wye
19 | LV_261-606_0_6_load_104 | 44 | 0.0053366 | 0.0013375 | 0 | 0 |  | 1 | TRUE | wye
20 | LV_261-606_0_6_load_122 | 47 | 0.004186 | 0.0010491 | 0 | 0 |  | 1 | TRUE | wye
21 | LV_261-606_0_6_load_107 | 50 | 0.0035629 | 0.00089294 | 0 | 0 |  | 1 | TRUE | wye
22 | LV_261-606_0_6_load_136 | 52 | 0.0052588 | 0.001318 | 0 | 0 |  | 1 | TRUE | wye
23 | LV_261-606_0_6_load_102 | 53 | 0.0060249 | 0.00151 | 0 | 0 |  | 1 | TRUE | wye
24 | LV_261-606_0_6_load_144 | 56 | 0.0081999 | 0.0020551 | 0 | 0 |  | 1 | TRUE | wye
25 | LV_261-606_0_6_load_98 | 57 | 0.0046725 | 0.001171 | 0 | 0 |  | 1 | TRUE | wye
26 | LV_261-606_0_6_load_96 | 58 | 0.005973 | 0.001497 | 0 | 0 |  | 1 | TRUE | wye
27 | LV_261-606_0_6_load_118 | 61 | 0.0012536 | 0.00031418 | 0 | 0 |  | 1 | TRUE | wye
28 | LV_261-606_0_6_load_101 | 64 | 0.0029317 | 0.00073474 | 0 | 0 |  | 1 | TRUE | wye
29 | LV_261-606_0_6_load_56 | 65 | 0.0095523 | 0.002394 | 0 | 0 |  | 1 | TRUE | wye
30 | LV_261-606_0_6_load_70 | 66 | 0.0029877 | 0.00074879 | 0 | 0 |  | 1 | TRUE | wye
31 | LV_261-606_0_6_load_121 | 67 | 0.0041451 | 0.0010389 | 0 | 0 |  | 1 | TRUE | wye
32 | LV_261-606_0_6_load_68 | 69 | 0.0029043 | 0.00072789 | 0 | 0 |  | 1 | TRUE | wye
33 | LV_261-606_0_6_load_86 | 72 | 0.001824 | 0.00045715 | 0 | 0 |  | 1 | TRUE | wye
34 | LV_261-606_0_6_load_141 | 75 | 0.0030715 | 0.00076979 | 0 | 0 |  | 1 | TRUE | wye
35 | LV_261-606_0_6_load_58 | 76 | 0.0082686 | 0.0020723 | 0 | 0 |  | 1 | TRUE | wye
36 | LV_261-606_0_6_load_76 | 77 | 0.0050672 | 0.00127 | 0 | 0 |  | 1 | TRUE | wye
37 | LV_261-606_0_6_load_80 | 78 | 0.0037241 | 0.00093335 | 0 | 0 |  | 1 | TRUE | wye
38 | LV_261-606_0_6_load_50 | 81 | 0.0095633 | 0.0023968 | 0 | 0 |  | 1 | TRUE | wye
39 | LV_261-606_0_6_load_48 | 82 | 0.046037 | 0.011538 | 0 | 0 |  | 1 | TRUE | wye
40 | LV_261-606_0_6_load_55 | 83 | 0.0073312 | 0.0018374 | 0 | 0 |  | 1 | TRUE | wye
41 | LV_261-606_0_6_load_113 | 84 | 0.0088146 | 0.0022092 | 0 | 0 |  | 1 | TRUE | wye
42 | LV_261-606_0_6_load_112 | 85 | 0.0040273 | 0.0010093 | 0 | 0 |  | 1 | TRUE | wye
43 | LV_261-606_0_6_load_123 | 86 | 0.0022779 | 0.0005709 | 0 | 0 |  | 1 | TRUE | wye
44 | LV_261-606_0_6_load_74 | 87 | 0.00088993 | 0.00022304 | 0 | 0 |  | 1 | TRUE | wye
45 | LV_261-606_0_6_load_73 | 88 | 0.0013279 | 0.0003328 | 0 | 0 |  | 1 | TRUE | wye
46 | LV_261-606_0_6_load_72 | 91 | 0.012866 | 0.0032244 | 0 | 0 |  | 1 | TRUE | wye
47 | LV_261-606_0_6_load_60 | 92 | 0.001119 | 0.00028045 | 0 | 0 |  | 1 | TRUE | wye
48 | LV_261-606_0_6_load_124 | 94 | 0.0059303 | 0.0014863 | 0 | 0 |  | 1 | TRUE | wye
49 | LV_261-606_0_6_load_108 | 95 | 0.0062239 | 0.0015599 | 0 | 0 |  | 1 | TRUE | wye
50 | LV_261-606_0_6_load_139 | 96 | 0.0010014 | 0.00025097 | 0 | 0 |  | 1 | TRUE | wye
51 | LV_261-606_0_6_load_106 | 97 | 0.0031554 | 0.00079083 | 0 | 0 |  | 1 | TRUE | wye
52 | LV_261-606_0_6_load_114 | 98 | 0.011822 | 0.0029628 | 0 | 0 |  | 1 | TRUE | wye
53 | LV_261-606_0_6_load_117 | 100 | 0.0080854 | 0.0020264 | 0 | 0 |  | 1 | TRUE | wye
54 | LV_261-606_0_6_load_116 | 101 | 0.0093757 | 0.0023498 | 0 | 0 |  | 1 | TRUE | wye
55 | LV_261-606_0_6_load_145 | 102 | 0.0080338 | 0.0020135 | 0 | 0 |  | 1 | TRUE | wye
56 | LV_261-606_0_6_load_99 | 103 | 0.0070818 | 0.0017749 | 0 | 0 |  | 1 | TRUE | wye
57 | LV_261-606_0_6_load_97 | 104 | 0.0052732 | 0.0013216 | 0 | 0 |  | 1 | TRUE | wye
58 | LV_261-606_0_6_load_119 | 105 | 0.0011317 | 0.00028364 | 0 | 0 |  | 1 | TRUE | wye
59 | LV_261-606_0_6_load_57 | 106 | 0.013189 | 0.0033054 | 0 | 0 |  | 1 | TRUE | wye
60 | LV_261-606_0_6_load_69 | 107 | 0.0032893 | 0.00082437 | 0 | 0 |  | 1 | TRUE | wye
61 | LV_261-606_0_6_load_133 | 110 | 0.00069358 | 0.00017383 | 0 | 0 |  | 1 | TRUE | wye
62 | LV_261-606_0_6_load_131 | 111 | 0.0014456 | 0.0003623 | 0 | 0 |  | 1 | TRUE | wye
63 | LV_261-606_0_6_load_126 | 114 | 0.0055713 | 0.0013963 | 0 | 0 |  | 1 | TRUE | wye
64 | LV_261-606_0_6_load_132 | 116 | 0.00044851 | 0.00011241 | 0 | 0 |  | 1 | TRUE | wye
65 | LV_261-606_0_6_load_128 | 121 | 0.00052216 | 0.00013087 | 0 | 0 |  | 1 | TRUE | wye
66 | LV_261-606_0_6_load_142 | 122 | 0.0048138 | 0.0012064 | 0 | 0 |  | 1 | TRUE | wye
67 | LV_261-606_0_6_load_59 | 123 | 0.053028 | 0.01329 | 0 | 0 |  | 1 | TRUE | wye
68 | LV_261-606_0_6_load_79 | 125 | 0.0039205 | 0.00098256 | 0 | 0 |  | 1 | TRUE | wye
69 | LV_261-606_0_6_load_54 | 126 | 0.010404 | 0.0026075 | 0 | 0 |  | 1 | TRUE | wye
70 | LV_261-606_0_6_load_53 | 127 | 0.015745 | 0.0039462 | 0 | 0 |  | 1 | TRUE | wye
71 | LV_261-606_0_6_load_62 | 128 | 0.00088786 | 0.00022252 | 0 | 0 |  | 1 | TRUE | wye
72 | LV_261-606_0_6_load_63 | 129 | 0.00099655 | 0.00024976 | 0 | 0 |  | 1 | TRUE | wye
73 | LV_261-606_0_6_load_85 | 130 | 0.007991 | 0.0020027 | 0 | 0 |  | 1 | TRUE | wye
74 | LV_261-606_0_6_load_82 | 132 | 0.0066877 | 0.0016761 | 0 | 0 |  | 1 | TRUE | wye
75 | LV_261-606_0_6_load_149 | 134 | 0.014591 | 0.0036568 | 0 | 0 |  | 1 | TRUE | wye
76 | LV_261-606_0_6_load_137 | 135 | 0.0047975 | 0.0012024 | 0 | 0 |  | 1 | TRUE | wye
77 | LV_261-606_0_6_load_129 | 136 | 0.00073919 | 0.00018526 | 0 | 0 |  | 1 | TRUE | wye
78 | LV_261-606_0_6_load_130 | 137 | 0.00066257 | 0.00016606 | 0 | 0 |  | 1 | TRUE | wye
79 | LV_261-606_0_6_load_100 | 138 | 0.0070555 | 0.0017683 | 0 | 0 |  | 1 | TRUE | wye
80 | LV_261-606_0_6_load_125 | 139 | 0.005809 | 0.0014559 | 0 | 0 |  | 1 | TRUE | wye
81 | LV_261-606_0_6_load_140 | 140 | 0.0010404 | 0.00026076 | 0 | 0 |  | 1 | TRUE | wye
82 | LV_261-606_0_6_load_109 | 141 | 0.0062154 | 0.0015577 | 0 | 0 |  | 1 | TRUE | wye
83 | LV_261-606_0_6_load_146 | 142 | 0.0077061 | 0.0019313 | 0 | 0 |  | 1 | TRUE | wye
84 | LV_261-606_0_6_load_120 | 143 | 0.0013533 | 0.00033917 | 0 | 0 |  | 1 | TRUE | wye

## ext_grid
| name | bus | vm_pu | va_degree | slack_weight | in_service
0 |  | 69 | 1 | 0 | 1 | TRUE

## line
| name | std_type | from_bus | to_bus | length_km | r_ohm_per_km | x_ohm_per_km | c_nf_per_km | g_us_per_km | max_i_ka | df | parallel | type | in_service
0 | LV_261-606_0_6_line_0 |  | 0 | 1 | 0.076499 | 0.125 | 0.08 | 261 | 0 | 0.364 | 1 | 1 | cs | TRUE
1 | LV_261-606_0_6_line_1 |  | 1 | 2 | 0.093506 | 0.125 | 0.08 | 261 | 0 | 0.364 | 1 | 1 | cs | TRUE
2 | LV_261-606_0_6_line_2 |  | 2 | 6 | 0.079545 | 0.125 | 0.08 | 261 | 0 | 0.364 | 1 | 1 | cs | TRUE
3 | LV_261-606_0_6_line_3 |  | 2 | 7 | 0.065406 | 0.125 | 0.08 | 261 | 0 | 0.364 | 1 | 1 | cs | TRUE
4 | LV_261-606_0_6_line_4 |  | 3 | 4 | 0.027582 | 0.125 | 0.08 | 261 | 0 | 0.364 | 1 | 1 | cs | TRUE
5 | LV_261-606_0_6_line_5 |  | 3 | 5 | 0.10256 | 0.125 | 0.08 | 261 | 0 | 0.364 | 1 | 1 | cs | TRUE
6 | LV_261-606_0_6_line_6 |  | 5 | 18 | 0.0074076 | 0.125 | 0.08 | 261 | 0 | 0.364 | 1 | 1 | cs | TRUE
7 | LV_261-606_0_6_line_7 |  | 6 | 8 | 0.037082 | 0.125 | 0.08 | 261 | 0 | 0.364 | 1 | 1 | cs | TRUE
8 | LV_261-606_0_6_line_8 |  | 7 | 12 | 0.0048894 | 0.125 | 0.08 | 261 | 0 | 0.364 | 1 | 1 | cs | TRUE
9 | LV_261-606_0_6_line_9 |  | 7 | 13 | 0.01354 | 0.125 | 0.08 | 261 | 0 | 0.364 | 1 | 1 | cs | TRUE
10 | LV_261-606_0_6_line_10 |  | 8 | 10 | 0.021785 | 0.125 | 0.08 | 261 | 0 | 0.364 | 1 | 1 | cs | TRUE
11 | LV_261-606_0_6_line_11 |  | 9 | 10 | 0.030152 | 0.125 | 0.08 | 261 | 0 | 0.364 | 1 | 1 | cs | TRUE
12 | LV_261-606_0_6_line_12 |  | 9 | 11 | 0.026295 | 0.125 | 0.08 | 261 | 0 | 0.364 | 1 | 1 | cs | TRUE
13 | LV_261-606_0_6_line_13 |  | 11 | 79 | 0.037186 | 0.125 | 0.08 | 261 | 0 | 0.364 | 1 | 1 | cs | TRUE
14 | LV_261-606_0_6_line_14 |  | 12 | 88 | 0.01221 | 0.125 | 0.08 | 261 | 0 | 0.364 | 1 | 1 | cs | TRUE
15 | LV_261-606_0_6_line_15 |  | 14 | 15 | 0.03117 | 0.125 | 0.08 | 261 | 0 | 0.364 | 1 | 1 | cs | TRUE
16 | LV_261-606_0_6_line_16 |  | 14 | 16 | 0.047785 | 0.125 | 0.08 | 261 | 0 | 0.364 | 1 | 1 | cs | TRUE
17 | LV_261-606_0_6_line_17 |  | 15 | 20 | 0.034611 | 0.125 | 0.08 | 261 | 0 | 0.364 | 1 | 1 | cs | TRUE
18 | LV_261-606_0_6_line_18 |  | 15 | 21 | 0.013944 | 0.125 | 0.08 | 261 | 0 | 0.364 | 1 | 1 | cs | TRUE
19 | LV_261-606_0_6_line_19 |  | 15 | 22 | 0.01268 | 0.125 | 0.08 | 261 | 0 | 0.364 | 1 | 1 | cs | TRUE
20 | LV_261-606_0_6_line_20 |  | 16 | 89 | 0.029379 | 0.125 | 0.08 | 261 | 0 | 0.364 | 1 | 1 | cs | TRUE
21 | LV_261-606_0_6_line_21 |  | 17 | 18 | 0.011932 | 0.125 | 0.08 | 261 | 0 | 0.364 | 1 | 1 | cs | TRUE
22 | LV_261-606_0_6_line_22 |  | 17 | 19 | 0.031279 | 0.125 | 0.08 | 261 | 0 | 0.364 | 1 | 1 | cs | TRUE
23 | LV_261-606_0_6_line_23 |  | 19 | 90 | 0.012961 | 0.125 | 0.08 | 261 | 0 | 0.364 | 1 | 1 | cs | TRUE
24 | LV_261-606_0_6_line_24 |  | 20 | 91 | 0.031441 | 0.125 | 0.08 | 261 | 0 | 0.364 | 1 | 1 | cs | TRUE
25 | LV_261-606_0_6_line_25 |  | 21 | 87 | 0.022427 | 0.125 | 0.08 | 261 | 0 | 0.364 | 1 | 1 | cs | TRUE
26 | LV_261-606_0_6_line_26 |  | 22 | 92 | 0.015229 | 0.125 | 0.08 | 261 | 0 | 0.364 | 1 | 1 | cs | TRUE
27 | LV_261-606_0_6_line_27 |  | 23 | 24 | 0.025683 | 0.125 | 0.08 | 261 | 0 | 0.364 | 1 | 1 | cs | TRUE
28 | LV_261-606_0_6_line_28 |  | 23 | 25 | 0.01918 | 0.125 | 0.08 | 261 | 0 | 0.364 | 1 | 1 | cs | TRUE
29 | LV_261-606_0_6_line_29 |  | 23 | 26 | 0.019772 | 0.125 | 0.08 | 261 | 0 | 0.364 | 1 | 1 | cs | TRUE
30 | LV_261-606_0_6_line_30 |  | 24 | 93 | 0.028447 | 0.125 | 0.08 | 261 | 0 | 0.364 | 1 | 1 | cs | TRUE
31 | LV_261-606_0_6_line_31 |  | 25 | 43 | 0.0051176 | 0.125 | 0.08 | 261 | 0 | 0.364 | 1 | 1 | cs | TRUE
32 | LV_261-606_0_6_line_32 |  | 26 | 77 | 0.032049 | 0.125 | 0.08 | 261 | 0 | 0.364 | 1 | 1 | cs | TRUE
33 | LV_261-606_0_6_line_33 |  | 27 | 28 | 0.067223 | 0.125 | 0.08 | 261 | 0 | 0.364 | 1 | 1 | cs | TRUE
34 | LV_261-606_0_6_line_34 |  | 27 | 29 | 0.035907 | 0.125 | 0.08 | 261 | 0 | 0.364 | 1 | 1 | cs | TRUE
35 | LV_261-606_0_6_line_35 |  | 28 | 52 | 0.053861 | 0.125 | 0.08 | 261 | 0 | 0.364 | 1 | 1 | cs | TRUE
36 | LV_261-606_0_6_line_36 |  | 30 | 31 | 0.006874 | 0.125 | 0.08 | 261 | 0 | 0.364 | 1 | 1 | cs | TRUE
37 | LV_261-606_0_6_line_37 |  | 30 | 32 | 0.026465 | 0.125 | 0.08 | 261 | 0 | 0.364 | 1 | 1 | cs | TRUE
38 | LV_261-606_0_6_line_38 |  | 30 | 33 | 0.061937 | 0.125 | 0.08 | 261 | 0 | 0.364 | 1 | 1 | cs | TRUE
39 | LV_261-606_0_6_line_39 |  | 30 | 34 | 0.004346 | 0.125 | 0.08 | 261 | 0 | 0.364 | 1 | 1 | cs | TRUE
40 | LV_261-606_0_6_line_40 |  | 32 | 57 | 0.015496 | 0.125 | 0.08 | 261 | 0 | 0.364 | 1 | 1 | cs | TRUE
41 | LV_261-606_0_6_line_41 |  | 32 | 58 | 0.032008 | 0.125 | 0.08 | 261 | 0 | 0.364 | 1 | 1 | cs | TRUE
42 | LV_261-606_0_6_line_42 |  | 33 | 67 | 0.011526 | 0.125 | 0.08 | 261 | 0 | 0.364 | 1 | 1 | cs | TRUE
43 | LV_261-606_0_6_line_43 |  | 34 | 94 | 0.053897 | 0.125 | 0.08 | 261 | 0 | 0.364 | 1 | 1 | cs | TRUE
44 | LV_261-606_0_6_line_44 |  | 34 | 63 | 0.027636 | 0.125 | 0.08 | 261 | 0 | 0.364 | 1 | 1 | cs | TRUE
45 | LV_261-606_0_6_line_45 |  | 35 | 36 | 0.029572 | 0.125 | 0.08 | 261 | 0 | 0.364 | 1 | 1 | cs | TRUE
46 | LV_261-606_0_6_line_46 |  | 35 | 37 | 0.011684 | 0.125 | 0.08 | 261 | 0 | 0.364 | 1 | 1 | cs | TRUE
47 | LV_261-606_0_6_line_47 |  | 37 | 55 | 0.015071 | 0.125 | 0.08 | 261 | 0 | 0.364 | 1 | 1 | cs | TRUE
48 | LV_261-606_0_6_line_48 |  | 37 | 95 | 0.026996 | 0.125 | 0.08 | 261 | 0 | 0.364 | 1 | 1 | cs | TRUE
49 | LV_261-606_0_6_line_49 |  | 38 | 39 | 0.007741 | 0.125 | 0.08 | 261 | 0 | 0.364 | 1 | 3 | cs | TRUE
50 | LV_261-606_0_6_line_50 |  | 38 | 40 | 0.037281 | 0.125 | 0.08 | 261 | 0 | 0.364 | 1 | 3 | cs | TRUE
51 | LV_261-606_0_6_line_51 |  | 39 | 66 | 0.012591 | 0.125 | 0.08 | 261 | 0 | 0.364 | 1 | 3 | cs | TRUE
52 | LV_261-606_0_6_line_52 |  | 39 | 51 | 0.017025 | 0.125 | 0.08 | 261 | 0 | 0.364 | 1 | 1 | cs | TRUE
53 | LV_261-606_0_6_line_53 |  | 40 | 65 | 0.027431 | 0.125 | 0.08 | 261 | 0 | 0.364 | 1 | 3 | cs | TRUE
54 | LV_261-606_0_6_line_54 |  | 41 | 42 | 0.0049907 | 0.125 | 0.08 | 261 | 0 | 0.364 | 1 | 3 | cs | TRUE
55 | LV_261-606_0_6_line_55 |  | 41 | 43 | 0.017109 | 0.125 | 0.08 | 261 | 0 | 0.364 | 1 | 1 | cs | TRUE
56 | LV_261-606_0_6_line_56 |  | 41 | 44 | 0.0107 | 0.125 | 0.08 | 261 | 0 | 0.364 | 1 | 3 | cs | TRUE
57 | LV_261-606_0_6_line_57 |  | 42 | 96 | 0.026589 | 0.125 | 0.08 | 261 | 0 | 0.364 | 1 | 3 | cs | TRUE
58 | LV_261-606_0_6_line_58 |  | 44 | 49 | 0.018342 | 0.125 | 0.08 | 261 | 0 | 0.364 | 1 | 3 | cs | TRUE
59 | LV_261-606_0_6_line_59 |  | 45 | 46 | 0.029254 | 0.125 | 0.08 | 261 | 0 | 0.364 | 1 | 1 | cs | TRUE
60 | LV_261-606_0_6_line_60 |  | 45 | 47 | 0.014729 | 0.125 | 0.08 | 261 | 0 | 0.364 | 1 | 1 | cs | TRUE
61 | LV_261-606_0_6_line_61 |  | 46 | 86 | 0.029487 | 0.125 | 0.08 | 261 | 0 | 0.364 | 1 | 1 | cs | TRUE
62 | LV_261-606_0_6_line_62 |  | 47 | 67 | 0.015563 | 0.125 | 0.08 | 261 | 0 | 0.364 | 1 | 1 | cs | TRUE
63 | LV_261-606_0_6_line_63 |  | 48 | 49 | 0.025208 | 0.125 | 0.08 | 261 | 0 | 0.364 | 1 | 1 | cs | TRUE
64 | LV_261-606_0_6_line_64 |  | 48 | 50 | 0.017087 | 0.125 | 0.08 | 261 | 0 | 0.364 | 1 | 1 | cs | TRUE
65 | LV_261-606_0_6_line_65 |  | 49 | 68 | 0.11406 | 0.125 | 0.08 | 261 | 0 | 0.364 | 1 | 3 | cs | TRUE
66 | LV_261-606_0_6_line_66 |  | 50 | 97 | 0.0057689 | 0.125 | 0.08 | 261 | 0 | 0.364 | 1 | 1 | cs | TRUE
67 | LV_261-606_0_6_line_67 |  | 51 | 52 | 0.013063 | 0.125 | 0.08 | 261 | 0 | 0.364 | 1 | 1 | cs | TRUE
68 | LV_261-606_0_6_line_68 |  | 51 | 53 | 0.0040601 | 0.125 | 0.08 | 261 | 0 | 0.364 | 1 | 1 | cs | TRUE
69 | LV_261-606_0_6_line_69 |  | 53 | 64 | 0.017081 | 0.125 | 0.08 | 261 | 0 | 0.364 | 1 | 1 | cs | TRUE
70 | LV_261-606_0_6_line_70 |  | 54 | 55 | 0.01928 | 0.125 | 0.08 | 261 | 0 | 0.364 | 1 | 1 | cs | TRUE
71 | LV_261-606_0_6_line_71 |  | 54 | 56 | 0.017849 | 0.125 | 0.08 | 261 | 0 | 0.364 | 1 | 1 | cs | TRUE
72 | LV_261-606_0_6_line_72 |  | 55 | 98 | 0.041575 | 0.125 | 0.08 | 261 | 0 | 0.364 | 1 | 1 | cs | TRUE
73 | LV_261-606_0_6_line_73 |  | 55 | 99 | 0.025499 | 0.125 | 0.08 | 261 | 0 | 0.364 | 1 | 1 | cs | TRUE
74 | LV_261-606_0_6_line_74 |  | 56 | 102 | 0.016577 | 0.125 | 0.08 | 261 | 0 | 0.364 | 1 | 1 | cs | TRUE
75 | LV_261-606_0_6_line_75 |  | 57 | 103 | 0.019232 | 0.125 | 0.08 | 261 | 0 | 0.364 | 1 | 1 | cs | TRUE
76 | LV_261-606_0_6_line_76 |  | 58 | 104 | 0.032936 | 0.125 | 0.08 | 261 | 0 | 0.364 | 1 | 1 | cs | TRUE
77 | LV_261-606_0_6_line_77 |  | 59 | 60 | 0.062696 | 0.125 | 0.08 | 261 | 0 | 0.364 | 1 | 1 | cs | TRUE
78 | LV_261-606_0_6_line_78 |  | 59 | 61 | 0.036302 | 0.125 | 0.08 | 261 | 0 | 0.364 | 1 | 2 | cs | TRUE
79 | LV_261-606_0_6_line_79 |  | 60 | 84 | 0.012548 | 0.125 | 0.08 | 261 | 0 | 0.364 | 1 | 1 | cs | TRUE
80 | LV_261-606_0_6_line_80 |  | 60 | 85 | 0.020071 | 0.125 | 0.08 | 261 | 0 | 0.364 | 1 | 1 | cs | TRUE
81 | LV_261-606_0_6_line_81 |  | 61 | 105 | 0.023399 | 0.125 | 0.08 | 261 | 0 | 0.364 | 1 | 3 | cs | TRUE
82 | LV_261-606_0_6_line_82 |  | 62 | 63 | 0.053949 | 0.125 | 0.08 | 261 | 0 | 0.364 | 1 | 1 | cs | TRUE
83 | LV_261-606_0_6_line_83 |  | 62 | 64 | 0.011642 | 0.125 | 0.08 | 261 | 0 | 0.364 | 1 | 1 | cs | TRUE
84 | LV_261-606_0_6_line_84 |  | 63 | 76 | 0.025241 | 0.125 | 0.08 | 261 | 0 | 0.364 | 1 | 1 | cs | TRUE
85 | LV_261-606_0_6_line_85 |  | 63 | 73 | 0.025726 | 0.125 | 0.08 | 261 | 0 | 0.364 | 1 | 1 | cs | TRUE
86 | LV_261-606_0_6_line_86 |  | 65 | 106 | 0.015346 | 0.125 | 0.08 | 261 | 0 | 0.364 | 1 | 3 | cs | TRUE
87 | LV_261-606_0_6_line_87 |  | 66 | 107 | 0.0054466 | 0.125 | 0.08 | 261 | 0 | 0.364 | 1 | 3 | cs | TRUE
88 | LV_261-606_0_6_line_88 |  | 68 | 69 | 0.08399 | 0.125 | 0.08 | 261 | 0 | 0.364 | 1 | 3 | cs | TRUE
89 | LV_261-606_0_6_line_89 |  | 69 | 107 | 0.052319 | 0.125 | 0.08 | 261 | 0 | 0.364 | 1 | 3 | cs | TRUE
90 | LV_261-606_0_6_line_90 |  | 70 | 71 | 0.082609 | 0.125 | 0.08 | 261 | 0 | 0.364 | 1 | 1 | cs | TRUE
91 | LV_261-606_0_6_line_91 |  | 70 | 72 | 0.030038 | 0.125 | 0.08 | 261 | 0 | 0.364 | 1 | 1 | cs | TRUE
92 | LV_261-606_0_6_line_92 |  | 71 | 77 | 0.038814 | 0.125 | 0.08 | 261 | 0 | 0.364 | 1 | 1 | cs | TRUE
93 | LV_261-606_0_6_line_93 |  | 71 | 78 | 0.017354 | 0.125 | 0.08 | 261 | 0 | 0.364 | 1 | 1 | cs | TRUE
94 | LV_261-606_0_6_line_94 |  | 72 | 118 | 0.023257 | 0.125 | 0.08 | 261 | 0 | 0.364 | 1 | 1 | cs | TRUE
95 | LV_261-606_0_6_line_95 |  | 73 | 74 | 0.015288 | 0.125 | 0.08 | 261 | 0 | 0.364 | 1 | 1 | cs | TRUE
96 | LV_261-606_0_6_line_96 |  | 73 | 75 | 0.013869 | 0.125 | 0.08 | 261 | 0 | 0.364 | 1 | 1 | cs | TRUE
97 | LV_261-606_0_6_line_97 |  | 74 | 83 | 0.010306 | 0.125 | 0.08 | 261 | 0 | 0.364 | 1 | 1 | cs | TRUE
98 | LV_261-606_0_6_line_98 |  | 75 | 122 | 0.016451 | 0.125 | 0.08 | 261 | 0 | 0.364 | 1 | 1 | cs | TRUE
99 | LV_261-606_0_6_line_99 |  | 78 | 125 | 0.021575 | 0.125 | 0.08 | 261 | 0 | 0.364 | 1 | 1 | cs | TRUE
100 | LV_261-606_0_6_line_100 |  | 79 | 80 | 0.09456 | 0.125 | 0.08 | 261 | 0 | 0.364 | 1 | 1 | cs | TRUE
101 | LV_261-606_0_6_line_101 |  | 80 | 81 | 0.064295 | 0.125 | 0.08 | 261 | 0 | 0.364 | 1 | 1 | cs | TRUE
102 | LV_261-606_0_6_line_102 |  | 80 | 82 | 0.04982 | 0.125 | 0.08 | 261 | 0 | 0.364 | 1 | 1 | cs | TRUE
103 | LV_261-606_0_6_line_103 |  | 82 | 89 | 0.0033514 | 0.125 | 0.08 | 261 | 0 | 0.364 | 1 | 1 | cs | TRUE
104 | LV_261-606_0_6_line_104 |  | 83 | 127 | 0.015772 | 0.125 | 0.08 | 261 | 0 | 0.364 | 1 | 1 | cs | TRUE
105 | LV_261-606_0_6_line_105 |  | 84 | 101 | 0.041542 | 0.125 | 0.08 | 261 | 0 | 0.364 | 1 | 1 | cs | TRUE
106 | LV_261-606_0_6_line_106 |  | 89 | 124 | 0.023562 | 0.125 | 0.08 | 261 | 0 | 0.364 | 1 | 1 | cs | TRUE
107 | LV_261-606_0_6_line_107 |  | 90 | 116 | 0.023006 | 0.125 | 0.08 | 261 | 0 | 0.364 | 1 | 1 | cs | TRUE
108 | LV_261-606_0_6_line_108 |  | 92 | 128 | 0.0213 | 0.125 | 0.08 | 261 | 0 | 0.364 | 1 | 1 | cs | TRUE
109 | LV_261-606_0_6_line_109 |  | 93 | 130 | 0.019121 | 0.125 | 0.08 | 261 | 0 | 0.364 | 1 | 1 | cs | TRUE
110 | LV_261-606_0_6_line_110 |  | 94 | 139 | 0.00045417 | 0.125 | 0.08 | 261 | 0 | 0.364 | 1 | 1 | cs | TRUE
111 | LV_261-606_0_6_line_111 |  | 95 | 141 | 0.017299 | 0.125 | 0.08 | 261 | 0 | 0.364 | 1 | 1 | cs | TRUE
112 | LV_261-606_0_6_line_112 |  | 96 | 140 | 0.0091043 | 0.125 | 0.08 | 261 | 0 | 0.364 | 1 | 3 | cs | TRUE
113 | LV_261-606_0_6_line_113 |  | 99 | 100 | 0.018195 | 0.125 | 0.08 | 261 | 0 | 0.364 | 1 | 1 | cs | TRUE
114 | LV_261-606_0_6_line_114 |  | 99 | 101 | 0.025262 | 0.125 | 0.08 | 261 | 0 | 0.364 | 1 | 1 | cs | TRUE
115 | LV_261-606_0_6_line_115 |  | 100 | 142 | 0.012813 | 0.125 | 0.08 | 261 | 0 | 0.364 | 1 | 1 | cs | TRUE
116 | LV_261-606_0_6_line_116 |  | 103 | 138 | 0.0084335 | 0.125 | 0.08 | 261 | 0 | 0.364 | 1 | 1 | cs | TRUE
117 | LV_261-606_0_6_line_117 |  | 105 | 143 | 0.010832 | 0.125 | 0.08 | 261 | 0 | 0.364 | 1 | 3 | cs | TRUE
118 | LV_261-606_0_6_line_118 |  | 106 | 124 | 0.021354 | 0.125 | 0.08 | 261 | 0 | 0.364 | 1 | 2 | cs | TRUE
119 | LV_261-606_0_6_line_119 |  | 108 | 109 | 0.070676 | 0.125 | 0.08 | 261 | 0 | 0.364 | 1 | 1 | cs | TRUE
120 | LV_261-606_0_6_line_120 |  | 108 | 110 | 0.019014 | 0.125 | 0.08 | 261 | 0 | 0.364 | 1 | 1 | cs | TRUE
121 | LV_261-606_0_6_line_121 |  | 109 | 111 | 0.011607 | 0.125 | 0.08 | 261 | 0 | 0.364 | 1 | 1 | cs | TRUE
122 | LV_261-606_0_6_line_122 |  | 110 | 115 | 0.018766 | 0.125 | 0.08 | 261 | 0 | 0.364 | 1 | 1 | cs | TRUE
123 | LV_261-606_0_6_line_123 |  | 110 | 120 | 0.024104 | 0.125 | 0.08 | 261 | 0 | 0.364 | 1 | 1 | cs | TRUE
124 | LV_261-606_0_6_line_124 |  | 111 | 136 | 0.016204 | 0.125 | 0.08 | 261 | 0 | 0.364 | 1 | 1 | cs | TRUE
125 | LV_261-606_0_6_line_125 |  | 112 | 113 | 0.018654 | 0.125 | 0.08 | 261 | 0 | 0.364 | 1 | 1 | cs | TRUE
126 | LV_261-606_0_6_line_126 |  | 112 | 114 | 0.010252 | 0.125 | 0.08 | 261 | 0 | 0.364 | 1 | 1 | cs | TRUE
127 | LV_261-606_0_6_line_127 |  | 113 | 137 | 0.01412 | 0.125 | 0.08 | 261 | 0 | 0.364 | 1 | 1 | cs | TRUE
128 | LV_261-606_0_6_line_128 |  | 114 | 117 | 0.032607 | 0.125 | 0.08 | 261 | 0 | 0.364 | 1 | 1 | cs | TRUE
129 | LV_261-606_0_6_line_129 |  | 115 | 116 | 0.0056229 | 0.125 | 0.08 | 261 | 0 | 0.364 | 1 | 1 | cs | TRUE
130 | LV_261-606_0_6_line_130 |  | 117 | 118 | 0.10561 | 0.125 | 0.08 | 261 | 0 | 0.364 | 1 | 1 | cs | TRUE
131 | LV_261-606_0_6_line_131 |  | 119 | 120 | 0.10338 | 0.125 | 0.08 | 261 | 0 | 0.364 | 1 | 1 | cs | TRUE
132 | LV_261-606_0_6_line_132 |  | 119 | 121 | 0.01414 | 0.125 | 0.08 | 261 | 0 | 0.364 | 1 | 1 | cs | TRUE
133 | LV_261-606_0_6_line_133 |  | 123 | 124 | 0.064919 | 0.125 | 0.08 | 261 | 0 | 0.364 | 1 | 1 | cs | TRUE
134 | LV_261-606_0_6_line_134 |  | 125 | 131 | 0.013256 | 0.125 | 0.08 | 261 | 0 | 0.364 | 1 | 1 | cs | TRUE
135 | LV_261-606_0_6_line_135 |  | 126 | 127 | 0.0052335 | 0.125 | 0.08 | 261 | 0 | 0.364 | 1 | 1 | cs | TRUE
136 | LV_261-606_0_6_line_136 |  | 128 | 129 | 0.0029154 | 0.125 | 0.08 | 261 | 0 | 0.364 | 1 | 1 | cs | TRUE
137 | LV_261-606_0_6_line_137 |  | 130 | 135 | 0.023056 | 0.125 | 0.08 | 261 | 0 | 0.364 | 1 | 1 | cs | TRUE
138 | LV_261-606_0_6_line_138 |  | 131 | 132 | 0.018387 | 0.125 | 0.08 | 261 | 0 | 0.364 | 1 | 1 | cs | TRUE
139 | LV_261-606_0_6_line_139 |  | 131 | 133 | 0.044152 | 0.125 | 0.08 | 261 | 0 | 0.364 | 1 | 1 | cs | TRUE
140 | LV_261-606_0_6_line_140 |  | 133 | 134 | 0.004901 | 0.125 | 0.08 | 261 | 0 | 0.364 | 1 | 1 | cs | TRUE
141 | LV_261-606_0_6_line_141 |  | 136 | 137 | 0.002104 | 0.125 | 0.08 | 261 | 0 | 0.364 | 1 | 1 | cs | TRUE
142 | LV_261-606_0_6_line_142 |  | 140 | 143 | 0.021317 | 0.125 | 0.08 | 261 | 0 | 0.364 | 1 | 3 | cs | TRUE

## trafo
| name | std_type | hv_bus | lv_bus | sn_mva | vn_hv_kv | vn_lv_kv | vk_percent | vkr_percent | pfe_kw | i0_percent | shift_degree | tap_side | tap_neutral | tap_min | tap_max | tap_step_percent | tap_step_degree | tap_pos | tap_phase_shifter | parallel | df | in_service
0 | LV_261-606_0_6_trafo_68 | 0.63 MVA 20/0.4 kV | 144 | 69 | 0.63 | 20 | 0.4 | 6 | 1.206 | 1.65 | 0.2619 | 150 | hv | 0 | -2 | 2 | 2.5 | 0 | 0 | FALSE | 1 | 1 | TRUE

## line_geodata
| x0 | y0 | x1 | y1 | x2 | y2 | x3 | y3 | x4 | y4 | x5 | y5 | x6 | y6 | x7 | y7 | x8 | y8 | x9 | y9 | x10 | y10 | x11 | y11 | x12 | y12 | x13 | y13
0 | 2687654.3472 | 1246523.8806 | 2687675.1503 | 1246535.8415 | 2687708.0737 | 1246554.2753 | 2687721.1601 | 1246561.1244
1 | 2687606.9252 | 1246448.2237 | 2687610.6624 | 1246456.0625 | 2687616.6072 | 1246467.8814 | 2687622.5868 | 1246478.8779 | 2687637.121 | 1246502.9994 | 2687641.2859 | 1246510.0106 | 2687643.6963 | 1246512.537 | 2687646.6887 | 1246514.5383 | 2687656.6118 | 1246520.4338 | 2687654.3472 | 1246523.8806
2 | 2687551.2768 | 1246438.3836 | 2687553.339 | 1246445.5639 | 2687583.6477 | 1246456.4416 | 2687598.406 | 1246461.3188 | 2687606.9486 | 1246458.3983 | 2687602.4475 | 1246448.569 | 2687606.9252 | 1246448.2237
3 | 2687573.6088 | 1246407.2346 | 2687583.359 | 1246402.3527 | 2687598.1383 | 1246439.0538 | 2687602.4475 | 1246448.569 | 2687606.9252 | 1246448.2237
4 | 2687863.4799 | 1246653.4937 | 2687864.9946 | 1246648.1455 | 2687867.4201 | 1246639.4527 | 2687868.5645 | 1246636.1561 | 2687871.7822 | 1246627.2077
5 | 2687863.4799 | 1246653.4937 | 2687878.3551 | 1246665.7343 | 2687887.6958 | 1246670.1093 | 2687892.9852 | 1246671.0551 | 2687898.4286 | 1246670.7911 | 2687905.606 | 1246667.7063 | 2687938.4064 | 1246656.1506 | 2687942.4378 | 1246636.9961
6 | 2687942.4378 | 1246636.9961 | 2687944.2668 | 1246629.8178
7 | 2687551.2768 | 1246438.3836 | 2687548.3376 | 1246427.6656 | 2687546.7614 | 1246421.3376 | 2687541.9387 | 1246417.4191 | 2687529.5302 | 1246412.8217
8 | 2687573.6088 | 1246407.2346 | 2687574.8914 | 1246411.9527
9 | 2687573.6088 | 1246407.2346 | 2687570.0593 | 1246394.1683
10 | 2687509.0398 | 1246405.4247 | 2687520.246 | 1246409.3819 | 2687529.5302 | 1246412.8217
11 | 2687508.2579 | 1246382.6518 | 2687516.7636 | 1246385.813 | 2687509.0398 | 1246405.4247
12 | 2687508.2579 | 1246382.6518 | 2687483.5101 | 1246373.7658
13 | 2687448.5114 | 1246361.1992 | 2687483.5101 | 1246373.7658
14 | 2687578.0945 | 1246423.7353 | 2687574.8914 | 1246411.9527
15 | 2687523.3228 | 1246257.292 | 2687528.0855 | 1246253.515 | 2687532.8964 | 1246273.5898 | 2687537.1755 | 1246272.3743
16 | 2687523.3228 | 1246257.292 | 2687505.1456 | 1246255.7115 | 2687493.8101 | 1246253.3314 | 2687476.8678 | 1246249.4676 | 2687476.3202 | 1246249.2784
17 | 2687537.1755 | 1246272.3743 | 2687531.27 | 1246247.1239 | 2687529.2763 | 1246238.6765
18 | 2687537.1755 | 1246272.3743 | 2687538.9248 | 1246278.2378 | 2687541.4002 | 1246285.6608
19 | 2687537.1755 | 1246272.3743 | 2687549.3221 | 1246268.7356
20 | 2687448.5514 | 1246239.6872 | 2687476.3202 | 1246249.2784
21 | 2687956.0467 | 1246631.7161 | 2687944.2668 | 1246629.8178
22 | 2687956.0467 | 1246631.7161 | 2687957.4078 | 1246619.9275 | 2687960.0269 | 1246600.6932
23 | 2687960.5367 | 1246587.7722 | 2687960.6128 | 1246596.3909 | 2687960.0269 | 1246600.6932
24 | 2687518.5078 | 1246209.2241 | 2687518.7464 | 1246209.5668 | 2687525.5173 | 1246225.334 | 2687528.9236 | 1246237.1819 | 2687529.2763 | 1246238.6765
25 | 2687549.2513 | 1246306.6625 | 2687546.5357 | 1246300.0441 | 2687542.2673 | 1246288.2612 | 2687541.4002 | 1246285.6608
26 | 2687563.0878 | 1246262.8052 | 2687559.5322 | 1246265.6771 | 2687549.3221 | 1246268.7356
27 | 2687799.1276 | 1246252.1753 | 2687794.9821 | 1246277.5217
28 | 2687799.1276 | 1246252.1753 | 2687780.103 | 1246249.7431
29 | 2687799.1276 | 1246252.1753 | 2687818.7062 | 1246254.9335
30 | 2687818.479 | 1246289.2449 | 2687801.7253 | 1246285.9278 | 2687796.7798 | 1246282.6521 | 2687794.9821 | 1246277.5217
31 | 2687775.0266 | 1246249.0941 | 2687780.103 | 1246249.7431
32 | 2687818.7062 | 1246254.9335 | 2687850.4419 | 1246259.4043
33 | 2687548.4577 | 1246130.5354 | 2687557.7936 | 1246135.3101 | 2687576.3721 | 1246143.5126 | 2687583.0064 | 1246147.0466 | 2687573.2657 | 1246174.2674
34 | 2687548.4577 | 1246130.5354 | 2687529.4263 | 1246120.258 | 2687526.349 | 1246108.1258 | 2687527.1012 | 1246106.5327
35 | 2687573.2657 | 1246174.2674 | 2687534.2739 | 1246160.3593 | 2687522.773 | 1246155.5587
36 | 2687452.8072 | 1246084.379 | 2687446.2818 | 1246082.159
37 | 2687431.2531 | 1246094.0018 | 2687435.4023 | 1246095.9644 | 2687438.99 | 1246086.3101 | 2687441.1457 | 1246080.5154 | 2687446.2818 | 1246082.159
38 | 2687446.2818 | 1246082.159 | 2687460.2753 | 1246043.1919 | 2687462.9635 | 1246044.3213 | 2687478.8226 | 1246051.9941
39 | 2687446.2818 | 1246082.159 | 2687444.8161 | 1246086.2515
40 | 2687431.2531 | 1246094.0018 | 2687417.3811 | 1246087.0959
41 | 2687431.2531 | 1246094.0018 | 2687442.0426 | 1246063.8675
42 | 2687478.8226 | 1246051.9941 | 2687483.7431 | 1246041.5712
43 | 2687444.8161 | 1246086.2515 | 2687483.0544 | 1246100.07 | 2687488.7604 | 1246088.1244
44 | 2687444.8161 | 1246086.2515 | 2687440.6354 | 1246097.1758 | 2687435.998 | 1246112.4298
45 | 2687791.1907 | 1246174.9004 | 2687793.6053 | 1246170.0102 | 2687797.1601 | 1246167.2052 | 2687798.9617 | 1246159.326 | 2687796.9113 | 1246157.4832 | 2687797.3281 | 1246148.7273
46 | 2687797.3281 | 1246148.7273 | 2687808.1255 | 1246153.2683
47 | 2687808.1255 | 1246153.2683 | 2687822.054 | 1246159.1233
48 | 2687808.1255 | 1246153.2683 | 2687807.6042 | 1246180.2596
49 | 2687504.2522 | 1246166.2763 | 2687499.5475 | 1246165.0949 | 2687496.6699 | 1246165.5417
50 | 2687467.9721 | 1246161.1041 | 2687469.1454 | 1246157.8856 | 2687481.2703 | 1246162.5902 | 2687480.9707 | 1246158.8274 | 2687488.0058 | 1246161.8334 | 2687496.6699 | 1246165.5417
51 | 2687504.2522 | 1246166.2763 | 2687511.1212 | 1246168.7573 | 2687516.0288 | 1246170.7262
52 | 2687504.2522 | 1246166.2763 | 2687507.6301 | 1246158.0423 | 2687510.7179 | 1246150.5267
53 | 2687467.9721 | 1246161.1041 | 2687474.7209 | 1246163.5387 | 2687468.2754 | 1246182.7419
54 | 2687776.8878 | 1246232.0868 | 2687781.832 | 1246232.7665
55 | 2687775.0266 | 1246249.0941 | 2687775.9871 | 1246240.3574 | 2687776.8878 | 1246232.0868
56 | 2687776.8878 | 1246232.0868 | 2687766.2868 | 1246230.6311
57 | 2687808.1736 | 1246236.3866 | 2687793.5661 | 1246234.3798 | 2687781.832 | 1246232.7665
58 | 2687748.1153 | 1246228.1359 | 2687766.2868 | 1246230.6311
59 | 2687522.5413 | 1246027.7766 | 2687496.5543 | 1246014.1943
60 | 2687496.5543 | 1246014.1943 | 2687489.5591 | 1246027.1561
61 | 2687522.5413 | 1246027.7766 | 2687518.1859 | 1246038.7538 | 2687511.1969 | 1246054.9906
62 | 2687483.7431 | 1246041.5712 | 2687485.9434 | 1246036.9102 | 2687489.2912 | 1246027.6527 | 2687489.5591 | 1246027.1561
63 | 2687752.781 | 1246203.3643 | 2687748.1153 | 1246228.1359
64 | 2687752.781 | 1246203.3643 | 2687736.1727 | 1246199.3486
65 | 2687648.7267 | 1246220.3829 | 2687651.5665 | 1246212.2744 | 2687654.4297 | 1246204.1218 | 2687675.422 | 1246211.026 | 2687682.0358 | 1246212.8696 | 2687686.6086 | 1246214.2827 | 2687704.4339 | 1246219.2277 | 2687721.3639 | 1246222.903 | 2687748.1153 | 1246228.1359
66 | 2687730.5654 | 1246197.9927 | 2687736.1727 | 1246199.3486
67 | 2687510.7179 | 1246150.5267 | 2687522.773 | 1246155.5587
68 | 2687510.7179 | 1246150.5267 | 2687507.0639 | 1246148.7569
69 | 2687491.6913 | 1246141.3113 | 2687507.0639 | 1246148.7569
70 | 2687808.2147 | 1246148.7774 | 2687821.7436 | 1246154.5709 | 2687822.054 | 1246159.1233
71 | 2687808.2147 | 1246148.7774 | 2687814.8681 | 1246132.2152
72 | 2687822.054 | 1246159.1233 | 2687832.1218 | 1246171.5927 | 2687831.4323 | 1246197.1315
73 | 2687841.0015 | 1246162.7843 | 2687821.7436 | 1246154.5709 | 2687822.054 | 1246159.1233
74 | 2687814.8681 | 1246132.2152 | 2687821.0476 | 1246116.8328
75 | 2687417.3811 | 1246087.0959 | 2687414.5422 | 1246085.6826 | 2687404.2367 | 1246080.0377 | 2687400.3326 | 1246078.2101
76 | 2687442.0426 | 1246063.8675 | 2687448.944 | 1246044.5925 | 2687454.0339 | 1246033.217
77 | 2687907.7905 | 1246252.485 | 2687911.9285 | 1246238.8806 | 2687914.0575 | 1246228.8047 | 2687917.5465 | 1246220.25 | 2687920.5872 | 1246205.751 | 2687915.3353 | 1246200.2134 | 2687914.0167 | 1246193.8558
78 | 2687907.7905 | 1246252.485 | 2687897.7976 | 1246250.2574 | 2687872.1855 | 1246245.4257
79 | 2687914.0167 | 1246193.8558 | 2687902.4711 | 1246188.9426
80 | 2687914.0167 | 1246193.8558 | 2687904.7224 | 1246194.4519 | 2687894.7859 | 1246190.3285
81 | 2687872.1855 | 1246245.4257 | 2687867.4122 | 1246244.5252 | 2687849.0438 | 1246242.0016
82 | 2687435.998 | 1246112.4298 | 2687435.1319 | 1246115.8307 | 2687461.0003 | 1246126.1642 | 2687481.2135 | 1246136.2364
83 | 2687481.2135 | 1246136.2364 | 2687491.6913 | 1246141.3113
84 | 2687435.998 | 1246112.4298 | 2687439.4731 | 1246112.4589 | 2687459.7092 | 1246120.4743
85 | 2687424.6377 | 1246129.1304 | 2687426.5289 | 1246122.3087 | 2687429.0706 | 1246113.9066 | 2687435.1319 | 1246115.8307 | 2687435.998 | 1246112.4298
86 | 2687468.2754 | 1246182.7419 | 2687463.3923 | 1246197.2905
87 | 2687516.0288 | 1246170.7262 | 2687519.984 | 1246172.3129 | 2687521.0186 | 1246172.8907
88 | 2687648.7267 | 1246220.3829 | 2687624.5339 | 1246212.2528 | 2687599.895 | 1246203.1265 | 2687582.2843 | 1246196.9396 | 2687569.6636 | 1246192.0724
89 | 2687569.6636 | 1246192.0724 | 2687549.9653 | 1246184.4755 | 2687528.7455 | 1246176.5898 | 2687521.7225 | 1246173.2837 | 2687521.0186 | 1246172.8907
90 | 2687888.7797 | 1246265.335 | 2687897.7695 | 1246267.4365 | 2687919.1144 | 1246272.4454 | 2687929.5873 | 1246274.9025 | 2687926.9268 | 1246286.6829 | 2687926.4387 | 1246288.5215 | 2687926.067 | 1246292.6969 | 2687941.3092 | 1246309.2796
91 | 2687941.3092 | 1246309.2796 | 2687929.0296 | 1246321.6624 | 2687918.9576 | 1246319.6894 | 2687918.4358 | 1246321.9654
92 | 2687888.7797 | 1246265.335 | 2687883.1028 | 1246264.0055 | 2687850.4419 | 1246259.4043
93 | 2687888.7797 | 1246265.335 | 2687885.9224 | 1246275.1111 | 2687884.702 | 1246282.1752
94 | 2687913.2385 | 1246344.6343 | 2687918.4358 | 1246321.9654
95 | 2687424.6377 | 1246129.1304 | 2687410.0813 | 1246124.3234
96 | 2687424.6377 | 1246129.1304 | 2687418.6508 | 1246141.6403
97 | 2687410.0813 | 1246124.3234 | 2687400.0989 | 1246121.7599
98 | 2687422.2346 | 1246152.7236 | 2687415.0101 | 1246149.2479 | 2687418.6508 | 1246141.6403
99 | 2687878.8327 | 1246302.8924 | 2687883.7323 | 1246287.7881 | 2687884.702 | 1246282.1752
100 | 2687431.399 | 1246290.0162 | 2687430.4 | 1246292.1809 | 2687425.4427 | 1246307.6193 | 2687423.4382 | 1246313.4163 | 2687448.6895 | 1246326.0868 | 2687458.3131 | 1246333.3674 | 2687451.2196 | 1246353.2888 | 2687448.5114 | 1246361.1992
101 | 2687431.399 | 1246290.0162 | 2687439.2271 | 1246292.5112 | 2687451.2147 | 1246298.826 | 2687456.8804 | 1246299.3877 | 2687459.6276 | 1246299.0724 | 2687462.3817 | 1246299.3132 | 2687467.8797 | 1246301.507 | 2687473.4202 | 1246302.8675 | 2687475.9645 | 1246302.994 | 2687479.1952 | 1246303.1863 | 2687484.1927 | 1246302.9487 | 2687486.8634 | 1246303.2105 | 2687491.7338 | 1246304.4166 | 2687492.8398 | 1246304.8662
102 | 2687431.399 | 1246290.0162 | 2687447.4703 | 1246242.8594
103 | 2687448.5514 | 1246239.6872 | 2687447.4703 | 1246242.8594
104 | 2687384.7202 | 1246118.2679 | 2687396.7135 | 1246120.8905 | 2687400.0989 | 1246121.7599
105 | 2687864.2466 | 1246172.6763 | 2687902.4711 | 1246188.9426
106 | 2687448.5514 | 1246239.6872 | 2687456.4268 | 1246217.4757
107 | 2687960.5367 | 1246587.7722 | 2687965.1997 | 1246565.2435
108 | 2687563.0878 | 1246262.8052 | 2687563.0878 | 1246262.8052 | 2687564.097 | 1246257.9053 | 2687564.7951 | 1246252.5895 | 2687575.714 | 1246253.1897
109 | 2687818.479 | 1246289.2449 | 2687815.3226 | 1246308.1035
110 | 2687488.9562 | 1246087.7146 | 2687488.7604 | 1246088.1244
111 | 2687807.6042 | 1246180.2596 | 2687807.5741 | 1246181.8147 | 2687805.6141 | 1246182.0303 | 2687805.4101 | 1246195.8007
112 | 2687808.1736 | 1246236.3866 | 2687817.1932 | 1246237.6258
113 | 2687841.0015 | 1246162.7843 | 2687847.2355 | 1246145.6905
114 | 2687841.0015 | 1246162.7843 | 2687864.2466 | 1246172.6763
115 | 2687851.6255 | 1246133.6533 | 2687847.2355 | 1246145.6905
116 | 2687392.6946 | 1246074.6345 | 2687400.3326 | 1246078.2101
117 | 2687838.3123 | 1246240.5273 | 2687849.0438 | 1246242.0016
118 | 2687456.4268 | 1246217.4757 | 2687459.3735 | 1246209.2797 | 2687461.381 | 1246203.2827 | 2687463.3923 | 1246197.2905
119 | 2687974.7809 | 1246522.9129 | 2687979.1458 | 1246502.6737 | 2687983.6711 | 1246482.3256 | 2687988.6741 | 1246475.6059 | 2687992.9516 | 1246472.9674 | 2687996.2472 | 1246457.5938
120 | 2687974.7809 | 1246522.9129 | 2687970.6674 | 1246541.4768
121 | 2687996.2472 | 1246457.5938 | 2687987.0265 | 1246455.8001 | 2687984.8631 | 1246455.3324
122 | 2687966.3394 | 1246559.7374 | 2687970.6674 | 1246541.4768
123 | 2687970.6674 | 1246541.4768 | 2687982.5541 | 1246545.8675 | 2687993.1009 | 1246550.4385
124 | 2687969.0562 | 1246451.7659 | 2687983.5472 | 1246455.0479 | 2687984.8631 | 1246455.3324
125 | 2687962.4107 | 1246438.0885 | 2687960.6488 | 1246446.8466 | 2687953.8778 | 1246445.4341 | 2687953.2326 | 1246448.1821
126 | 2687962.4107 | 1246438.0885 | 2687952.3868 | 1246435.9382
127 | 2687953.2326 | 1246448.1821 | 2687967.0042 | 1246451.3012
128 | 2687958.8447 | 1246403.9768 | 2687954.8819 | 1246423.5882 | 2687954.5311 | 1246425.3399 | 2687952.3868 | 1246435.9382
129 | 2687966.3394 | 1246559.7374 | 2687965.1997 | 1246565.2435
130 | 2687913.2385 | 1246344.6343 | 2687936.8025 | 1246349.7652 | 2687932.4416 | 1246370.238 | 2687931.6236 | 1246374.4512 | 2687952.7326 | 1246379.0343 | 2687947.5627 | 1246401.5855 | 2687958.8447 | 1246403.9768
131 | 2687993.1009 | 1246550.4385 | 2688002.6775 | 1246555.2175 | 2688010.6997 | 1246561.3967 | 2688015.6906 | 1246567.6976 | 2688018.9025 | 1246575.2509 | 2688020.4532 | 1246584.2807 | 2688029.5048 | 1246582.6916 | 2688039.0663 | 1246580.8544 | 2688058.3612 | 1246576.8044 | 2688072.9213 | 1246573.1179 | 2688076.31 | 1246572.3343
132 | 2688076.31 | 1246572.3343 | 2688079.6706 | 1246586.0687
133 | 2687456.4268 | 1246217.4757 | 2687395.0491 | 1246196.327
134 | 2687873.7104 | 1246315.0488 | 2687876.4882 | 1246310.1196 | 2687878.8327 | 1246302.8924
135 | 2687384.7202 | 1246118.2679 | 2687379.6075 | 1246117.1499
136 | 2687578.6251 | 1246253.3498 | 2687575.714 | 1246253.1897
137 | 2687807.3104 | 1246329.6652 | 2687808.1959 | 1246327.0097 | 2687813.8367 | 1246312.9272 | 2687814.9313 | 1246310.4415 | 2687815.3226 | 1246308.1035
138 | 2687873.7104 | 1246315.0488 | 2687856.3243 | 1246309.0643
139 | 2687843.8245 | 1246344.4502 | 2687845.958 | 1246341.1905 | 2687849.6399 | 1246340.5112 | 2687852.1303 | 1246337.1344 | 2687855.5723 | 1246336.3293 | 2687857.3393 | 1246332.8195 | 2687863.9917 | 1246329.5044 | 2687873.7104 | 1246315.0488
140 | 2687843.8245 | 1246344.4502 | 2687838.9704 | 1246343.6777
141 | 2687969.0562 | 1246451.7659 | 2687967.0042 | 1246451.3012
142 | 2687817.1932 | 1246237.6258 | 2687838.3123 | 1246240.5273

## bus_geodata
| x | y | coords
0 | 2687721.1601 | 1246561.1244
1 | 2687654.3472 | 1246523.8806
2 | 2687606.9252 | 1246448.2237
3 | 2687863.4799 | 1246653.4937
4 | 2687871.7822 | 1246627.2077
5 | 2687942.4378 | 1246636.9961
6 | 2687551.2768 | 1246438.3836
7 | 2687573.6088 | 1246407.2346
8 | 2687529.5302 | 1246412.8217
9 | 2687508.2579 | 1246382.6518
10 | 2687509.0398 | 1246405.4247
11 | 2687483.5101 | 1246373.7658
12 | 2687574.8914 | 1246411.9527
13 | 2687570.0593 | 1246394.1683
14 | 2687523.3228 | 1246257.292
15 | 2687537.1755 | 1246272.3743
16 | 2687476.3202 | 1246249.2784
17 | 2687956.0467 | 1246631.7161
18 | 2687944.2668 | 1246629.8178
19 | 2687960.0269 | 1246600.6932
20 | 2687529.2763 | 1246238.6765
21 | 2687541.4002 | 1246285.6608
22 | 2687549.3221 | 1246268.7356
23 | 2687799.1276 | 1246252.1753
24 | 2687794.9821 | 1246277.5217
25 | 2687780.103 | 1246249.7431
26 | 2687818.7062 | 1246254.9335
27 | 2687548.4577 | 1246130.5354
28 | 2687573.2657 | 1246174.2674
29 | 2687527.1012 | 1246106.5327
30 | 2687446.2818 | 1246082.159
31 | 2687452.8072 | 1246084.379
32 | 2687431.2531 | 1246094.0018
33 | 2687478.8226 | 1246051.9941
34 | 2687444.8161 | 1246086.2515
35 | 2687797.3281 | 1246148.7273
36 | 2687791.1907 | 1246174.9004
37 | 2687808.1255 | 1246153.2683
38 | 2687496.6699 | 1246165.5417
39 | 2687504.2522 | 1246166.2763
40 | 2687467.9721 | 1246161.1041
41 | 2687776.8878 | 1246232.0868
42 | 2687781.832 | 1246232.7665
43 | 2687775.0266 | 1246249.0941
44 | 2687766.2868 | 1246230.6311
45 | 2687496.5543 | 1246014.1943
46 | 2687522.5413 | 1246027.7766
47 | 2687489.5591 | 1246027.1561
48 | 2687752.781 | 1246203.3643
49 | 2687748.1153 | 1246228.1359
50 | 2687736.1727 | 1246199.3486
51 | 2687510.7179 | 1246150.5267
52 | 2687522.773 | 1246155.5587
53 | 2687507.0639 | 1246148.7569
54 | 2687808.2147 | 1246148.7774
55 | 2687822.054 | 1246159.1233
56 | 2687814.8681 | 1246132.2152
57 | 2687417.3811 | 1246087.0959
58 | 2687442.0426 | 1246063.8675
59 | 2687907.7905 | 1246252.485
60 | 2687914.0167 | 1246193.8558
61 | 2687872.1855 | 1246245.4257
62 | 2687481.2135 | 1246136.2364
63 | 2687435.998 | 1246112.4298
64 | 2687491.6913 | 1246141.3113
65 | 2687468.2754 | 1246182.7419
66 | 2687516.0288 | 1246170.7262
67 | 2687483.7431 | 1246041.5712
68 | 2687648.7267 | 1246220.3829
69 | 2687569.6636 | 1246192.0724
70 | 2687941.3092 | 1246309.2796
71 | 2687888.7797 | 1246265.335
72 | 2687918.4358 | 1246321.9654
73 | 2687424.6377 | 1246129.1304
74 | 2687410.0813 | 1246124.3234
75 | 2687418.6508 | 1246141.6403
76 | 2687459.7092 | 1246120.4743
77 | 2687850.4419 | 1246259.4043
78 | 2687884.702 | 1246282.1752
79 | 2687448.5114 | 1246361.1992
80 | 2687431.399 | 1246290.0162
81 | 2687492.8398 | 1246304.8662
82 | 2687447.4703 | 1246242.8594
83 | 2687400.0989 | 1246121.7599
84 | 2687902.4711 | 1246188.9426
85 | 2687894.7859 | 1246190.3285
86 | 2687511.1969 | 1246054.9906
87 | 2687549.2513 | 1246306.6625
88 | 2687578.0945 | 1246423.7353
89 | 2687448.5514 | 1246239.6872
90 | 2687960.5367 | 1246587.7722
91 | 2687518.5078 | 1246209.2241
92 | 2687563.0878 | 1246262.8052
93 | 2687818.479 | 1246289.2449
94 | 2687488.7604 | 1246088.1244
95 | 2687807.6042 | 1246180.2596
96 | 2687808.1736 | 1246236.3866
97 | 2687730.5654 | 1246197.9928
98 | 2687831.4323 | 1246197.1315
99 | 2687841.0015 | 1246162.7843
100 | 2687847.2355 | 1246145.6905
101 | 2687864.2466 | 1246172.6763
102 | 2687821.0476 | 1246116.8328
103 | 2687400.3326 | 1246078.2101
104 | 2687454.0339 | 1246033.217
105 | 2687849.0438 | 1246242.0016
106 | 2687463.3923 | 1246197.2905
107 | 2687521.0186 | 1246172.8907
108 | 2687974.7809 | 1246522.9129
109 | 2687996.2472 | 1246457.5938
110 | 2687970.6674 | 1246541.4768
111 | 2687984.8631 | 1246455.3324
112 | 2687962.4107 | 1246438.0885
113 | 2687953.2326 | 1246448.1821
114 | 2687952.3868 | 1246435.9382
115 | 2687966.3394 | 1246559.7374
116 | 2687965.1997 | 1246565.2435
117 | 2687958.8447 | 1246403.9768
118 | 2687913.2385 | 1246344.6343
119 | 2688076.31 | 1246572.3343
120 | 2687993.1009 | 1246550.4385
121 | 2688079.6706 | 1246586.0687
122 | 2687422.2346 | 1246152.7236
123 | 2687395.0491 | 1246196.327
124 | 2687456.4268 | 1246217.4757
125 | 2687878.8327 | 1246302.8924
126 | 2687379.6075 | 1246117.1499
127 | 2687384.7202 | 1246118.2679
128 | 2687575.714 | 1246253.1897
129 | 2687578.6251 | 1246253.3498
130 | 2687815.3226 | 1246308.1035
131 | 2687873.7104 | 1246315.0488
132 | 2687856.3243 | 1246309.0643
133 | 2687843.8245 | 1246344.4502
134 | 2687838.9704 | 1246343.6777
135 | 2687807.3104 | 1246329.6652
136 | 2687969.0562 | 1246451.7659
137 | 2687967.0042 | 1246451.3012
138 | 2687392.6946 | 1246074.6345
139 | 2687488.9562 | 1246087.7146
140 | 2687817.1932 | 1246237.6258
141 | 2687805.4101 | 1246195.8007
142 | 2687851.6255 | 1246133.6533
143 | 2687838.3123 | 1246240.5273
144 | 2687504.2522 | 1246166.2763

## line_std_types
| c_nf_per_km | r_ohm_per_km | x_ohm_per_km | max_i_ka | type | q_mm2 | alpha | voltage_rating
NAYY 4x50 SE | 210 | 0.642 | 0.083 | 0.142 | cs | 50 | 0.00403 | LV
NAYY 4x120 SE | 264 | 0.225 | 0.08 | 0.242 | cs | 120 | 0.00403 | LV
NAYY 4x150 SE | 261 | 0.208 | 0.08 | 0.27 | cs | 150 | 0.00403 | LV
NA2XS2Y 1x95 RM/25 12/20 kV | 216 | 0.313 | 0.132 | 0.252 | cs | 95 | 0.00403 | MV
NA2XS2Y 1x185 RM/25 12/20 kV | 273 | 0.161 | 0.117 | 0.362 | cs | 185 | 0.00403 | MV
NA2XS2Y 1x240 RM/25 12/20 kV | 304 | 0.122 | 0.112 | 0.421 | cs | 240 | 0.00403 | MV
NA2XS2Y 1x95 RM/25 6/10 kV | 315 | 0.313 | 0.123 | 0.249 | cs | 95 | 0.00403 | MV
NA2XS2Y 1x185 RM/25 6/10 kV | 406 | 0.161 | 0.11 | 0.358 | cs | 185 | 0.00403 | MV
NA2XS2Y 1x240 RM/25 6/10 kV | 456 | 0.122 | 0.105 | 0.416 | cs | 240 | 0.00403 | MV
NA2XS2Y 1x150 RM/25 12/20 kV | 250 | 0.206 | 0.116 | 0.319 | cs | 150 | 0.00403 | MV
NA2XS2Y 1x120 RM/25 12/20 kV | 230 | 0.253 | 0.119 | 0.283 | cs | 120 | 0.00403 | MV
NA2XS2Y 1x70 RM/25 12/20 kV | 190 | 0.443 | 0.132 | 0.22 | cs | 70 | 0.00403 | MV
NA2XS2Y 1x150 RM/25 6/10 kV | 360 | 0.206 | 0.11 | 0.315 | cs | 150 | 0.00403 | MV
NA2XS2Y 1x120 RM/25 6/10 kV | 340 | 0.253 | 0.113 | 0.28 | cs | 120 | 0.00403 | MV
NA2XS2Y 1x70 RM/25 6/10 kV | 280 | 0.443 | 0.123 | 0.217 | cs | 70 | 0.00403 | MV
N2XS(FL)2Y 1x120 RM/35 64/110 kV | 112 | 0.153 | 0.166 | 0.366 | cs | 120 | 0.00393 | HV
N2XS(FL)2Y 1x185 RM/35 64/110 kV | 125 | 0.099 | 0.156 | 0.457 | cs | 185 | 0.00393 | HV
N2XS(FL)2Y 1x240 RM/35 64/110 kV | 135 | 0.075 | 0.149 | 0.526 | cs | 240 | 0.00393 | HV
N2XS(FL)2Y 1x300 RM/35 64/110 kV | 144 | 0.06 | 0.144 | 0.588 | cs | 300 | 0.00393 | HV
15-AL1/3-ST1A 0.4 | 11 | 1.8769 | 0.35 | 0.105 | ol | 16 | 0.00403 | LV
24-AL1/4-ST1A 0.4 | 11.25 | 1.2012 | 0.335 | 0.14 | ol | 24 | 0.00403 | LV
48-AL1/8-ST1A 0.4 | 12.2 | 0.5939 | 0.3 | 0.21 | ol | 48 | 0.00403 | LV
94-AL1/15-ST1A 0.4 | 13.2 | 0.306 | 0.29 | 0.35 | ol | 94 | 0.00403 | LV
34-AL1/6-ST1A 10.0 | 9.7 | 0.8342 | 0.36 | 0.17 | ol | 34 | 0.00403 | MV
48-AL1/8-ST1A 10.0 | 10.1 | 0.5939 | 0.35 | 0.21 | ol | 48 | 0.00403 | MV
70-AL1/11-ST1A 10.0 | 10.4 | 0.4132 | 0.339 | 0.29 | ol | 70 | 0.00403 | MV
94-AL1/15-ST1A 10.0 | 10.75 | 0.306 | 0.33 | 0.35 | ol | 94 | 0.00403 | MV
122-AL1/20-ST1A 10.0 | 11.1 | 0.2376 | 0.323 | 0.41 | ol | 122 | 0.00403 | MV
149-AL1/24-ST1A 10.0 | 11.25 | 0.194 | 0.315 | 0.47 | ol | 149 | 0.00403 | MV
34-AL1/6-ST1A 20.0 | 9.15 | 0.8342 | 0.382 | 0.17 | ol | 34 | 0.00403 | MV
48-AL1/8-ST1A 20.0 | 9.5 | 0.5939 | 0.372 | 0.21 | ol | 48 | 0.00403 | MV
70-AL1/11-ST1A 20.0 | 9.7 | 0.4132 | 0.36 | 0.29 | ol | 70 | 0.00403 | MV
94-AL1/15-ST1A 20.0 | 10 | 0.306 | 0.35 | 0.35 | ol | 94 | 0.00403 | MV
122-AL1/20-ST1A 20.0 | 10.3 | 0.2376 | 0.344 | 0.41 | ol | 122 | 0.00403 | MV
149-AL1/24-ST1A 20.0 | 10.5 | 0.194 | 0.337 | 0.47 | ol | 149 | 0.00403 | MV
184-AL1/30-ST1A 20.0 | 10.75 | 0.1571 | 0.33 | 0.535 | ol | 184 | 0.00403 | MV
243-AL1/39-ST1A 20.0 | 11 | 0.1188 | 0.32 | 0.645 | ol | 243 | 0.00403 | MV
48-AL1/8-ST1A 110.0 | 8 | 0.5939 | 0.46 | 0.21 | ol | 48 | 0.00403 | HV
70-AL1/11-ST1A 110.0 | 8.4 | 0.4132 | 0.45 | 0.29 | ol | 70 | 0.00403 | HV
94-AL1/15-ST1A 110.0 | 8.65 | 0.306 | 0.44 | 0.35 | ol | 94 | 0.00403 | HV
122-AL1/20-ST1A 110.0 | 8.5 | 0.2376 | 0.43 | 0.41 | ol | 122 | 0.00403 | HV
149-AL1/24-ST1A 110.0 | 8.75 | 0.194 | 0.41 | 0.47 | ol | 149 | 0.00403 | HV
184-AL1/30-ST1A 110.0 | 8.8 | 0.1571 | 0.4 | 0.535 | ol | 184 | 0.00403 | HV
243-AL1/39-ST1A 110.0 | 9 | 0.1188 | 0.39 | 0.645 | ol | 243 | 0.00403 | HV
305-AL1/39-ST1A 110.0 | 9.2 | 0.0949 | 0.38 | 0.74 | ol | 305 | 0.00403 | HV
490-AL1/64-ST1A 110.0 | 9.75 | 0.059 | 0.37 | 0.96 | ol | 490 | 0.00403 | HV
679-AL1/86-ST1A 110.0 | 9.95 | 0.042 | 0.36 | 1.15 | ol | 679 | 0.00403 | HV
490-AL1/64-ST1A 220.0 | 10 | 0.059 | 0.285 | 0.96 | ol | 490 | 0.00403 | HV
679-AL1/86-ST1A 220.0 | 11.7 | 0.042 | 0.275 | 1.15 | ol | 679 | 0.00403 | HV
490-AL1/64-ST1A 380.0 | 11 | 0.059 | 0.253 | 0.96 | ol | 490 | 0.00403 | HV
679-AL1/86-ST1A 380.0 | 14.6 | 0.042 | 0.25 | 1.15 | ol | 679 | 0.00403 | HV

## trafo_std_types
| i0_percent | pfe_kw | vkr_percent | sn_mva | vn_lv_kv | vn_hv_kv | vk_percent | shift_degree | vector_group | tap_side | tap_neutral | tap_min | tap_max | tap_step_degree | tap_step_percent | tap_phase_shifter
160 MVA 380/110 kV | 0.06 | 60 | 0.25 | 160 | 110 | 380 | 12.2 | 0 | Yy0 | hv | 0 | -9 | 9 | 0 | 1.5 | FALSE
100 MVA 220/110 kV | 0.06 | 55 | 0.26 | 100 | 110 | 220 | 12 | 0 | Yy0 | hv | 0 | -9 | 9 | 0 | 1.5 | FALSE
63 MVA 110/20 kV | 0.04 | 22 | 0.32 | 63 | 20 | 110 | 18 | 150 | YNd5 | hv | 0 | -9 | 9 | 0 | 1.5 | FALSE
40 MVA 110/20 kV | 0.05 | 18 | 0.34 | 40 | 20 | 110 | 16.2 | 150 | YNd5 | hv | 0 | -9 | 9 | 0 | 1.5 | FALSE
25 MVA 110/20 kV | 0.07 | 14 | 0.41 | 25 | 20 | 110 | 12 | 150 | YNd5 | hv | 0 | -9 | 9 | 0 | 1.5 | FALSE
63 MVA 110/10 kV | 0.04 | 22 | 0.32 | 63 | 10 | 110 | 18 | 150 | YNd5 | hv | 0 | -9 | 9 | 0 | 1.5 | FALSE
40 MVA 110/10 kV | 0.05 | 18 | 0.34 | 40 | 10 | 110 | 16.2 | 150 | YNd5 | hv | 0 | -9 | 9 | 0 | 1.5 | FALSE
25 MVA 110/10 kV | 0.07 | 14 | 0.41 | 25 | 10 | 110 | 12 | 150 | YNd5 | hv | 0 | -9 | 9 | 0 | 1.5 | FALSE
0.25 MVA 20/0.4 kV | 0.32 | 0.8 | 1.44 | 0.25 | 0.4 | 20 | 6 | 150 | Yzn5 | hv | 0 | -2 | 2 | 0 | 2.5 | FALSE
0.4 MVA 20/0.4 kV | 0.3375 | 1.35 | 1.425 | 0.4 | 0.4 | 20 | 6 | 150 | Dyn5 | hv | 0 | -2 | 2 | 0 | 2.5 | FALSE
0.63 MVA 20/0.4 kV | 0.2619 | 1.65 | 1.206 | 0.63 | 0.4 | 20 | 6 | 150 | Dyn5 | hv | 0 | -2 | 2 | 0 | 2.5 | FALSE
0.25 MVA 10/0.4 kV | 0.24 | 0.6 | 1.2 | 0.25 | 0.4 | 10 | 4 | 150 | Dyn5 | hv | 0 | -2 | 2 | 0 | 2.5 | FALSE
0.4 MVA 10/0.4 kV | 0.2375 | 0.95 | 1.325 | 0.4 | 0.4 | 10 | 4 | 150 | Dyn5 | hv | 0 | -2 | 2 | 0 | 2.5 | FALSE
0.63 MVA 10/0.4 kV | 0.1873 | 1.18 | 1.0794 | 0.63 | 0.4 | 10 | 4 | 150 | Dyn5 | hv | 0 | -2 | 2 | 0 | 2.5 | FALSE

## trafo3w_std_types
| sn_hv_mva | sn_mv_mva | sn_lv_mva | vn_hv_kv | vn_mv_kv | vn_lv_kv | vk_hv_percent | vk_mv_percent | vk_lv_percent | vkr_hv_percent | vkr_mv_percent | vkr_lv_percent | pfe_kw | i0_percent | shift_mv_degree | shift_lv_degree | vector_group | tap_side | tap_neutral | tap_min | tap_max | tap_step_percent
63/25/38 MVA 110/20/10 kV | 63 | 25 | 38 | 110 | 20 | 10 | 10.4 | 10.4 | 10.4 | 0.28 | 0.32 | 0.35 | 35 | 0.89 | 0 | 0 | YN0yn0yn0 | hv | 0 | -10 | 10 | 1.2
63/25/38 MVA 110/10/10 kV | 63 | 25 | 38 | 110 | 10 | 10 | 10.4 | 10.4 | 10.4 | 0.28 | 0.32 | 0.35 | 35 | 0.89 | 0 | 0 | YN0yn0yn0 | hv | 0 | -10 | 10 | 1.2

## fuse_std_types
| fuse_type | i_rated_a | t_avg | t_min | t_total | x_avg | x_min | x_total
HV 100A | HV 100A | 100 | 0 | [10.0, 3.64, 0.854, 0.281, 0.1, 0.0531, 0.022, 0.01] | [10.0, 4.267, 1.21, 0.403, 0.1, 0.058, 0.022, 0.01] | 0 | [300.0, 350.0, 450.0, 550.0, 700.0, 850.0, 1200.0, 1752.0] | [600.0, 700.0, 900.0, 1150.0, 1665.0, 2000.0, 3000.0, 4313.0]
HV 10A | HV 10A | 10 | 0 | [10.0, 1675.0, 0.344, 0.156, 0.1, 0.0417, 0.0171, 0.01] | [10.0, 1.3, 0.3, 0.155, 0.1, 0.0555, 0.023, 0.01] | 0 | [30.0, 32.0, 35.0, 37.0, 39.0, 50.0, 70.0, 88.0] | [60.0, 70.0, 80.0, 87.0, 94.0, 110.0, 150.0, 216.0]
HV 125A | HV 125A | 125 | 0 | [10.0, 1.82, 0.344, 0.1, 0.0467, 0.0269, 0.01] | [10.0, 2.478, 0.426, 0.1, 0.0427, 0.0211, 0.01] | 0 | [375.0, 500.0, 700.0, 925.0, 1200.0, 1500.0, 2341.0] | [750.0, 1000.0, 1500.0, 2200.0, 3000.0, 4000.0, 5765.0]
HV 160A | HV 160A | 160 | 0 | [10.0, 4.15, 1.03, 0.198, 0.1, 0.051, 0.0172, 0.01] | [10.0, 2.3, 0.734, 0.274, 0.1, 0.046, 0.0177, 0.01] | 0 | [480.0, 550.0, 700.0, 1000.0, 1260.0, 1600.0, 2500.0, 3227.0] | [960.0, 1300.0, 1700.0, 2200.0, 2996.0, 4000.0, 6000.0, 7946.0]
HV 16A | HV 16A | 16 | 0 | [10.0, 0.352, 0.164, 0.1, 0.0649, 0.0342, 0.01] | [10.0, 2.34, 0.722, 0.181, 0.1, 0.055, 0.0296, 0.01] | 0 | [48.0, 60.0, 65.0, 71.0, 80.0, 100.0, 162.0] | [96.0, 110.0, 125.0, 150.0, 168.0, 200.0, 250.0, 398.0]
HV 200A | HV 200A | 200 | 0 | [10.0, 4.267, 1.21, 0.403, 0.1, 0.058, 0.022, 0.01] | [10.0, 3.73, 1.654, 0.328, 0.1, 0.0531, 0.019, 0.01] | 0 | [600.0, 700.0, 900.0, 1150.0, 1665.0, 2000.0, 3000.0, 4313.0] | [1200.0, 1500.0, 1800.0, 2700.0, 3960.0, 5000.0, 7500.0, 10620.0]
HV 20A | HV 20A | 20 | 0 | [10.0, 1.3, 0.3, 0.155, 0.1, 0.0555, 0.023, 0.01] | [10.0, 1.3, 0.161, 0.1, 0.0611, 0.0399, 0.0141, 0.01] | 0 | [60.0, 70.0, 80.0, 87.0, 94.0, 110.0, 150.0, 216.0] | [120.0, 150.0, 200.0, 223.0, 260.0, 300.0, 450.0, 532.0]
HV 25A | HV 25A | 25 | 0 | [10.0, 2.512, 0.833, 0.299, 0.1, 0.0372, 0.0223, 0.01] | [10.0, 3.125, 0.597, 0.198, 0.1, 0.0378, 0.022, 0.01] | 0 | [75.0, 82.0, 90.0, 100.0, 124.0, 170.0, 200.0, 289.0] | [150.0, 170.0, 210.0, 250.0, 294.0, 400.0, 500.0, 711.0]
HV 31.5A | HV 31.5A | 31.5 | 0 | [10.0, 2.34, 0.722, 0.181, 0.1, 0.055, 0.0296, 0.01] | [10.0, 2.84, 0.368, 0.164, 0.1, 0.0621, 0.0378, 0.0195, 0.01] | 0 | [95.0, 110.0, 125.0, 150.0, 165.0, 200.0, 250.0, 390.0] | [189.0, 220.0, 300.0, 350.0, 393.0, 450.0, 530.0, 700.0, 960.0]
HV 40A | HV 40A | 40 | 0 | [10.0, 1.3, 0.161, 0.1, 0.0611, 0.0399, 0.0141, 0.01] | [10.0, 2.05, 0.369, 0.198, 0.1, 0.051, 0.0298, 0.01] | 0 | [120.0, 150.0, 200.0, 223.0, 260.0, 300.0, 450.0, 532.0] | [240.0, 300.0, 400.0, 450.0, 530.0, 650.0, 800.0, 1311.0]
HV 50A | HV 50A | 50 | 0 | [10.0, 3.215, 0.597, 0.198, 0.1, 0.0378, 0.022, 0.01] | [10.0, 3.64, 0.854, 0.281, 0.1, 0.0531, 0.022, 0.01] | 0 | [150.0, 170.0, 210.0, 250.0, 294.0, 400.0, 500.0, 711.0] | [300.0, 350.0, 450.0, 550.0, 700.0, 850.0, 1200.0, 1752.0]
HV 6.3A | HV 6.3A | 6.3 | 0 | [10.0, 1.39, 0.344, 0.168, 0.1, 0.056, 0.0263, 0.01] | [10.0, 1.711, 0.516, 0.198, 0.1, 0.0634, 0.0303, 0.01] | 0 | [19.0, 19.5, 20.4, 20.8, 22.0, 25.0, 32.0, 48.0] | [38.0, 40.0, 43.0, 48.0, 53.0, 60.0, 75.0, 118.0]
HV 63A | HV 63A | 63 | 0 | [10.0, 2.84, 0.368, 0.164, 0.1, 0.0621, 0.0378, 0.0195, 0.01] | [10.0, 1.82, 0.344, 0.1, 0.0467, 0.0269, 0.01] | 0 | [189.0, 220.0, 300.0, 350.0, 393.0, 450.0, 530.0, 700.0, 961.0] | [378.0, 500.0, 700.0, 934.0, 1200.0, 1500.0, 2366.0]
HV 80A | HV 80A | 80 | 0 | [10.0, 2.05, 0.369, 0.198, 0.1, 0.051, 0.0298, 0.01] | [10.0, 4.15, 1.03, 0.198, 0.1, 0.051, 0.0172, 0.01] | 0 | [240.0, 300.0, 400.0, 450.0, 530.0, 650.0, 800.0, 1311.0] | [480.0, 550.0, 700.0, 1000.0, 1260.0, 1600.0, 2500.0, 3227.0]
Siemens NH-1-100 | Siemens NH-1-100 | 100 | [5400.0, 2000.0, 400.0, 20.0, 1.0, 0.2, 0.012, 0.004] | 0 | 0 | [150.0, 190.0, 250.0, 430.0, 900.0, 1250.0, 2700.0, 3600.0] | 0 | 0
Siemens NH-1-125 | Siemens NH-1-125 | 125 | [4800.0, 120.0, 7.0, 0.1, 0.004] | 0 | 0 | [180.0, 400.0, 740.0, 2000.0, 4250.0] | 0 | 0
Siemens NH-1-16 | Siemens NH-1-16 | 16 | [4000.0, 400.0, 2.0, 0.1, 0.04, 0.01] | 0 | 0 | [26.0, 35.0, 75.0, 150.0, 200.0, 300.0] | 0 | 0
Siemens NH-1-160 | Siemens NH-1-160 | 160 | [4800.0, 120.0, 7.0, 0.1, 0.004] | 0 | 0 | [210.0, 500.0, 900.0, 2300.0, 5000.0] | 0 | 0
Siemens NH-1-25 | Siemens NH-1-25 | 25 | [4000.0, 1000.0, 10.0, 0.2, 0.02, 0.01] | 0 | 0 | [40.0, 50.0, 100.0, 210.0, 400.0, 500.0] | 0 | 0
Siemens NH-1-50 | Siemens NH-1-50 | 50 | [4000.0, 40.0, 4.0, 1.0, 0.02, 0.01] | 0 | 0 | [86.0, 200.0, 300.0, 400.0, 1000.0, 1280.0] | 0 | 0
Siemens NH-1-63 | Siemens NH-1-63 | 63 | [4000.0, 100.0, 10.0, 2.0, 0.04, 0.01] | 0 | 0 | [100.0, 200.0, 300.0, 400.0, 1000.0, 1500.0] | 0 | 0
Siemens NH-1-80 | Siemens NH-1-80 | 80 | [4800.0, 120.0, 7.0, 0.1, 0.01] | 0 | 0 | [150.58, 250.0, 450.0, 1150.0, 2470.0] | 0 | 0
Siemens NH-2-1000 | Siemens NH-2-1000 | 1000 | [4800.0, 120.0, 7.0, 0.1, 0.004] | 0 | 0 | [1900.0, 3500.0, 8400.0, 24000.0, 52000.0] | 0 | 0
Siemens NH-2-200 | Siemens NH-2-200 | 200 | [4800.0, 120.0, 7.0, 0.1, 0.004] | 0 | 0 | [280.0, 650.0, 1200.0, 3000.0, 7000.0] | 0 | 0
Siemens NH-2-224 | Siemens NH-2-224 | 224 | [4800.0, 120.0, 7.0, 0.2, 0.04, 0.004] | 0 | 0 | [400.0, 750.0, 1453.0, 3025.0, 4315.0, 7600.0] | 0 | 0
Siemens NH-2-250 | Siemens NH-2-250 | 250 | [4800.0, 120.0, 7.0, 0.1, 0.004] | 0 | 0 | [450.0, 800.0, 1650.0, 4000.0, 8500.0] | 0 | 0
Siemens NH-2-315 | Siemens NH-2-315 | 315 | [4800.0, 120.0, 7.0, 0.1, 0.004] | 0 | 0 | [550.0, 920.0, 1900.0, 5000.0, 11000.0] | 0 | 0
Siemens NH-2-355 | Siemens NH-2-355 | 355 | [4800.0, 120.0, 6.0, 0.1, 0.004] | 0 | 0 | [650.0, 1116.27, 2350.0, 5840.0, 12790.0] | 0 | 0
Siemens NH-2-400 | Siemens NH-2-400 | 400 | [4800.0, 120.0, 7.0, 0.1, 0.004] | 0 | 0 | [720.0, 1350.0, 2800.0, 6500.0, 15000.0] | 0 | 0
Siemens NH-2-425 | Siemens NH-2-425 | 425 | [4800.0, 120.0, 7.0, 0.1, 0.004] | 0 | 0 | [850.0, 1500.0, 3050.0, 7500.0, 16500.0] | 0 | 0
Siemens NH-2-630 | Siemens NH-2-630 | 630 | [4800.0, 120.0, 7.0, 0.1, 0.004] | 0 | 0 | [1200.0, 2000.0, 4800.0, 12000.0, 26000.0] | 0 | 0

## res_bus
| vm_pu | va_degree | p_mw | q_mvar
0 | 0.97761 | -0.43193 | 0.0021142 | 0.00052988
1 | 0.97776 | -0.42898 | 0 | 0
2 | 0.97794 | -0.42537 | 0 | 0
3 | 0.97648 | -0.45294 | 0 | 0
4 | 0.97647 | -0.45319 | 0.00050341 | 0.00012617
5 | 0.97653 | -0.45199 | 0 | 0
6 | 0.97859 | -0.41273 | 0 | 0
7 | 0.97754 | -0.43324 | 0 | 0
8 | 0.97889 | -0.40685 | 0.00058691 | 0.00014709
9 | 0.97933 | -0.39805 | 0 | 0
10 | 0.97907 | -0.40316 | 0 | 0
11 | 0.97956 | -0.3936 | 0.0090161 | 0.0022597
12 | 0.97753 | -0.43343 | 0.00080371 | 0.00020143
13 | 0.97749 | -0.43434 | 0.0044655 | 0.0011191
14 | 0.98108 | -0.36393 | 0 | 0
15 | 0.98043 | -0.37654 | 0 | 0
16 | 0.98206 | -0.34463 | 0.023623 | 0.0059204
17 | 0.97654 | -0.45175 | 0 | 0
18 | 0.97653 | -0.45192 | 0.00027243 | 6.8277e-05
19 | 0.97656 | -0.4513 | 0.00059028 | 0.00014794
20 | 0.97992 | -0.3866 | 0.003157 | 0.00079123
21 | 0.98041 | -0.37703 | 0.0010596 | 0.00026556
22 | 0.98038 | -0.37754 | 0.0013408 | 0.00033603
23 | 0.9842 | -0.30171 | 0 | 0
24 | 0.98371 | -0.31122 | 0.0077864 | 0.0019514
25 | 0.98547 | -0.27709 | 0.0073773 | 0.0018489
26 | 0.98327 | -0.31981 | 0.0035406 | 0.00088737
27 | 0.99 | -0.1906 | 0 | 0
28 | 0.99039 | -0.18305 | 0 | 0
29 | 0.9898 | -0.19464 | 0.0063187 | 0.0015836
30 | 0.98041 | -0.37665 | 0 | 0
31 | 0.98037 | -0.3774 | 0.0060118 | 0.0015067
32 | 0.97967 | -0.39108 | 0 | 0
33 | 0.9798 | -0.38858 | 0 | 0
34 | 0.98059 | -0.37297 | 0 | 0
35 | 0.9718 | -0.54346 | 0 | 0
36 | 0.97168 | -0.54588 | 0.0044408 | 0.001113
37 | 0.97185 | -0.5425 | 0 | 0
38 | 0.9924 | -0.14445 | 0 | 0
39 | 0.99287 | -0.13552 | 0 | 0
40 | 0.99015 | -0.18758 | 0 | 0
41 | 0.98709 | -0.24571 | 0 | 0
42 | 0.98694 | -0.24851 | 0.0053259 | 0.0013348
43 | 0.98584 | -0.26986 | 0 | 0
44 | 0.98766 | -0.23469 | 0.0053366 | 0.0013375
45 | 0.97956 | -0.39323 | 0 | 0
46 | 0.9795 | -0.39445 | 0 | 0
47 | 0.97959 | -0.39262 | 0.004186 | 0.0010491
48 | 0.98851 | -0.21826 | 0 | 0
49 | 0.98867 | -0.21524 | 0 | 0
50 | 0.98841 | -0.22031 | 0.0035629 | 0.00089294
51 | 0.99084 | -0.17431 | 0 | 0
52 | 0.9907 | -0.177 | 0.0052588 | 0.001318
53 | 0.9904 | -0.18275 | 0.0060249 | 0.00151
54 | 0.9718 | -0.54358 | 0 | 0
55 | 0.97209 | -0.5378 | 0 | 0
56 | 0.97153 | -0.54893 | 0.0081999 | 0.0020551
57 | 0.9794 | -0.39638 | 0.0046725 | 0.001171
58 | 0.97934 | -0.39762 | 0.005973 | 0.001497
59 | 0.98308 | -0.32288 | 0 | 0
60 | 0.97823 | -0.41714 | 0 | 0
61 | 0.98448 | -0.29576 | 0.0012536 | 0.00031418
62 | 0.98748 | -0.23896 | 0 | 0
63 | 0.98209 | -0.34375 | 0 | 0
64 | 0.98865 | -0.2165 | 0.0029317 | 0.00073474
65 | 0.9885 | -0.21944 | 0.0095523 | 0.002394
66 | 0.99412 | -0.11149 | 0.0029877 | 0.00074879
67 | 0.97968 | -0.3908 | 0.0041451 | 0.0010389
68 | 0.99519 | -0.090682 | 0 | 0
69 | 1 | 0 | -0.52621 | -0.13499
70 | 0.97933 | -0.39679 | 0 | 0
71 | 0.98035 | -0.37685 | 0 | 0
72 | 0.97896 | -0.40405 | 0.001824 | 0.00045715
73 | 0.9811 | -0.363 | 0 | 0
74 | 0.98063 | -0.37227 | 0 | 0
75 | 0.981 | -0.36498 | 0.0030715 | 0.00076979
76 | 0.98189 | -0.34752 | 0.0082686 | 0.0020723
77 | 0.98187 | -0.34717 | 0.0050672 | 0.00127
78 | 0.97988 | -0.38596 | 0.0037241 | 0.00093335
79 | 0.98019 | -0.38123 | 0 | 0
80 | 0.9818 | -0.34984 | 0 | 0
81 | 0.98123 | -0.36096 | 0.0095633 | 0.0023968
82 | 0.98308 | -0.32474 | 0.046037 | 0.011538
83 | 0.98031 | -0.37853 | 0.0073312 | 0.0018374
84 | 0.97731 | -0.4352 | 0.0088146 | 0.0022092
85 | 0.97816 | -0.41861 | 0.0040273 | 0.0010093
86 | 0.97944 | -0.39567 | 0.0022779 | 0.0005709
87 | 0.98039 | -0.37739 | 0.00088993 | 0.00022304
88 | 0.97752 | -0.43372 | 0.0013279 | 0.0003328
89 | 0.98331 | -0.32027 | 0 | 0
90 | 0.97658 | -0.45098 | 0 | 0
91 | 0.97954 | -0.39394 | 0.012866 | 0.0032244
92 | 0.98034 | -0.37837 | 0.001119 | 0.00028045
93 | 0.98338 | -0.31778 | 0 | 0
94 | 0.98001 | -0.38445 | 0.0059303 | 0.0014863
95 | 0.97154 | -0.5487 | 0.0062239 | 0.0015599
96 | 0.98621 | -0.2626 | 0.0010014 | 0.00025097
97 | 0.98839 | -0.22063 | 0.0031554 | 0.00079083
98 | 0.97163 | -0.54687 | 0.011822 | 0.0029628
99 | 0.97316 | -0.51669 | 0 | 0
100 | 0.97289 | -0.52198 | 0.0080854 | 0.0020264
101 | 0.97459 | -0.48849 | 0.0093757 | 0.0023498
102 | 0.9714 | -0.55139 | 0.0080338 | 0.0020135
103 | 0.97915 | -0.40132 | 0.0070818 | 0.0017749
104 | 0.97917 | -0.40078 | 0.0052732 | 0.0013216
105 | 0.9851 | -0.28396 | 0.0011317 | 0.00028364
106 | 0.98762 | -0.23644 | 0.013189 | 0.0033054
107 | 0.99467 | -0.10102 | 0.0032893 | 0.00082437
108 | 0.9767 | -0.44853 | 0 | 0
109 | 0.9769 | -0.4446 | 0 | 0
110 | 0.97665 | -0.44959 | 0.00069358 | 0.00017383
111 | 0.97693 | -0.44395 | 0.0014456 | 0.0003623
112 | 0.97719 | -0.4389 | 0 | 0
113 | 0.97709 | -0.44091 | 0 | 0
114 | 0.97725 | -0.43779 | 0.0055713 | 0.0013963
115 | 0.97662 | -0.45021 | 0 | 0
116 | 0.97661 | -0.4504 | 0.00044851 | 0.00011241
117 | 0.97759 | -0.43097 | 0 | 0
118 | 0.97871 | -0.40891 | 0 | 0
119 | 0.97659 | -0.45081 | 0 | 0
120 | 0.97664 | -0.44982 | 0 | 0
121 | 0.97658 | -0.45095 | 0.00052216 | 0.00013087
122 | 0.98093 | -0.36641 | 0.0048138 | 0.0012064
123 | 0.98274 | -0.33141 | 0.053028 | 0.01329
124 | 0.98592 | -0.26948 | 0 | 0
125 | 0.97938 | -0.39583 | 0.0039205 | 0.00098256
126 | 0.97988 | -0.387 | 0.010404 | 0.0026075
127 | 0.97993 | -0.38601 | 0.015745 | 0.0039462
128 | 0.9803 | -0.37909 | 0.00088786 | 0.00022252
129 | 0.9803 | -0.37915 | 0.00099655 | 0.00024976
130 | 0.98315 | -0.32218 | 0.007991 | 0.0020027
131 | 0.97912 | -0.40096 | 0 | 0
132 | 0.979 | -0.4032 | 0.0066877 | 0.0016761
133 | 0.97852 | -0.41268 | 0 | 0
134 | 0.97846 | -0.41398 | 0.014591 | 0.0036568
135 | 0.98305 | -0.32418 | 0.0047975 | 0.0012024
136 | 0.977 | -0.44263 | 0.00073919 | 0.00018526
137 | 0.97701 | -0.44242 | 0.00066257 | 0.00016606
138 | 0.97909 | -0.4024 | 0.0070555 | 0.0017683
139 | 0.98001 | -0.38449 | 0.005809 | 0.0014559
140 | 0.98596 | -0.26737 | 0.0010404 | 0.00026076
141 | 0.97144 | -0.55068 | 0.0062154 | 0.0015577
142 | 0.9728 | -0.5238 | 0.0077061 | 0.0019313
143 | 0.98538 | -0.27842 | 0.0013533 | 0.00033917
144 | 0.99998 | 149.9956 | 0 | 0

## res_line
| p_from_mw | q_from_mvar | p_to_mw | q_to_mvar | pl_mw | ql_mvar | i_from_ka | i_to_ka | i_ka | vm_from_pu | va_from_degree | vm_to_pu | va_to_degree | loading_percent
0 | -0.0021142 | -0.00052988 | 0.0021145 | 0.00052911 | 2.9706e-07 | -7.6921e-07 | 0.0032181 | 0.0032177 | 0.0032181 | 0.97761 | -0.43193 | 0.97776 | -0.42898 | 0.88409
1 | -0.0021145 | -0.00052911 | 0.0021149 | 0.00052817 | 3.6301e-07 | -9.4067e-07 | 0.0032177 | 0.0032173 | 0.0032177 | 0.97776 | -0.42898 | 0.97794 | -0.42537 | 0.884
2 | -0.0087147 | -0.0021821 | 0.0087199 | 0.0021845 | 5.2442e-06 | 2.3576e-06 | 0.013259 | 0.013259 | 0.013259 | 0.97794 | -0.42537 | 0.97859 | -0.41273 | 3.6427
3 | 0.0065998 | 0.0016539 | -0.0065973 | -0.0016532 | 2.4735e-06 | 7.627e-07 | 0.010042 | 0.010042 | 0.010042 | 0.97794 | -0.42537 | 0.97754 | -0.43324 | 2.7589
4 | 0.00050341 | 0.00012582 | -0.00050341 | -0.00012617 | 6.086e-09 | -3.4114e-07 | 0.00076701 | 0.00076713 | 0.00076713 | 0.97648 | -0.45294 | 0.97647 | -0.45319 | 0.21075
5 | -0.00050341 | -0.00012582 | 0.00050344 | 0.00012456 | 2.2613e-08 | -1.2686e-06 | 0.00076701 | 0.00076655 | 0.00076701 | 0.97648 | -0.45294 | 0.97653 | -0.45199 | 0.21072
6 | -0.00050344 | -0.00012456 | 0.00050344 | 0.00012446 | 1.6322e-09 | -9.1629e-08 | 0.00076655 | 0.00076652 | 0.00076655 | 0.97653 | -0.45199 | 0.97653 | -0.45192 | 0.21059
7 | -0.0087199 | -0.0021845 | 0.0087224 | 0.0021856 | 2.4446e-06 | 1.0985e-06 | 0.013259 | 0.013259 | 0.013259 | 0.97859 | -0.41273 | 0.97889 | -0.40685 | 3.6426
8 | 0.0021316 | 0.00053404 | -0.0021316 | -0.00053409 | 1.9303e-08 | -4.8942e-08 | 0.0032447 | 0.0032447 | 0.0032447 | 0.97754 | -0.43324 | 0.97753 | -0.43343 | 0.8914
9 | 0.0044657 | 0.0011191 | -0.0044655 | -0.0011191 | 2.3462e-07 | -1.9578e-08 | 0.0067976 | 0.0067977 | 0.0067977 | 0.97754 | -0.43324 | 0.97749 | -0.43434 | 1.8675
10 | -0.0093093 | -0.0023326 | 0.0093109 | 0.0023334 | 1.6359e-06 | 7.7308e-07 | 0.014151 | 0.014151 | 0.014151 | 0.97889 | -0.40685 | 0.97907 | -0.40316 | 3.8876
11 | 0.0093132 | 0.0023345 | -0.0093109 | -0.0023334 | 2.2642e-06 | 1.0698e-06 | 0.014151 | 0.014151 | 0.014151 | 0.97933 | -0.39805 | 0.97907 | -0.40316 | 3.8876
12 | -0.0093132 | -0.0023345 | 0.0093152 | 0.0023354 | 1.9745e-06 | 9.3275e-07 | 0.014151 | 0.014151 | 0.014151 | 0.97933 | -0.39805 | 0.97956 | -0.3936 | 3.8876
13 | -0.018331 | -0.0045951 | 0.018342 | 0.0046015 | 1.0813e-05 | 6.4521e-06 | 0.027847 | 0.027847 | 0.027847 | 0.97956 | -0.3936 | 0.98019 | -0.38123 | 7.6502
14 | 0.0013279 | 0.00033266 | -0.0013279 | -0.0003328 | 1.8708e-08 | -1.411e-07 | 0.0020213 | 0.0020214 | 0.0020214 | 0.97753 | -0.43343 | 0.97752 | -0.43372 | 0.55532
15 | 0.022342 | 0.0056073 | -0.022329 | -0.0055991 | 1.3425e-05 | 8.1986e-06 | 0.03389 | 0.03389 | 0.03389 | 0.98108 | -0.36393 | 0.98043 | -0.37654 | 9.3104
16 | -0.022342 | -0.0056073 | 0.022363 | 0.0056199 | 2.0581e-05 | 1.2568e-05 | 0.03389 | 0.03389 | 0.03389 | 0.98108 | -0.36393 | 0.98206 | -0.34463 | 9.3104
17 | 0.016035 | 0.0040226 | -0.016027 | -0.0040181 | 7.6879e-06 | 4.484e-06 | 0.024338 | 0.024338 | 0.024338 | 0.98043 | -0.37654 | 0.97992 | -0.3866 | 6.6862
18 | 0.0019496 | 0.00048818 | -0.0019495 | -0.00048832 | 4.5776e-08 | -1.4654e-07 | 0.0029588 | 0.0029588 | 0.0029588 | 0.98043 | -0.37654 | 0.98041 | -0.37703 | 0.81287
19 | 0.0043446 | 0.0010884 | -0.0043444 | -0.0010884 | 2.0673e-07 | -2.7589e-08 | 0.0065937 | 0.0065937 | 0.0065937 | 0.98043 | -0.37654 | 0.98038 | -0.37754 | 1.8115
20 | -0.045986 | -0.01154 | 0.046039 | 0.011574 | 5.3495e-05 | 3.3864e-05 | 0.069683 | 0.069683 | 0.069683 | 0.98206 | -0.34463 | 0.98331 | -0.32027 | 19.1436
21 | 0.00077587 | 0.0001926 | -0.00077587 | -0.00019274 | 6.2472e-09 | -1.4528e-07 | 0.0011816 | 0.0011816 | 0.0011816 | 0.97654 | -0.45175 | 0.97653 | -0.45192 | 0.32462
22 | -0.00077587 | -0.0001926 | 0.00077589 | 0.00019222 | 1.6374e-08 | -3.8086e-07 | 0.0011816 | 0.0011814 | 0.0011816 | 0.97654 | -0.45175 | 0.97656 | -0.4513 | 0.32461
23 | -0.0013662 | -0.00034015 | 0.0013662 | 0.00034001 | 2.1045e-08 | -1.487e-07 | 0.0020809 | 0.0020808 | 0.0020809 | 0.97656 | -0.4513 | 0.97658 | -0.45098 | 0.57167
24 | 0.01287 | 0.0032269 | -0.012866 | -0.0032244 | 4.5034e-06 | 2.4862e-06 | 0.019544 | 0.019544 | 0.019544 | 0.97992 | -0.3866 | 0.97954 | -0.39394 | 5.3692
25 | 0.00088995 | 0.00022277 | -0.00088993 | -0.00022304 | 1.5343e-08 | -2.7299e-07 | 0.0013506 | 0.0013507 | 0.0013507 | 0.98041 | -0.37703 | 0.98039 | -0.37739 | 0.37108
26 | 0.0030036 | 0.00075236 | -0.0030035 | -0.00075247 | 1.1868e-07 | -1.1606e-07 | 0.0045587 | 0.0045588 | 0.0045588 | 0.98038 | -0.37754 | 0.98034 | -0.37837 | 1.2524
27 | 0.020591 | 0.0051659 | -0.020582 | -0.0051602 | 9.3358e-06 | 5.6487e-06 | 0.031134 | 0.031134 | 0.031134 | 0.9842 | -0.30171 | 0.98371 | -0.31122 | 8.5533
28 | -0.071639 | -0.018042 | 0.071724 | 0.018096 | 8.4425e-05 | 5.3788e-05 | 0.10834 | 0.10834 | 0.10834 | 0.9842 | -0.30171 | 0.98547 | -0.27709 | 29.7646
29 | 0.051048 | 0.012876 | -0.051004 | -0.012848 | 4.4199e-05 | 2.8036e-05 | 0.077209 | 0.077209 | 0.077209 | 0.9842 | -0.30171 | 0.98327 | -0.31981 | 21.2113
30 | 0.012796 | 0.0032088 | -0.012792 | -0.0032066 | 3.9967e-06 | 2.1969e-06 | 0.019356 | 0.019356 | 0.019356 | 0.98371 | -0.31122 | 0.98338 | -0.31778 | 5.3176
31 | -0.079101 | -0.019944 | 0.079128 | 0.019962 | 2.7397e-05 | 1.7469e-05 | 0.11948 | 0.11948 | 0.11948 | 0.98547 | -0.27709 | 0.98584 | -0.26986 | 32.8248
32 | 0.047463 | 0.01196 | -0.047401 | -0.011921 | 6.2046e-05 | 3.9303e-05 | 0.071851 | 0.071851 | 0.071851 | 0.98327 | -0.31981 | 0.98187 | -0.34717 | 19.7393
33 | -0.0063199 | -0.0015839 | 0.0063221 | 0.0015845 | 2.2745e-06 | 5.9099e-07 | 0.009499 | 0.0094987 | 0.009499 | 0.99 | -0.1906 | 0.99039 | -0.18305 | 2.6096
34 | 0.0063199 | 0.0015839 | -0.0063187 | -0.0015836 | 1.215e-06 | 3.16e-07 | 0.009499 | 0.0094992 | 0.0094992 | 0.99 | -0.1906 | 0.9898 | -0.19464 | 2.6097
35 | -0.0063221 | -0.0015845 | 0.006324 | 0.001585 | 1.8223e-06 | 4.7296e-07 | 0.0094987 | 0.0094985 | 0.0094987 | 0.99039 | -0.18305 | 0.9907 | -0.177 | 2.6095
36 | 0.006012 | 0.0015067 | -0.0060118 | -0.0015067 | 2.1463e-07 | 5.0682e-08 | 0.0091247 | 0.0091248 | 0.0091248 | 0.98041 | -0.37665 | 0.98037 | -0.3774 | 2.5068
37 | 0.030089 | 0.0075524 | -0.030069 | -0.0075395 | 2.0702e-05 | 1.2916e-05 | 0.045672 | 0.045672 | 0.045672 | 0.98041 | -0.37665 | 0.97967 | -0.39108 | 12.5474
38 | 0.010617 | 0.002662 | -0.010611 | -0.0026589 | 6.0314e-06 | 3.0796e-06 | 0.016114 | 0.016115 | 0.016115 | 0.98041 | -0.37665 | 0.9798 | -0.38858 | 4.4271
39 | -0.046718 | -0.011721 | 0.046727 | 0.011726 | 8.1951e-06 | 5.1901e-06 | 0.070912 | 0.070912 | 0.070912 | 0.98041 | -0.37665 | 0.98059 | -0.37297 | 19.4812
40 | 0.018818 | 0.004719 | -0.018813 | -0.0047162 | 4.7478e-06 | 2.8435e-06 | 0.028584 | 0.028584 | 0.028584 | 0.97967 | -0.39108 | 0.9794 | -0.39638 | 7.8527
41 | 0.01125 | 0.0028205 | -0.011247 | -0.0028186 | 3.5051e-06 | 1.8404e-06 | 0.017089 | 0.017089 | 0.017089 | 0.97967 | -0.39108 | 0.97934 | -0.39762 | 4.6947
42 | 0.010611 | 0.0026589 | -0.01061 | -0.0026583 | 1.1224e-06 | 5.732e-07 | 0.016115 | 0.016115 | 0.016115 | 0.9798 | -0.38858 | 0.97968 | -0.3908 | 4.4271
43 | 0.011746 | 0.0029456 | -0.011739 | -0.0029421 | 6.4214e-06 | 3.4302e-06 | 0.017824 | 0.017825 | 0.017825 | 0.98059 | -0.37297 | 0.98001 | -0.38445 | 4.8969
44 | -0.058472 | -0.014672 | 0.058554 | 0.014724 | 8.1603e-05 | 5.1877e-05 | 0.088736 | 0.088736 | 0.088736 | 0.98059 | -0.37297 | 0.98209 | -0.34375 | 24.378
45 | 0.0044413 | 0.0011129 | -0.0044408 | -0.001113 | 5.1285e-07 | -3.8123e-08 | 0.0068004 | 0.0068006 | 0.0068006 | 0.9718 | -0.54346 | 0.97168 | -0.54588 | 1.8683
46 | -0.0044413 | -0.0011129 | 0.0044415 | 0.0011129 | 2.0262e-07 | -1.5092e-08 | 0.0068004 | 0.0068004 | 0.0068004 | 0.9718 | -0.54346 | 0.97185 | -0.5425 | 1.8682
47 | -0.016885 | -0.0042327 | 0.016889 | 0.0042349 | 3.7775e-06 | 2.2308e-06 | 0.025853 | 0.025853 | 0.025853 | 0.97185 | -0.5425 | 0.97209 | -0.5378 | 7.1025
48 | 0.012444 | 0.0031198 | -0.01244 | -0.0031177 | 3.675e-06 | 2.0176e-06 | 0.019053 | 0.019053 | 0.019053 | 0.97185 | -0.5425 | 0.97154 | -0.5487 | 5.2343
49 | -0.19742 | -0.05016 | 0.1975 | 0.050214 | 8.4926e-05 | 5.4052e-05 | 0.29626 | 0.29626 | 0.29626 | 0.9924 | -0.14445 | 0.99287 | -0.13552 | 27.1296
50 | 0.19742 | 0.05016 | -0.19701 | -0.0499 | 0.000409 | 0.00026032 | 0.29626 | 0.29626 | 0.29626 | 0.9924 | -0.14445 | 0.99015 | -0.18758 | 27.1296
51 | -0.32744 | -0.083297 | 0.32782 | 0.08354 | 0.00037971 | 0.00024253 | 0.49118 | 0.49118 | 0.49118 | 0.99287 | -0.13552 | 0.99412 | -0.11149 | 44.9798
52 | 0.12994 | 0.033083 | -0.1297 | -0.032928 | 0.00024258 | 0.00015503 | 0.19492 | 0.19492 | 0.19492 | 0.99287 | -0.13552 | 0.99084 | -0.17431 | 53.5506
53 | 0.19701 | 0.0499 | -0.19671 | -0.049708 | 0.00030094 | 0.00019154 | 0.29626 | 0.29626 | 0.29626 | 0.99015 | -0.18758 | 0.9885 | -0.21944 | 27.1297
54 | 0.095155 | 0.024268 | -0.095142 | -0.02426 | 1.2863e-05 | 8.0411e-06 | 0.14359 | 0.14359 | 0.14359 | 0.98709 | -0.24571 | 0.98694 | -0.24851 | 13.1497
55 | 0.07922 | 0.02002 | -0.079128 | -0.019962 | 9.1592e-05 | 5.8401e-05 | 0.11948 | 0.11948 | 0.11948 | 0.98709 | -0.24571 | 0.98584 | -0.26986 | 32.8248
56 | -0.17437 | -0.044288 | 0.17447 | 0.044347 | 9.2571e-05 | 5.8835e-05 | 0.26308 | 0.26308 | 0.26308 | 0.98709 | -0.24571 | 0.98766 | -0.23469 | 24.0913
57 | 0.089816 | 0.022925 | -0.089755 | -0.022887 | 6.1082e-05 | 3.8074e-05 | 0.13556 | 0.13557 | 0.13557 | 0.98694 | -0.24851 | 0.98621 | -0.2626 | 12.4144
58 | -0.1798 | -0.045685 | 0.17997 | 0.045792 | 0.00016853 | 0.00010715 | 0.27112 | 0.27112 | 0.27112 | 0.98766 | -0.23469 | 0.98867 | -0.21524 | 24.8276
59 | 0.0022782 | 0.00057033 | -0.0022781 | -0.00057061 | 1.3137e-07 | -2.8416e-07 | 0.0034605 | 0.0034606 | 0.0034606 | 0.97956 | -0.39323 | 0.9795 | -0.39445 | 0.95072
60 | -0.0022782 | -0.00057033 | 0.0022782 | 0.00057019 | 6.6141e-08 | -1.4309e-07 | 0.0034605 | 0.0034604 | 0.0034605 | 0.97956 | -0.39323 | 0.97959 | -0.39262 | 0.95068
61 | 0.0022781 | 0.00057061 | -0.0022779 | -0.0005709 | 1.3243e-07 | -2.8637e-07 | 0.0034606 | 0.0034607 | 0.0034607 | 0.9795 | -0.39445 | 0.97944 | -0.39567 | 0.95075
62 | -0.0064642 | -0.0016193 | 0.0064648 | 0.0016195 | 5.6266e-07 | 1.6416e-07 | 0.009819 | 0.0098189 | 0.009819 | 0.97959 | -0.39262 | 0.97968 | -0.3908 | 2.6975
63 | -0.006719 | -0.0016839 | 0.00672 | 0.0016842 | 9.67e-07 | 2.9567e-07 | 0.010114 | 0.010114 | 0.010114 | 0.98851 | -0.21826 | 0.98867 | -0.21524 | 2.7786
64 | 0.006719 | 0.0016839 | -0.0067184 | -0.0016837 | 6.5548e-07 | 2.0048e-07 | 0.010114 | 0.010114 | 0.010114 | 0.98851 | -0.21826 | 0.98841 | -0.22031 | 2.7786
65 | -0.18669 | -0.047476 | 0.18782 | 0.048193 | 0.0011277 | 0.00071729 | 0.28123 | 0.28123 | 0.28123 | 0.98867 | -0.21524 | 0.99519 | -0.090682 | 25.7537
66 | 0.0031555 | 0.00079078 | -0.0031554 | -0.00079083 | 4.882e-08 | -4.2693e-08 | 0.0047505 | 0.0047505 | 0.0047505 | 0.98841 | -0.22031 | 0.98839 | -0.22063 | 1.3051
67 | 0.011584 | 0.0029037 | -0.011583 | -0.002903 | 1.4826e-06 | 7.8064e-07 | 0.017397 | 0.017397 | 0.017397 | 0.99084 | -0.17431 | 0.9907 | -0.177 | 4.7794
68 | 0.11811 | 0.030024 | -0.11806 | -0.029994 | 4.7984e-05 | 3.0657e-05 | 0.17753 | 0.17753 | 0.17753 | 0.99084 | -0.17431 | 0.9904 | -0.18275 | 48.7713
69 | 0.11204 | 0.028484 | -0.11186 | -0.028367 | 0.00018181 | 0.00011614 | 0.16848 | 0.16848 | 0.16848 | 0.9904 | -0.18275 | 0.98865 | -0.2165 | 46.2845
70 | -0.016239 | -0.0040714 | 0.016243 | 0.004074 | 4.4703e-06 | 2.622e-06 | 0.024865 | 0.024865 | 0.024865 | 0.9718 | -0.54358 | 0.97209 | -0.5378 | 6.8312
71 | 0.016239 | 0.0040714 | -0.016235 | -0.004069 | 4.1384e-06 | 2.4275e-06 | 0.024865 | 0.024865 | 0.024865 | 0.9718 | -0.54358 | 0.97153 | -0.54893 | 6.8312
72 | 0.011827 | 0.0029655 | -0.011822 | -0.0029628 | 5.11e-06 | 2.7552e-06 | 0.018104 | 0.018104 | 0.018104 | 0.97209 | -0.5378 | 0.97163 | -0.54687 | 4.9737
73 | -0.044959 | -0.011274 | 0.045004 | 0.011303 | 4.5292e-05 | 2.867e-05 | 0.068823 | 0.068822 | 0.068823 | 0.97209 | -0.5378 | 0.97316 | -0.51669 | 18.9073
74 | 0.0080347 | 0.0020139 | -0.0080338 | -0.0020135 | 9.4145e-07 | 3.9728e-07 | 0.012306 | 0.012306 | 0.012306 | 0.97153 | -0.54893 | 0.9714 | -0.55139 | 3.3809
75 | 0.014141 | 0.0035451 | -0.014138 | -0.0035433 | 3.3291e-06 | 1.8887e-06 | 0.021485 | 0.021485 | 0.021485 | 0.9794 | -0.39638 | 0.97915 | -0.40132 | 5.9025
76 | 0.005274 | 0.0013217 | -0.0052732 | -0.0013216 | 7.9311e-07 | 9.3239e-08 | 0.0080133 | 0.0080135 | 0.0080135 | 0.97934 | -0.39762 | 0.97917 | -0.40078 | 2.2015
77 | 0.083726 | 0.021283 | -0.083348 | -0.021042 | 0.00037824 | 0.00024128 | 0.12684 | 0.12684 | 0.12684 | 0.98308 | -0.32288 | 0.97823 | -0.41714 | 34.8456
78 | -0.083726 | -0.021283 | 0.083836 | 0.021352 | 0.0001095 | 6.916e-05 | 0.12684 | 0.12684 | 0.12684 | 0.98308 | -0.32288 | 0.98448 | -0.29576 | 17.4228
79 | 0.07932 | 0.020032 | -0.079252 | -0.019989 | 6.8563e-05 | 4.3723e-05 | 0.12071 | 0.12071 | 0.12071 | 0.97823 | -0.41714 | 0.97731 | -0.4352 | 33.1626
80 | 0.0040275 | 0.0010093 | -0.0040273 | -0.0010093 | 2.825e-07 | -7.1163e-08 | 0.0061264 | 0.0061265 | 0.0061265 | 0.97823 | -0.41714 | 0.97816 | -0.41861 | 1.6831
81 | -0.085089 | -0.021666 | 0.085138 | 0.021696 | 4.847e-05 | 3.0128e-05 | 0.12873 | 0.12873 | 0.12873 | 0.98448 | -0.29576 | 0.9851 | -0.28396 | 11.7887
82 | 0.10881 | 0.027558 | -0.10826 | -0.02721 | 0.00054455 | 0.00034783 | 0.16406 | 0.16406 | 0.16406 | 0.98748 | -0.23896 | 0.98209 | -0.34375 | 45.0724
83 | -0.10881 | -0.027558 | 0.10893 | 0.027633 | 0.00011751 | 7.5059e-05 | 0.16406 | 0.16406 | 0.16406 | 0.98748 | -0.23896 | 0.98865 | -0.2165 | 45.0723
84 | 0.0082701 | 0.0020729 | -0.0082686 | -0.0020723 | 1.4862e-06 | 6.3186e-07 | 0.012531 | 0.012531 | 0.012531 | 0.98209 | -0.34375 | 0.98189 | -0.34752 | 3.4425
85 | 0.041439 | 0.010413 | -0.041401 | -0.010389 | 3.8044e-05 | 2.4023e-05 | 0.062797 | 0.062797 | 0.062797 | 0.98209 | -0.34375 | 0.9811 | -0.363 | 17.252
86 | 0.18716 | 0.047314 | -0.187 | -0.047217 | 0.00015242 | 9.6956e-05 | 0.28188 | 0.28188 | 0.28188 | 0.9885 | -0.21944 | 0.98762 | -0.23644 | 25.8129
87 | -0.33081 | -0.084288 | 0.33098 | 0.084395 | 0.00016726 | 0.00010683 | 0.49565 | 0.49565 | 0.49565 | 0.99412 | -0.11149 | 0.99467 | -0.10102 | 45.3893
88 | -0.18782 | -0.048193 | 0.18865 | 0.048722 | 0.00083034 | 0.00052813 | 0.28123 | 0.28123 | 0.28123 | 0.99519 | -0.090682 | 1 | 0 | 25.7536
89 | 0.33591 | 0.086266 | -0.33427 | -0.08522 | 0.0016387 | 0.0010467 | 0.50057 | 0.50057 | 0.50057 | 1 | 0 | 0.99467 | -0.10102 | 45.8399
90 | -0.013299 | -0.0033337 | 0.013311 | 0.0033408 | 1.2648e-05 | 7.0545e-06 | 0.020207 | 0.020206 | 0.020207 | 0.97933 | -0.39679 | 0.98035 | -0.37685 | 5.5513
91 | 0.013299 | 0.0033337 | -0.013294 | -0.0033312 | 4.5992e-06 | 2.5657e-06 | 0.020207 | 0.020207 | 0.020207 | 0.97933 | -0.39679 | 0.97896 | -0.40405 | 5.5513
92 | -0.042274 | -0.010613 | 0.042334 | 0.010651 | 5.9939e-05 | 3.7871e-05 | 0.064172 | 0.064172 | 0.064172 | 0.98035 | -0.37685 | 0.98187 | -0.34717 | 17.6296
93 | 0.028963 | 0.0072726 | -0.02895 | -0.0072647 | 1.2579e-05 | 7.832e-06 | 0.043966 | 0.043966 | 0.043966 | 0.98035 | -0.37685 | 0.97988 | -0.38596 | 12.0785
94 | 0.01147 | 0.002874 | -0.011467 | -0.0028726 | 2.6509e-06 | 1.4042e-06 | 0.017434 | 0.017434 | 0.017434 | 0.97896 | -0.40405 | 0.97871 | -0.40891 | 4.7896
95 | 0.033515 | 0.0084126 | -0.0335 | -0.0084033 | 1.4816e-05 | 9.2892e-06 | 0.050836 | 0.050836 | 0.050836 | 0.9811 | -0.363 | 0.98063 | -0.37227 | 13.966
96 | 0.0078863 | 0.0019765 | -0.0078856 | -0.0019762 | 7.4406e-07 | 3.0108e-07 | 0.011961 | 0.011961 | 0.011961 | 0.9811 | -0.363 | 0.981 | -0.36498 | 3.286
97 | 0.0335 | 0.0084033 | -0.03349 | -0.008397 | 9.9881e-06 | 6.2624e-06 | 0.050836 | 0.050836 | 0.050836 | 0.98063 | -0.37227 | 0.98031 | -0.37853 | 13.966
98 | 0.0048141 | 0.0012064 | -0.0048138 | -0.0012064 | 3.2895e-07 | 2.8399e-09 | 0.0073021 | 0.0073022 | 0.0073022 | 0.981 | -0.36498 | 0.98093 | -0.36641 | 2.0061
99 | 0.025226 | 0.0063314 | -0.025214 | -0.0063241 | 1.1875e-05 | 7.3282e-06 | 0.03831 | 0.038311 | 0.038311 | 0.97988 | -0.38596 | 0.97938 | -0.39583 | 10.5249
100 | -0.018342 | -0.0046015 | 0.01837 | 0.0046179 | 2.7496e-05 | 1.6404e-05 | 0.027847 | 0.027846 | 0.027847 | 0.98019 | -0.38123 | 0.9818 | -0.34984 | 7.6502
101 | 0.0095684 | 0.0023992 | -0.0095633 | -0.0023968 | 5.071e-06 | 2.4328e-06 | 0.014502 | 0.014503 | 0.014503 | 0.9818 | -0.34984 | 0.98123 | -0.36096 | 3.9842
102 | -0.027938 | -0.0070172 | 0.027972 | 0.007038 | 3.3505e-05 | 2.0812e-05 | 0.042349 | 0.042348 | 0.042349 | 0.9818 | -0.34984 | 0.98308 | -0.32474 | 11.6342
103 | -0.074009 | -0.018576 | 0.074024 | 0.018586 | 1.5774e-05 | 1.0053e-05 | 0.11203 | 0.11203 | 0.11203 | 0.98308 | -0.32474 | 0.98331 | -0.32027 | 30.7778
104 | 0.026159 | 0.0065596 | -0.02615 | -0.0065539 | 9.3256e-06 | 5.7696e-06 | 0.039708 | 0.039708 | 0.039708 | 0.98031 | -0.37853 | 0.97993 | -0.38601 | 10.9089
105 | 0.070437 | 0.01778 | -0.070258 | -0.017665 | 0.00017932 | 0.00011425 | 0.10729 | 0.10729 | 0.10729 | 0.97731 | -0.4352 | 0.97459 | -0.48849 | 29.4756
106 | -0.12006 | -0.03016 | 0.12036 | 0.030347 | 0.00029176 | 0.00018642 | 0.18171 | 0.18171 | 0.18171 | 0.98331 | -0.32027 | 0.98592 | -0.26948 | 49.9214
107 | -0.0013662 | -0.00034001 | 0.0013662 | 0.00033974 | 3.7353e-08 | -2.6396e-07 | 0.0020808 | 0.0020807 | 0.0020808 | 0.97658 | -0.45098 | 0.97661 | -0.4504 | 0.57165
108 | 0.0018845 | 0.00047202 | -0.0018844 | -0.00047224 | 6.5349e-08 | -2.2672e-07 | 0.0028603 | 0.0028604 | 0.0028604 | 0.98034 | -0.37837 | 0.9803 | -0.37909 | 0.78582
109 | 0.012792 | 0.0032066 | -0.012789 | -0.0032051 | 2.6865e-06 | 1.4768e-06 | 0.019356 | 0.019356 | 0.019356 | 0.98338 | -0.31778 | 0.98315 | -0.32218 | 5.3177
110 | 0.005809 | 0.0014559 | -0.005809 | -0.0014559 | 1.325e-08 | 2.7571e-09 | 0.0088202 | 0.0088202 | 0.0088202 | 0.98001 | -0.38445 | 0.98001 | -0.38449 | 2.4231
111 | 0.006216 | 0.0015579 | -0.0062154 | -0.0015577 | 5.8799e-07 | 1.6212e-07 | 0.0095204 | 0.0095205 | 0.0095205 | 0.97154 | -0.5487 | 0.97144 | -0.55068 | 2.6155
112 | 0.088753 | 0.022636 | -0.088733 | -0.022623 | 2.0451e-05 | 1.274e-05 | 0.13405 | 0.13405 | 0.13405 | 0.98621 | -0.2626 | 0.98596 | -0.26737 | 12.2761
113 | 0.015796 | 0.0039603 | -0.015792 | -0.003958 | 3.9807e-06 | 2.3216e-06 | 0.024154 | 0.024154 | 0.024154 | 0.97316 | -0.51669 | 0.97289 | -0.52198 | 6.6357
114 | -0.0608 | -0.015263 | 0.060882 | 0.015316 | 8.1893e-05 | 5.2097e-05 | 0.092976 | 0.092976 | 0.092976 | 0.97316 | -0.51669 | 0.97459 | -0.48849 | 25.5429
115 | 0.0077068 | 0.0019316 | -0.0077061 | -0.0019313 | 6.6759e-07 | 2.6817e-07 | 0.011787 | 0.011787 | 0.011787 | 0.97289 | -0.52198 | 0.9728 | -0.5238 | 3.2383
116 | 0.0070558 | 0.0017684 | -0.0070555 | -0.0017683 | 3.6363e-07 | 1.2665e-07 | 0.010723 | 0.010723 | 0.010723 | 0.97915 | -0.40132 | 0.97909 | -0.4024 | 2.9458
117 | -0.086269 | -0.02198 | 0.086293 | 0.021994 | 2.3039e-05 | 1.4331e-05 | 0.13044 | 0.13044 | 0.13044 | 0.9851 | -0.28396 | 0.98538 | -0.27842 | 11.9452
118 | 0.17382 | 0.043912 | -0.17354 | -0.043736 | 0.00027486 | 0.00017537 | 0.26201 | 0.26201 | 0.26201 | 0.98762 | -0.23644 | 0.98592 | -0.26948 | 35.9898
119 | -0.0030307 | -0.00075469 | 0.0030313 | 0.00075417 | 5.6459e-07 | -5.2336e-07 | 0.0046156 | 0.0046153 | 0.0046156 | 0.9767 | -0.44853 | 0.9769 | -0.4446 | 1.268
120 | 0.0030307 | 0.00075469 | -0.0030306 | -0.00075483 | 1.519e-07 | -1.4073e-07 | 0.0046156 | 0.0046157 | 0.0046157 | 0.9767 | -0.44853 | 0.97665 | -0.44959 | 1.268
121 | -0.0030313 | -0.00075417 | 0.0030314 | 0.00075408 | 9.2713e-08 | -8.599e-08 | 0.0046153 | 0.0046152 | 0.0046153 | 0.9769 | -0.4446 | 0.97693 | -0.44395 | 1.2679
122 | 0.0018148 | 0.00045189 | -0.0018148 | -0.00045209 | 5.3763e-08 | -2.0042e-07 | 0.002764 | 0.0027641 | 0.0027641 | 0.97665 | -0.44959 | 0.97662 | -0.45021 | 0.75936
123 | 0.00052219 | 0.00012912 | -0.00052219 | -0.00012941 | 5.7134e-09 | -2.9797e-07 | 0.00079498 | 0.00079509 | 0.00079509 | 0.97665 | -0.44959 | 0.97664 | -0.44982 | 0.21843
124 | -0.004477 | -0.0011164 | 0.0044773 | 0.0011164 | 2.8239e-07 | -2.2177e-08 | 0.0068171 | 0.006817 | 0.0068171 | 0.97693 | -0.44395 | 0.977 | -0.44263 | 1.8728
125 | 0.0058801 | 0.0014679 | -0.0058795 | -0.0014678 | 5.6057e-07 | 1.251e-07 | 0.0089518 | 0.0089519 | 0.0089519 | 0.97719 | -0.4389 | 0.97709 | -0.44091 | 2.4593
126 | -0.0058801 | -0.0014679 | 0.0058804 | 0.001468 | 3.0807e-07 | 6.8727e-08 | 0.0089518 | 0.0089517 | 0.0089518 | 0.97719 | -0.4389 | 0.97725 | -0.43779 | 2.4593
127 | 0.0058795 | 0.0014678 | -0.0058791 | -0.0014677 | 4.2433e-07 | 9.473e-08 | 0.0089519 | 0.0089519 | 0.0089519 | 0.97709 | -0.44091 | 0.97701 | -0.44242 | 2.4593
128 | -0.011452 | -0.0028643 | 0.011455 | 0.0028662 | 3.7169e-06 | 1.9701e-06 | 0.017435 | 0.017435 | 0.017435 | 0.97725 | -0.43779 | 0.97759 | -0.43097 | 4.7898
129 | 0.0018148 | 0.00045209 | -0.0018147 | -0.00045215 | 1.611e-08 | -6.0048e-08 | 0.0027641 | 0.0027641 | 0.0027641 | 0.97662 | -0.45021 | 0.97661 | -0.4504 | 0.75936
130 | -0.011455 | -0.0028662 | 0.011467 | 0.0028726 | 1.2038e-05 | 6.3787e-06 | 0.017435 | 0.017434 | 0.017435 | 0.97759 | -0.43097 | 0.97871 | -0.40891 | 4.7898
131 | -0.00052216 | -0.00013069 | 0.00052219 | 0.00012941 | 2.4521e-08 | -1.2778e-06 | 0.00079555 | 0.00079509 | 0.00079555 | 0.97659 | -0.45081 | 0.97664 | -0.44982 | 0.21856
132 | 0.00052216 | 0.00013069 | -0.00052216 | -0.00013087 | 3.3561e-09 | -1.7477e-07 | 0.00079555 | 0.00079562 | 0.00079562 | 0.97659 | -0.45081 | 0.97658 | -0.45095 | 0.21858
133 | -0.053028 | -0.01329 | 0.053185 | 0.01339 | 0.00015695 | 9.9621e-05 | 0.080293 | 0.080292 | 0.080293 | 0.98274 | -0.33141 | 0.98592 | -0.26948 | 22.0584
134 | 0.021294 | 0.0053415 | -0.021288 | -0.0053383 | 5.2036e-06 | 3.1635e-06 | 0.032354 | 0.032354 | 0.032354 | 0.97938 | -0.39583 | 0.97912 | -0.40096 | 8.8885
135 | -0.010404 | -0.0026075 | 0.010404 | 0.0026077 | 4.8988e-07 | 2.4759e-07 | 0.015799 | 0.015799 | 0.015799 | 0.97988 | -0.387 | 0.97993 | -0.38601 | 4.3404
136 | 0.00099656 | 0.00024972 | -0.00099655 | -0.00024976 | 2.5017e-09 | -3.5155e-08 | 0.0015127 | 0.0015127 | 0.0015127 | 0.9803 | -0.37909 | 0.9803 | -0.37915 | 0.41557
137 | 0.004798 | 0.0012024 | -0.0047975 | -0.0012024 | 4.5594e-07 | -5.4058e-10 | 0.0072618 | 0.0072619 | 0.0072619 | 0.98315 | -0.32218 | 0.98305 | -0.32418 | 1.995
138 | 0.0066884 | 0.0016763 | -0.0066877 | -0.0016761 | 7.1243e-07 | 2.2472e-07 | 0.010165 | 0.010165 | 0.010165 | 0.97912 | -0.40096 | 0.979 | -0.4032 | 2.7925
139 | 0.0146 | 0.003662 | -0.014592 | -0.0036573 | 8.1521e-06 | 4.6624e-06 | 0.022189 | 0.02219 | 0.02219 | 0.97912 | -0.40096 | 0.97852 | -0.41268 | 6.096
140 | 0.014592 | 0.0036573 | -0.014591 | -0.0036568 | 9.0493e-07 | 5.1759e-07 | 0.02219 | 0.02219 | 0.02219 | 0.97852 | -0.41268 | 0.97846 | -0.41398 | 6.096
141 | -0.0052165 | -0.0013016 | 0.0052165 | 0.0013016 | 4.9776e-08 | 5.509e-09 | 0.0079428 | 0.0079428 | 0.0079428 | 0.977 | -0.44263 | 0.97701 | -0.44242 | 2.1821
142 | 0.087693 | 0.022363 | -0.087646 | -0.022334 | 4.6771e-05 | 2.9118e-05 | 0.13248 | 0.13248 | 0.13248 | 0.98596 | -0.26737 | 0.98538 | -0.27842 | 12.1323

## res_trafo
| p_hv_mw | q_hv_mvar | p_lv_mw | q_lv_mvar | pl_mw | ql_mvar | i_hv_ka | i_lv_ka | vm_hv_pu | va_hv_degree | vm_lv_pu | va_lv_degree | loading_percent
0 | -1.2729e-15 | -1.3162e-15 | 0.00165 | 1.2699e-07 | 0.00165 | 1.2699e-07 | 5.2857e-17 | 0.0023815 | 0.99998 | 149.9956 | 1 | 0 | 0.2619

## res_ext_grid
| p_mw | q_mvar
0 | 0.52911 | 0.13572

## res_load
| p_mw | q_mvar
0 | 0.0021142 | 0.00052988
1 | 0.00050341 | 0.00012617
2 | 0.00058691 | 0.00014709
3 | 0.0090161 | 0.0022597
4 | 0.00080371 | 0.00020143
5 | 0.0044655 | 0.0011191
6 | 0.023623 | 0.0059204
7 | 0.00027243 | 6.8277e-05
8 | 0.00059028 | 0.00014794
9 | 0.003157 | 0.00079123
10 | 0.0010596 | 0.00026556
11 | 0.0013408 | 0.00033603
12 | 0.0077864 | 0.0019514
13 | 0.0073773 | 0.0018489
14 | 0.0035406 | 0.00088737
15 | 0.0063187 | 0.0015836
16 | 0.0060118 | 0.0015067
17 | 0.0044408 | 0.001113
18 | 0.0053259 | 0.0013348
19 | 0.0053366 | 0.0013375
20 | 0.004186 | 0.0010491
21 | 0.0035629 | 0.00089294
22 | 0.0052588 | 0.001318
23 | 0.0060249 | 0.00151
24 | 0.0081999 | 0.0020551
25 | 0.0046725 | 0.001171
26 | 0.005973 | 0.001497
27 | 0.0012536 | 0.00031418
28 | 0.0029317 | 0.00073474
29 | 0.0095523 | 0.002394
30 | 0.0029877 | 0.00074879
31 | 0.0041451 | 0.0010389
32 | 0.0029043 | 0.00072789
33 | 0.001824 | 0.00045715
34 | 0.0030715 | 0.00076979
35 | 0.0082686 | 0.0020723
36 | 0.0050672 | 0.00127
37 | 0.0037241 | 0.00093335
38 | 0.0095633 | 0.0023968
39 | 0.046037 | 0.011538
40 | 0.0073312 | 0.0018374
41 | 0.0088146 | 0.0022092
42 | 0.0040273 | 0.0010093
43 | 0.0022779 | 0.0005709
44 | 0.00088993 | 0.00022304
45 | 0.0013279 | 0.0003328
46 | 0.012866 | 0.0032244
47 | 0.001119 | 0.00028045
48 | 0.0059303 | 0.0014863
49 | 0.0062239 | 0.0015599
50 | 0.0010014 | 0.00025097
51 | 0.0031554 | 0.00079083
52 | 0.011822 | 0.0029628
53 | 0.0080854 | 0.0020264
54 | 0.0093757 | 0.0023498
55 | 0.0080338 | 0.0020135
56 | 0.0070818 | 0.0017749
57 | 0.0052732 | 0.0013216
58 | 0.0011317 | 0.00028364
59 | 0.013189 | 0.0033054
60 | 0.0032893 | 0.00082437
61 | 0.00069358 | 0.00017383
62 | 0.0014456 | 0.0003623
63 | 0.0055713 | 0.0013963
64 | 0.00044851 | 0.00011241
65 | 0.00052216 | 0.00013087
66 | 0.0048138 | 0.0012064
67 | 0.053028 | 0.01329
68 | 0.0039205 | 0.00098256
69 | 0.010404 | 0.0026075
70 | 0.015745 | 0.0039462
71 | 0.00088786 | 0.00022252
72 | 0.00099655 | 0.00024976
73 | 0.007991 | 0.0020027
74 | 0.0066877 | 0.0016761
75 | 0.014591 | 0.0036568
76 | 0.0047975 | 0.0012024
77 | 0.00073919 | 0.00018526
78 | 0.00066257 | 0.00016606
79 | 0.0070555 | 0.0017683
80 | 0.005809 | 0.0014559
81 | 0.0010404 | 0.00026076
82 | 0.0062154 | 0.0015577
83 | 0.0077061 | 0.0019313
84 | 0.0013533 | 0.00033917

## dtypes
| element | column | dtype
0 | bus | name | object
1 | bus | vn_kv | float64
2 | bus | type | object
3 | bus | zone | object
4 | bus | in_service | bool
5 | load | name | object
6 | load | bus | uint32
7 | load | p_mw | float64
8 | load | q_mvar | float64
9 | load | const_z_percent | float64
10 | load | const_i_percent | float64
11 | load | sn_mva | float64
12 | load | scaling | float64
13 | load | in_service | bool
14 | load | type | object
15 | ext_grid | name | object
16 | ext_grid | bus | uint32
17 | ext_grid | vm_pu | float64
18 | ext_grid | va_degree | float64
19 | ext_grid | slack_weight | float64
20 | ext_grid | in_service | bool
21 | line | name | object
22 | line | std_type | object
23 | line | from_bus | uint32
24 | line | to_bus | uint32
25 | line | length_km | float64
26 | line | r_ohm_per_km | float64
27 | line | x_ohm_per_km | float64
28 | line | c_nf_per_km | float64
29 | line | g_us_per_km | float64
30 | line | max_i_ka | float64
31 | line | df | float64
32 | line | parallel | uint32
33 | line | type | object
34 | line | in_service | bool
35 | trafo | name | object
36 | trafo | std_type | object
37 | trafo | hv_bus | uint32
38 | trafo | lv_bus | uint32
39 | trafo | sn_mva | float64
40 | trafo | vn_hv_kv | float64
41 | trafo | vn_lv_kv | float64
42 | trafo | vk_percent | float64
43 | trafo | vkr_percent | float64
44 | trafo | pfe_kw | float64
45 | trafo | i0_percent | float64
46 | trafo | shift_degree | float64
47 | trafo | tap_side | object
48 | trafo | tap_neutral | int32
49 | trafo | tap_min | int32
50 | trafo | tap_max | int32
51 | trafo | tap_step_percent | float64
52 | trafo | tap_step_degree | float64
53 | trafo | tap_pos | int32
54 | trafo | tap_phase_shifter | bool
55 | trafo | parallel | uint32
56 | trafo | df | float64
57 | trafo | in_service | bool
58 | line_geodata | coords | object
59 | bus_geodata | x | float64
60 | bus_geodata | y | float64
61 | bus_geodata | coords | object
62 | res_bus | vm_pu | float64
63 | res_bus | va_degree | float64
64 | res_bus | p_mw | float64
65 | res_bus | q_mvar | float64
66 | res_line | p_from_mw | float64
67 | res_line | q_from_mvar | float64
68 | res_line | p_to_mw | float64
69 | res_line | q_to_mvar | float64
70 | res_line | pl_mw | float64
71 | res_line | ql_mvar | float64
72 | res_line | i_from_ka | float64
73 | res_line | i_to_ka | float64
74 | res_line | i_ka | float64
75 | res_line | vm_from_pu | float64
76 | res_line | va_from_degree | float64
77 | res_line | vm_to_pu | float64
78 | res_line | va_to_degree | float64
79 | res_line | loading_percent | float64
80 | res_trafo | p_hv_mw | float64
81 | res_trafo | q_hv_mvar | float64
82 | res_trafo | p_lv_mw | float64
83 | res_trafo | q_lv_mvar | float64
84 | res_trafo | pl_mw | float64
85 | res_trafo | ql_mvar | float64
86 | res_trafo | i_hv_ka | float64
87 | res_trafo | i_lv_ka | float64
88 | res_trafo | vm_hv_pu | float64
89 | res_trafo | va_hv_degree | float64
90 | res_trafo | vm_lv_pu | float64
91 | res_trafo | va_lv_degree | float64
92 | res_trafo | loading_percent | float64
93 | res_ext_grid | p_mw | float64
94 | res_ext_grid | q_mvar | float64
95 | res_load | p_mw | float64
96 | res_load | q_mvar | float64

## parameters
| version | format_version | converged | OPF_converged | name | f_hz | sn_mva
0 | 2.14.6 | 2.14.0 | TRUE | FALSE |  | 50 | 1